{"text_format":"1","workbook":"xlsx","n_sheets":4,"sheets":["about","manual","tool","profiles"],"not_rendered":{"charts":0,"images":0,"macros":1,"external_links":0,"defined_names":49,"comments":0,"pivot_tables":0},"unopened":[],"bounds":{"document_bytes":16777216,"sheet_cells":100000,"rows_first":2000,"rows_last":500,"rows_between":2000,"halvings":0,"cell_chars":16384,"cell_head_chars":4096},"cells_cut":0,"cells_raw":0,"read":"whole","date_system":"1900"}

{"sheet":"about","index":0,"n_rows":18,"n_cols":3,"rows_kept":18,"cut":false,"hidden":false,"merged":[[1,1,1,10],[9,2,9,9],[10,2,10,9],[23,2,23,9],[15,2,16,10],[17,2,21,10],[8,2,8,9],[11,2,14,10]]}
[]
[null,"This is the \"spreadsheet tool 1\" used for the paper \"On the economics of electrical storage for variable renewable energy sources\", developed by Alexander Zerrahn and Wolf-Peter Schill. "]
[]
[]
[null,"Authors","Alexander Zerrahn and Wolf-Peter Schill"]
[null,"Version","1.0"]
[null,"Date of this version","February 8, 2018"]
[null,"doi"]
[null,"License","This spreadsheet is licensed under an MIT license. "]
[null,null,"Copyright (c) 2018 Alexander Zerrahn <azerrahn@diw.de>, Wolf-Peter Schill <wschill@diw.de>"]
[null,null,"SPDX-License-Identifier: MIT"]
[null,null,"Permission is hereby granted, free of charge, to any person obtaining a copy of this software and associated documentation files (the \"Software\"), to deal in the Software without restriction, including without limitation the rights to use, copy, modify, merge, publish, distribute, sublicense, and/or sell copies of the Software, and to permit persons to whom the Software is furnished to do so, subject to the following conditions:"]
[]
[]
[]
[null,null,"The above copyright notice and this permission notice shall be included in all copies or substantial portions of the Software."]
[]
[null,null,"THE SOFTWARE IS PROVIDED \"AS IS\", WITHOUT WARRANTY OF ANY KIND, EXPRESS OR IMPLIED, INCLUDING BUT NOT LIMITED TO THE WARRANTIES OF MERCHANTABILITY, FITNESS FOR A PARTICULAR PURPOSE AND NONINFRINGEMENT. IN NO EVENT SHALL THE AUTHORS OR COPYRIGHT HOLDERS BE LIABLE FOR ANY CLAIM, DAMAGES OR OTHER LIABILITY, WHETHER IN AN ACTION OF CONTRACT, TORT OR OTHERWISE, ARISING FROM, OUT OF OR IN CONNECTION WITH THE SOFTWARE OR THE USE OR OTHER DEALINGS IN THE SOFTWARE."]

{"sheet":"manual","index":1,"n_rows":18,"n_cols":3,"rows_kept":18,"cut":false,"hidden":false,"merged":[]}
[]
[]
[null,"Objective","The tool minimzes storage energy requirements (Cell L2) using the Excel Solver. Make sure that the solver is activated."]
[]
[null,"Variables","Capacity of installed renewables (Cell C2), the curtailment threshold (C3), and the initial storage level (K18)"]
[]
[null,"Constraints","Minimum renewables share (C5), maximum curtailed renewable energy (C6), equality of storage level in first and last period (K18, K8777). Constraints are only active when using the macro."]
[]
[]
[null,"Manual use","Choose a base year to supply the time series on the hourly renewable capacity factor and hourly demand (C10)"]
[null,null,"Enter a renewables capacity (C2), a curtailment threshold (C3), and the storage level in the first period (K18)"]
[null,null,"The formulae in the cells automatically calculate the results. No solver is activated"]
[null,null,"Results are the time series of residual demand (M18-M8777), storage use (I18-K8777), backup capacity use (L18-L8777), renewable curtailment (C6), renewables in net demand (I3), and all further indicators in the sheet's head"]
[]
[null,"Automatic use","Choose a base year to supply the time series on the hourly renewable capacity factor and hourly demand (C10)"]
[null,null,"Open and run the macro. The macro iterates through minimum renewables shares and maximum curtailment shares"]
[null,null,"For cases with high minimum renewables shares and low curtailment shares, the Excel Solver may have numerical difficulties. If the Solver does not deliver a plausible solution, use other starting values in the macro."]
[null,null,"Results are displayed in columns P to BA"]

{"sheet":"tool","index":2,"n_rows":8777,"n_cols":54,"rows_kept":4500,"cut":true,"hidden":false,"merged":[],"bounds":{"rows_first":2000,"rows_last":500,"rows_between":2000,"halvings":0}}
[1,2,3,4,5,6,7,8,9,10,11,12,13,14,15,16,17,18,19,20,21,22,23,24,25,26,27,28,29,30,31,32,33,34,35,36,37,38,39,40,41,42,43,44,45,46,47,48,49,50,51,52,53]
[null,"Renewable capacity",200,"GW","Efficiency loading",0.81,"%","Net demand",{"$f":"SUM(B18:B8777)/1000","v":504.16428500000052},"TWh","Storage energy",{"$f":"MAX(K18:K8777)","v":1140.6558904583806},"GWh",null,null,"Storage energy in GWh","Renewable curtailment in per mille or percent"]
[null,"Curtailment threshold",10,"GW","Efficiency discharging",0.92600000000000005,"%","renewables in net demand",{"$f":"((SUM(F18:F8777)+SUM(J18:J8777))/1000/I2)*100","v":46.463416486713541},"%","Storage power",{"$f":"MAX(I18:J8777)","v":49.135279079149072},"GW",null,null,null,{"$f":"10*Q4+$C$8*100","v":0},{"$f":"10*R4+$C$8*100","v":5},10,15,20,25,30,35,40,45,50,55,60,65,70,75,80,85,90,95,100,110,120,130,140,150,160,170,180,190,200,250,300,350,400,450,500]
[null,null,null,null,null,null,null,null,null,null,null,null,null,null,null,"vRES",0,0.5,1,1.5,2,2.5,3,3.5,4,4.5,5,5.5,6,6.5,7,7.5,8,8.5,9,9.5,10,11,12,13,14,15,16,17,18,19,20,25,30,35,40,45,50]
[null,"Renewable  share",{"$f":"I3","v":46.463416486713541},"%",null,null,null,"Renewables available",{"$f":"SUM(D18:D8777)/1000","v":238.21389785444777},"TWh","Storage E/P",{"$f":"L2/L3","v":23.214600829293477},"h",null,1,20,null,null,null,null,null,null,null,null,null,null,null,null,null,null,null,null,null,null,null,null,null,null,null,null,null,null,null,null,null,null,null,null,null,null,null,null,null,1]
[null,"Renewable curtailment",{"$f":"10*I8","v":15.409179624573566},"per mille","Renewable surplus",{"$f":"I7","v":3.8041552361430253},"%","Renewables used directly",{"$f":"SUM(F18:F8777)/1000/I5*100","v":96.195844763857053},"%","Storage full-load hours",{"$f":"SUM(J18:J8777)/L3","v":103.79670628508498},"h",null,2,25,null,null,null,null,null,null,null,null,null,null,null,null,null,null,null,null,null,null,null,null,null,null,null,null,null,null,null,null,null,null,null,null,null,null,null,null,null,2]
[null,null,null,null,null,null,null,"Renewable surplus",{"$f":"SUM(E18:E8777)/1000/I5*100","v":3.8041552361430253},"%",null,null,null,null,3,30,null,null,null,null,null,null,null,null,null,null,null,null,null,null,null,null,null,null,null,null,null,null,null,null,null,null,null,null,null,null,null,null,null,null,null,null,null,3]
[null,null,null,null,null,null,null,"Renewables curtailed",{"$f":"SUM(H18:H8777)/1000/I5*100","v":1.5409179624573566},"%","Conventional capacity",{"$f":"MAX(L18:L8777)","v":76.262779395357697},"GW",null,4,35,null,null,null,null,null,null,null,null,null,null,null,null,null,null,null,null,null,null,null,null,null,null,null,null,null,null,null,null,null,null,null,null,null,null,null,null,null,4]
[null,null,null,null,null,null,null,"Renewables stored",{"$f":"SUM(I18:I8777)/1000/I5*100","v":2.2632372736856654},"%",null,null,null,null,5,40,null,null,null,null,null,null,null,null,null,null,null,null,null,null,null,null,null,null,null,null,null,null,null,null,null,null,null,null,null,null,null,null,null,null,null,null,null,5]
[null,"Select base year",2014,null,null,null,null,null,null,null,null,null,null,null,6,45,null,null,null,null,null,null,null,null,null,null,null,null,null,null,null,null,null,null,null,null,null,null,null,null,null,null,null,null,null,null,null,null,null,null,null,null,null,6]
[null,null,null,null,null,null,null,"Renewables lost in storage",{"$f":"((SUM(I18:I8777)-SUM(J18:J8777))/SUM(D18:D8777))*100","v":0.12227061441444913},"%",null,null,null,null,7,50,null,null,null,null,null,null,null,null,null,null,null,null,null,null,null,null,null,null,null,null,null,null,null,null,null,null,null,null,null,null,null,null,null,null,null,null,null,7]
[null,null,"Input data required",null,null,null,null,null,null,null,null,null,null,null,8,55,null,null,null,null,null,null,null,null,null,null,null,null,null,null,null,null,null,null,null,null,null,null,null,null,null,null,null,null,null,null,null,null,null,null,null,null,null,8]
[null,null,"Cells changed by macro",null,null,null,null,"Renewables lost overall",{"$f":"I11+I8","v":1.6631885768718058},"%",null,null,null,null,9,60,null,null,null,null,null,null,null,null,null,null,null,null,null,null,null,null,null,null,null,null,null,null,null,null,null,null,null,null,null,null,null,null,null,null,null,null,null,9]
[null,null,"Results from automatic calculation",null,null,null,null,"Renewables used (\"efficiency\")",{"$f":"100-I13","v":98.336811423128196},"%",null,null,null,null,10,65,null,null,null,null,null,null,null,null,null,null,null,null,null,null,null,null,null,null,null,null,null,null,null,null,null,null,null,null,null,null,null,null,null,null,null,null,null,10]
[null,null,null,null,null,null,null,null,null,null,null,null,null,null,11,70,null,null,null,null,null,null,null,null,null,null,null,null,null,null,null,null,null,null,null,null,null,null,null,null,null,null,null,null,null,null,null,null,null,null,null,null,null,11]
[null,null,null,null,null,null,null,null,null,null,null,null,null,null,12,75,null,null,null,null,null,null,null,null,null,null,null,null,null,null,null,null,null,null,null,null,null,null,null,null,null,null,null,null,null,null,null,null,null,null,null,null,null,12]
["hour","demand","renewable availability factor","renewable availability","renewable surplus","renewable generation","residual demand","curtailment","storage loading","storage discharging","storage energy level","conventional generation","residual demand (for RLDCs)",null,13,80,null,null,null,null,null,null,null,null,null,null,null,null,null,null,null,null,null,null,null,null,null,null,null,null,null,null,null,null,null,null,null,null,null,null,null,null,null,13]
["h1",{"$f":"IF($C$10=2012,profiles!C5,IF($C$10=2013,profiles!E5,IF($C$10=2014,profiles!G5,IF($C$10=2015,profiles!I5,IF($C$10=2016,profiles!K5)))))","v":45.485999999999997},{"$f":"IF($C$10=2012,profiles!D5,IF($C$10=2013,profiles!F5,IF($C$10=2014,profiles!H5,IF($C$10=2015,profiles!J5,IF($C$10=2016,profiles!L5)))))","v":0.12537595093471723},{"$f":"C18*$C$2","v":25.075190186943448},{"$f":"D18-F18","v":0},{"$f":"MIN(D18,B18)","v":25.075190186943448},{"$f":"B18-F18","v":20.410809813056549},{"$f":"-MIN(-E18+$C$3,0)","v":0},{"$f":"E18-H18","v":0},null,1140.6558904583806,{"$f":"MAX(G18-J18,0)","v":20.410809813056549},{"$f":"B18-D18","v":20.410809813056549},null,14,85,null,null,null,null,null,null,null,null,null,null,null,null,null,null,null,null,null,null,null,null,null,null,null,null,null,null,null,null,null,null,null,null,null,null,null,null,null,14]
["h2",{"$f":"IF($C$10=2012,profiles!C6,IF($C$10=2013,profiles!E6,IF($C$10=2014,profiles!G6,IF($C$10=2015,profiles!I6,IF($C$10=2016,profiles!K6)))))","v":43.588000000000001},{"$f":"IF($C$10=2012,profiles!D6,IF($C$10=2013,profiles!F6,IF($C$10=2014,profiles!H6,IF($C$10=2015,profiles!J6,IF($C$10=2016,profiles!L6)))))","v":0.11921330424013682},{"$f":"C19*$C$2","v":23.842660848027364},{"$f":"D19-F19","v":0},{"$f":"MIN(D19,B19)","v":23.842660848027364},{"$f":"B19-F19","v":19.745339151972637},{"$f":"-MIN(-E19+$C$3,0)","v":0},{"$f":"E19-H19","v":0},{"$f":"MIN(G19,K18*$F$3)","v":19.745339151972637},{"$f":"K18+I19*$F$2-J19/$F$3","v":1119.3326300350839},{"$f":"MAX(G19-J19,0)","v":0},{"$f":"B19-D19","v":19.745339151972637},null,15,90,null,null,null,null,null,null,null,null,null,null,null,null,null,null,null,null,null,null,null,null,null,null,null,null,null,null,null,null,null,null,null,null,null,null,null,null,null,15]
["h3",{"$f":"IF($C$10=2012,profiles!C7,IF($C$10=2013,profiles!E7,IF($C$10=2014,profiles!G7,IF($C$10=2015,profiles!I7,IF($C$10=2016,profiles!K7)))))","v":41.811},{"$f":"IF($C$10=2012,profiles!D7,IF($C$10=2013,profiles!F7,IF($C$10=2014,profiles!H7,IF($C$10=2015,profiles!J7,IF($C$10=2016,profiles!L7)))))","v":0.12978415993395059},{"$f":"C20*$C$2","v":25.956831986790117},0,25.956831986790117,15.854168013209883,0,{"$f":"E20-H20","v":0},{"$f":"MIN(G20,K19*$F$3)","v":15.854168013209883},{"$f":"K19+I20*$F$2-J20/$F$3","v":1102.2114982713583},0,15.854168013209883,null,16,95,null,null,null,null,null,null,null,null,null,null,null,null,null,null,null,null,null,null,null,null,null,null,null,null,null,null,null,null,null,null,null,null,null,null,null,null,null,16]
["h4",{"$f":"IF($C$10=2012,profiles!C8,IF($C$10=2013,profiles!E8,IF($C$10=2014,profiles!G8,IF($C$10=2015,profiles!I8,IF($C$10=2016,profiles!K8)))))","v":40.756999999999998},{"$f":"IF($C$10=2012,profiles!D8,IF($C$10=2013,profiles!F8,IF($C$10=2014,profiles!H8,IF($C$10=2015,profiles!J8,IF($C$10=2016,profiles!L8)))))","v":0.13224626997700065},26.449253995400131,0,26.449253995400131,14.307746004599867,0,{"$f":"E21-H21","v":0},14.307746004599867,{"$f":"K20+I21*$F$2-J21/$F$3","v":1086.7603686767579},0,14.307746004599867,null,null,null,1,2,3,4,5,6,7,8,9,10,11,12,13,14,15,16,17,18,19,20,21,22,23,24,25,26,27,28,29,30,31,32,33,34,35,36,37]
["h5",{"$f":"IF($C$10=2012,profiles!C9,IF($C$10=2013,profiles!E9,IF($C$10=2014,profiles!G9,IF($C$10=2015,profiles!I9,IF($C$10=2016,profiles!K9)))))","v":39.988},{"$f":"IF($C$10=2012,profiles!D9,IF($C$10=2013,profiles!F9,IF($C$10=2014,profiles!H9,IF($C$10=2015,profiles!J9,IF($C$10=2016,profiles!L9)))))","v":0.12546440997818009},25.09288199563602,0,25.09288199563602,14.895118004363979,0,0,14.895118004363979,{"$f":"K21+I22*$F$2-J22/$F$3","v":1070.6749280672936},0,14.895118004363979,null,null,null,null,null,null,null,null,null,null,null,null,null,null,null,null,null,null,null,null,null,null,null,null,null,null,null,null,null,null,null,null,null,null,null,null,null,null,0,0]
["h6",{"$f":"IF($C$10=2012,profiles!C10,IF($C$10=2013,profiles!E10,IF($C$10=2014,profiles!G10,IF($C$10=2015,profiles!I10,IF($C$10=2016,profiles!K10)))))","v":39.052},{"$f":"IF($C$10=2012,profiles!D10,IF($C$10=2013,profiles!F10,IF($C$10=2014,profiles!H10,IF($C$10=2015,profiles!J10,IF($C$10=2016,profiles!L10)))))","v":0.12325293389160819},24.650586778321639,0,24.650586778321639,14.401413221678361,0,0,14.401413221678361,1055.1226459704487,0,14.401413221678361]
["h7",{"$f":"IF($C$10=2012,profiles!C11,IF($C$10=2013,profiles!E11,IF($C$10=2014,profiles!G11,IF($C$10=2015,profiles!I11,IF($C$10=2016,profiles!K11)))))","v":37.302},{"$f":"IF($C$10=2012,profiles!D11,IF($C$10=2013,profiles!F11,IF($C$10=2014,profiles!H11,IF($C$10=2015,profiles!J11,IF($C$10=2016,profiles!L11)))))","v":0.11863832045762812},23.727664091525625,0,23.727664091525625,13.574335908474374,{"$f":"-MIN(-E24+$C$3,0)","v":0},0,13.574335908474374,1040.4635359181007,0,13.574335908474374,null,null,"Implicit storage power in GW","Renewable curtailment in per mille or percent"]
["h8",{"$f":"IF($C$10=2012,profiles!C12,IF($C$10=2013,profiles!E12,IF($C$10=2014,profiles!G12,IF($C$10=2015,profiles!I12,IF($C$10=2016,profiles!K12)))))","v":37.585999999999999},{"$f":"IF($C$10=2012,profiles!D12,IF($C$10=2013,profiles!F12,IF($C$10=2014,profiles!H12,IF($C$10=2015,profiles!J12,IF($C$10=2016,profiles!L12)))))","v":0.1213805508049773},24.276110160995458,0,24.276110160995458,13.309889839004541,0,0,{"$f":"MIN(MAX(0,G25),K24*$F$3)","v":13.309889839004541},1026.0900047744672,0,13.309889839004541,null,null,null,{"$f":"10*Q26+$C$8*100","v":0},{"$f":"10*R26+$C$8*100","v":5},10,15,20,25,30,35,40,45,50,55,60,65,70,75,80,85,90,95,100,110,120,130,140,150,160,170,180,190,200,250,300,350,400,450,500]
["h9",{"$f":"IF($C$10=2012,profiles!C13,IF($C$10=2013,profiles!E13,IF($C$10=2014,profiles!G13,IF($C$10=2015,profiles!I13,IF($C$10=2016,profiles!K13)))))","v":38.24},{"$f":"IF($C$10=2012,profiles!D13,IF($C$10=2013,profiles!F13,IF($C$10=2014,profiles!H13,IF($C$10=2015,profiles!J13,IF($C$10=2016,profiles!L13)))))","v":0.12606888010850975},25.21377602170195,0,25.21377602170195,13.026223978298052,0,0,13.026223978298052,1012.022808253627,0,13.026223978298052,null,null,"vRES",0,0.5,1,1.5,2,2.5,3,3.5,4,4.5,5,5.5,6,6.5,7,7.5,8,8.5,9,9.5,10,11,12,13,14,15,16,17,18,19,20,25,30,35,40,45,50]
["h10",{"$f":"IF($C$10=2012,profiles!C14,IF($C$10=2013,profiles!E14,IF($C$10=2014,profiles!G14,IF($C$10=2015,profiles!I14,IF($C$10=2016,profiles!K14)))))","v":40.649000000000001},{"$f":"IF($C$10=2012,profiles!D14,IF($C$10=2013,profiles!F14,IF($C$10=2014,profiles!H14,IF($C$10=2015,profiles!J14,IF($C$10=2016,profiles!L14)))))","v":0.13882172554107447},27.764345108214894,0,27.764345108214894,12.884654891785107,0,0,12.884654891785107,998.10849411563015,0,12.884654891785107,null,1,20,null,null,null,null,null,null,null,null,null,null,null,null,null,null,null,null,null,null,null,null,null,null,null,null,null,null,null,null,null,null,null,null,null,null,null,null,null,1]
["h11",{"$f":"IF($C$10=2012,profiles!C15,IF($C$10=2013,profiles!E15,IF($C$10=2014,profiles!G15,IF($C$10=2015,profiles!I15,IF($C$10=2016,profiles!K15)))))","v":42.893999999999998},{"$f":"IF($C$10=2012,profiles!D15,IF($C$10=2013,profiles!F15,IF($C$10=2014,profiles!H15,IF($C$10=2015,profiles!J15,IF($C$10=2016,profiles!L15)))))","v":0.15343221088635961},30.686442177271921,0,30.686442177271921,12.207557822728077,0,0,12.207557822728077,984.92538631570778,0,12.207557822728077,null,2,25,null,null,null,null,null,null,null,null,null,null,null,null,null,null,null,null,null,null,null,null,null,null,null,null,null,null,null,null,null,null,null,null,null,null,null,null,null,2]
["h12",{"$f":"IF($C$10=2012,profiles!C16,IF($C$10=2013,profiles!E16,IF($C$10=2014,profiles!G16,IF($C$10=2015,profiles!I16,IF($C$10=2016,profiles!K16)))))","v":45.335000000000001},{"$f":"IF($C$10=2012,profiles!D16,IF($C$10=2013,profiles!F16,IF($C$10=2014,profiles!H16,IF($C$10=2015,profiles!J16,IF($C$10=2016,profiles!L16)))))","v":0.17511941970867489},35.023883941734979,0,35.023883941734979,10.311116058265021,0,0,10.311116058265021,973.79027178194428,0,10.311116058265021,null,3,30,null,null,null,null,null,null,null,null,null,null,null,null,null,null,null,null,null,null,null,null,null,null,null,null,null,null,null,null,null,null,null,null,null,null,null,null,null,3]
["h13",{"$f":"IF($C$10=2012,profiles!C17,IF($C$10=2013,profiles!E17,IF($C$10=2014,profiles!G17,IF($C$10=2015,profiles!I17,IF($C$10=2016,profiles!K17)))))","v":46.286000000000001},{"$f":"IF($C$10=2012,profiles!D17,IF($C$10=2013,profiles!F17,IF($C$10=2014,profiles!H17,IF($C$10=2015,profiles!J17,IF($C$10=2016,profiles!L17)))))","v":0.18414224214188832},36.828448428377662,0,36.828448428377662,9.4575515716223393,0,0,9.4575515716223393,963.57693315168262,0,{"$f":"B30-D30","v":9.4575515716223393},null,4,35,null,null,null,null,null,null,null,null,null,null,null,null,null,null,null,null,null,null,null,null,null,null,null,null,null,null,null,null,null,null,null,null,null,null,null,null,null,4]
["h14",{"$f":"IF($C$10=2012,profiles!C18,IF($C$10=2013,profiles!E18,IF($C$10=2014,profiles!G18,IF($C$10=2015,profiles!I18,IF($C$10=2016,profiles!K18)))))","v":45.686},{"$f":"IF($C$10=2012,profiles!D18,IF($C$10=2013,profiles!F18,IF($C$10=2014,profiles!H18,IF($C$10=2015,profiles!J18,IF($C$10=2016,profiles!L18)))))","v":0.17823022940378605},35.646045880757207,0,35.646045880757207,10.039954119242793,0,0,10.039954119242793,952.7346500855457,0,10.039954119242793,null,5,40,null,null,null,null,null,null,null,null,null,null,null,null,null,null,null,null,null,null,null,null,null,null,null,null,null,null,null,null,null,null,null,null,null,null,null,null,null,5]
["h15",{"$f":"IF($C$10=2012,profiles!C19,IF($C$10=2013,profiles!E19,IF($C$10=2014,profiles!G19,IF($C$10=2015,profiles!I19,IF($C$10=2016,profiles!K19)))))","v":45.311999999999998},{"$f":"IF($C$10=2012,profiles!D19,IF($C$10=2013,profiles!F19,IF($C$10=2014,profiles!H19,IF($C$10=2015,profiles!J19,IF($C$10=2016,profiles!L19)))))","v":0.15015922627823317},30.031845255646633,0,30.031845255646633,15.280154744353364,0,0,15.280154744353364,936.23340306140597,0,15.280154744353364,null,6,45,null,null,null,null,null,null,null,null,null,null,null,null,null,null,null,null,null,null,null,null,null,null,null,null,null,null,null,null,null,null,null,null,null,null,null,null,null,6]
["h16",{"$f":"IF($C$10=2012,profiles!C20,IF($C$10=2013,profiles!E20,IF($C$10=2014,profiles!G20,IF($C$10=2015,profiles!I20,IF($C$10=2016,profiles!K20)))))","v":45.866},{"$f":"IF($C$10=2012,profiles!D20,IF($C$10=2013,profiles!F20,IF($C$10=2014,profiles!H20,IF($C$10=2015,profiles!J20,IF($C$10=2016,profiles!L20)))))","v":0.11781270271864126},23.562540543728254,0,23.562540543728254,22.303459456271746,0,0,22.303459456271746,912.14759371338027,0,22.303459456271746,null,7,50,null,null,null,null,null,null,null,null,null,null,null,null,null,null,null,null,null,null,null,null,null,null,null,null,null,null,null,null,null,null,null,null,null,null,null,null,null,7]
["h17",{"$f":"IF($C$10=2012,profiles!C21,IF($C$10=2013,profiles!E21,IF($C$10=2014,profiles!G21,IF($C$10=2015,profiles!I21,IF($C$10=2016,profiles!K21)))))","v":48.899000000000001},{"$f":"IF($C$10=2012,profiles!D21,IF($C$10=2013,profiles!F21,IF($C$10=2014,profiles!H21,IF($C$10=2015,profiles!J21,IF($C$10=2016,profiles!L21)))))","v":0.12166067110927641},24.332134221855281,0,24.332134221855281,24.56686577814472,0,0,24.56686577814472,885.61750108039462,0,24.56686577814472,null,8,55,null,null,null,null,null,null,null,null,null,null,null,null,null,null,null,null,null,null,null,null,null,null,null,null,null,null,null,null,null,null,null,null,null,null,null,null,null,8]
["h18",{"$f":"IF($C$10=2012,profiles!C22,IF($C$10=2013,profiles!E22,IF($C$10=2014,profiles!G22,IF($C$10=2015,profiles!I22,IF($C$10=2016,profiles!K22)))))","v":53.773000000000003},{"$f":"IF($C$10=2012,profiles!D22,IF($C$10=2013,profiles!F22,IF($C$10=2014,profiles!H22,IF($C$10=2015,profiles!J22,IF($C$10=2016,profiles!L22)))))","v":0.14482219732263962},28.964439464527924,0,28.964439464527924,24.808560535472079,0,0,24.808560535472079,858.82639899025196,0,24.808560535472079,null,9,60,null,null,null,null,null,null,null,null,null,null,null,null,null,null,null,null,null,null,null,null,null,null,null,null,null,null,null,null,null,null,null,null,null,null,null,null,null,9]
["h19",{"$f":"IF($C$10=2012,profiles!C23,IF($C$10=2013,profiles!E23,IF($C$10=2014,profiles!G23,IF($C$10=2015,profiles!I23,IF($C$10=2016,profiles!K23)))))","v":54.667999999999999},{"$f":"IF($C$10=2012,profiles!D23,IF($C$10=2013,profiles!F23,IF($C$10=2014,profiles!H23,IF($C$10=2015,profiles!J23,IF($C$10=2016,profiles!L23)))))","v":0.16270566727605118},32.541133455210236,0,32.541133455210236,22.126866544789763,0,0,22.126866544789763,834.93129473021986,0,22.126866544789763,null,10,65,null,null,null,null,null,null,null,null,null,null,null,null,null,null,null,null,null,null,null,null,null,null,null,null,null,null,null,null,null,null,null,null,null,null,null,null,null,10]
["h20",{"$f":"IF($C$10=2012,profiles!C24,IF($C$10=2013,profiles!E24,IF($C$10=2014,profiles!G24,IF($C$10=2015,profiles!I24,IF($C$10=2016,profiles!K24)))))","v":53.75},{"$f":"IF($C$10=2012,profiles!D24,IF($C$10=2013,profiles!F24,IF($C$10=2014,profiles!H24,IF($C$10=2015,profiles!J24,IF($C$10=2016,profiles!L24)))))","v":0.18218140001179453},36.436280002358906,0,36.436280002358906,17.313719997641094,0,0,17.313719997641094,816.23397291851245,0,17.313719997641094,null,11,70,null,null,null,null,null,null,null,null,null,null,null,null,null,null,null,null,null,null,null,null,null,null,null,null,null,null,null,null,null,null,null,null,null,null,null,null,null,11]
["h21",{"$f":"IF($C$10=2012,profiles!C25,IF($C$10=2013,profiles!E25,IF($C$10=2014,profiles!G25,IF($C$10=2015,profiles!I25,IF($C$10=2016,profiles!K25)))))","v":51.276000000000003},{"$f":"IF($C$10=2012,profiles!D25,IF($C$10=2013,profiles!F25,IF($C$10=2014,profiles!H25,IF($C$10=2015,profiles!J25,IF($C$10=2016,profiles!L25)))))","v":0.18942029840183994},37.88405968036799,0,37.88405968036799,13.391940319632013,0,0,13.391940319632013,801.77183434439576,0,13.391940319632013,null,12,75,null,null,null,null,null,null,null,null,null,null,null,null,null,null,null,null,null,null,null,null,null,null,null,null,null,null,null,null,null,null,null,null,null,null,null,null,null,12]
["h22",{"$f":"IF($C$10=2012,profiles!C26,IF($C$10=2013,profiles!E26,IF($C$10=2014,profiles!G26,IF($C$10=2015,profiles!I26,IF($C$10=2016,profiles!K26)))))","v":49.765000000000001},{"$f":"IF($C$10=2012,profiles!D26,IF($C$10=2013,profiles!F26,IF($C$10=2014,profiles!H26,IF($C$10=2015,profiles!J26,IF($C$10=2016,profiles!L26)))))","v":0.19136639735802324},38.273279471604646,0,38.273279471604646,11.491720528395355,0,0,11.491720528395355,789.36176897895803,0,11.491720528395355,null,13,80,null,null,null,null,null,null,null,null,null,null,null,null,null,null,null,null,null,null,null,null,null,null,null,null,null,null,null,null,null,null,null,null,null,null,null,null,null,13]
["h23",{"$f":"IF($C$10=2012,profiles!C27,IF($C$10=2013,profiles!E27,IF($C$10=2014,profiles!G27,IF($C$10=2015,profiles!I27,IF($C$10=2016,profiles!K27)))))","v":49.156999999999996},{"$f":"IF($C$10=2012,profiles!D27,IF($C$10=2013,profiles!F27,IF($C$10=2014,profiles!H27,IF($C$10=2015,profiles!J27,IF($C$10=2016,profiles!L27)))))","v":0.19900336144365158},39.800672288730318,0,39.800672288730318,9.3563277112696781,0,0,9.3563277112696781,779.25774337283531,0,9.3563277112696781,null,14,85,null,null,null,null,null,null,null,null,null,null,null,null,null,null,null,null,null,null,null,null,null,null,null,null,null,null,null,null,null,null,null,null,null,null,null,null,null,14]
["h24",{"$f":"IF($C$10=2012,profiles!C28,IF($C$10=2013,profiles!E28,IF($C$10=2014,profiles!G28,IF($C$10=2015,profiles!I28,IF($C$10=2016,profiles!K28)))))","v":45.914000000000001},{"$f":"IF($C$10=2012,profiles!D28,IF($C$10=2013,profiles!F28,IF($C$10=2014,profiles!H28,IF($C$10=2015,profiles!J28,IF($C$10=2016,profiles!L28)))))","v":0.20627174618151795},41.25434923630359,0,41.25434923630359,4.659650763696412,0,0,4.659650763696412,774.22572310966427,0,4.659650763696412,null,15,90,null,null,null,null,null,null,null,null,null,null,null,null,null,null,null,null,null,null,null,null,null,null,null,null,null,null,null,null,null,null,null,null,null,null,null,null,null,15]
["h25",{"$f":"IF($C$10=2012,profiles!C29,IF($C$10=2013,profiles!E29,IF($C$10=2014,profiles!G29,IF($C$10=2015,profiles!I29,IF($C$10=2016,profiles!K29)))))","v":42.526000000000003},{"$f":"IF($C$10=2012,profiles!D29,IF($C$10=2013,profiles!F29,IF($C$10=2014,profiles!H29,IF($C$10=2015,profiles!J29,IF($C$10=2016,profiles!L29)))))","v":0.20309874104431405},40.619748208862809,0,40.619748208862809,1.9062517911371941,0,0,1.9062517911371941,772.1671358622159,0,1.9062517911371941,null,16,95,null,null,null,null,null,null,null,null,null,null,null,null,null,null,null,null,null,null,null,null,null,null,null,null,null,null,null,null,null,null,null,null,null,null,null,null,null,16]
["h26",{"$f":"IF($C$10=2012,profiles!C30,IF($C$10=2013,profiles!E30,IF($C$10=2014,profiles!G30,IF($C$10=2015,profiles!I30,IF($C$10=2016,profiles!K30)))))","v":40.281999999999996},{"$f":"IF($C$10=2012,profiles!D30,IF($C$10=2013,profiles!F30,IF($C$10=2014,profiles!H30,IF($C$10=2015,profiles!J30,IF($C$10=2016,profiles!L30)))))","v":0.20382109266739393},40.764218533478783,0.48221853347878607,40.281999999999996,0,0,0.48221853347878607,0,772.55773287433374,0,-0.48221853347878607,null,null,null,1,2,3,4,5,6,7,8,9,10,11,12,13,14,15,16,17,18,19,20,21,22,23,24,25,26,27,28,29,30,31,32,33,34,35,36,37]
["h27",{"$f":"IF($C$10=2012,profiles!C31,IF($C$10=2013,profiles!E31,IF($C$10=2014,profiles!G31,IF($C$10=2015,profiles!I31,IF($C$10=2016,profiles!K31)))))","v":39.622999999999998},{"$f":"IF($C$10=2012,profiles!D31,IF($C$10=2013,profiles!F31,IF($C$10=2014,profiles!H31,IF($C$10=2015,profiles!J31,IF($C$10=2016,profiles!L31)))))","v":0.20783088126898017},41.56617625379603,1.9431762537960324,39.622999999999998,0,0,1.9431762537960324,0,774.13170563990855,0,-1.9431762537960324]
["h28",{"$f":"IF($C$10=2012,profiles!C32,IF($C$10=2013,profiles!E32,IF($C$10=2014,profiles!G32,IF($C$10=2015,profiles!I32,IF($C$10=2016,profiles!K32)))))","v":39.811},{"$f":"IF($C$10=2012,profiles!D32,IF($C$10=2013,profiles!F32,IF($C$10=2014,profiles!H32,IF($C$10=2015,profiles!J32,IF($C$10=2016,profiles!L32)))))","v":0.2179732877318159},43.59465754636318,3.7836575463631803,39.811,0,0,3.7836575463631803,0,777.19646825246275,0,-3.7836575463631803]
["h29",{"$f":"IF($C$10=2012,profiles!C33,IF($C$10=2013,profiles!E33,IF($C$10=2014,profiles!G33,IF($C$10=2015,profiles!I33,IF($C$10=2016,profiles!K33)))))","v":41.110999999999997},{"$f":"IF($C$10=2012,profiles!D33,IF($C$10=2013,profiles!F33,IF($C$10=2014,profiles!H33,IF($C$10=2015,profiles!J33,IF($C$10=2016,profiles!L33)))))","v":0.22109856414187576},44.219712828375151,3.1087128283751539,41.110999999999997,0,0,3.1087128283751539,0,779.71452564344668,0,-3.1087128283751539,null,null,"Renewables installed in GW","Renewable curtailment in per mille or percent"]
["h30",{"$f":"IF($C$10=2012,profiles!C34,IF($C$10=2013,profiles!E34,IF($C$10=2014,profiles!G34,IF($C$10=2015,profiles!I34,IF($C$10=2016,profiles!K34)))))","v":43.646999999999998},{"$f":"IF($C$10=2012,profiles!D34,IF($C$10=2013,profiles!F34,IF($C$10=2014,profiles!H34,IF($C$10=2015,profiles!J34,IF($C$10=2016,profiles!L34)))))","v":0.22300026535365747},44.600053070731491,0.95305307073149237,43.646999999999998,0,0,0.95305307073149237,0,780.48649863073922,0,-0.95305307073149237,null,null,null,{"$f":"10*Q48+$C$8*100","v":0},{"$f":"10*R48+$C$8*100","v":5},10,15,20,25,30,35,40,45,50,55,60,65,70,75,80,85,90,95,100,110,120,130,140,150,160,170,180,190,200,250,300,350,400,450,500]
["h31",{"$f":"IF($C$10=2012,profiles!C35,IF($C$10=2013,profiles!E35,IF($C$10=2014,profiles!G35,IF($C$10=2015,profiles!I35,IF($C$10=2016,profiles!K35)))))","v":48.77},{"$f":"IF($C$10=2012,profiles!D35,IF($C$10=2013,profiles!F35,IF($C$10=2014,profiles!H35,IF($C$10=2015,profiles!J35,IF($C$10=2016,profiles!L35)))))","v":0.23152106613202819},46.304213226405636,0,46.304213226405636,2.4657867735943668,0,0,2.4657867735943668,777.82366194219242,0,2.4657867735943668,null,null,"vRES",0,0.5,1,1.5,2,2.5,3,3.5,4,4.5,5,5.5,6,6.5,7,7.5,8,8.5,9,9.5,10,11,12,13,14,15,16,17,18,19,20,25,30,35,40,45,50]
["h32",{"$f":"IF($C$10=2012,profiles!C36,IF($C$10=2013,profiles!E36,IF($C$10=2014,profiles!G36,IF($C$10=2015,profiles!I36,IF($C$10=2016,profiles!K36)))))","v":54.750999999999998},{"$f":"IF($C$10=2012,profiles!D36,IF($C$10=2013,profiles!F36,IF($C$10=2014,profiles!H36,IF($C$10=2015,profiles!J36,IF($C$10=2016,profiles!L36)))))","v":0.23386502343957308},46.773004687914614,0,46.773004687914614,7.9779953120853833,0,0,7.9779953120853833,769.2081162487957,0,7.9779953120853833,null,1,20,null,null,null,null,null,null,null,null,null,null,null,null,null,null,null,null,null,null,null,null,null,null,null,null,null,null,null,null,null,null,null,null,null,null,null,null,null,1]
["h33",{"$f":"IF($C$10=2012,profiles!C37,IF($C$10=2013,profiles!E37,IF($C$10=2014,profiles!G37,IF($C$10=2015,profiles!I37,IF($C$10=2016,profiles!K37)))))","v":58.713999999999999},{"$f":"IF($C$10=2012,profiles!D37,IF($C$10=2013,profiles!F37,IF($C$10=2014,profiles!H37,IF($C$10=2015,profiles!J37,IF($C$10=2016,profiles!L37)))))","v":0.22693634460594983},45.387268921189964,0,45.387268921189964,13.326731078810035,0,0,13.326731078810035,754.81639802113909,0,13.326731078810035,null,2,25,null,null,null,null,null,null,null,null,null,null,null,null,null,null,null,null,null,null,null,null,null,null,null,null,null,null,null,null,null,null,null,null,null,null,null,null,null,2]
["h34",{"$f":"IF($C$10=2012,profiles!C38,IF($C$10=2013,profiles!E38,IF($C$10=2014,profiles!G38,IF($C$10=2015,profiles!I38,IF($C$10=2016,profiles!K38)))))","v":61.17},{"$f":"IF($C$10=2012,profiles!D38,IF($C$10=2013,profiles!F38,IF($C$10=2014,profiles!H38,IF($C$10=2015,profiles!J38,IF($C$10=2016,profiles!L38)))))","v":0.22512309461332075},45.024618922664153,0,45.024618922664153,16.145381077335848,0,0,16.145381077335848,737.38078130695351,0,16.145381077335848,null,3,30,null,null,null,null,null,null,null,null,null,null,null,null,null,null,null,null,null,null,null,null,null,null,null,null,null,null,null,null,null,null,null,null,null,null,null,null,null,3]
["h35",{"$f":"IF($C$10=2012,profiles!C39,IF($C$10=2013,profiles!E39,IF($C$10=2014,profiles!G39,IF($C$10=2015,profiles!I39,IF($C$10=2016,profiles!K39)))))","v":62.828000000000003},{"$f":"IF($C$10=2012,profiles!D39,IF($C$10=2013,profiles!F39,IF($C$10=2014,profiles!H39,IF($C$10=2015,profiles!J39,IF($C$10=2016,profiles!L39)))))","v":0.23265619011115371},46.531238022230745,0,46.531238022230745,16.296761977769258,0,0,16.296761977769258,719.78168629856339,0,16.296761977769258,null,4,35,null,null,null,null,null,null,null,null,null,null,null,null,null,null,null,null,null,null,null,null,null,null,null,null,null,null,null,null,null,null,null,null,null,null,null,null,null,4]
["h36",{"$f":"IF($C$10=2012,profiles!C40,IF($C$10=2013,profiles!E40,IF($C$10=2014,profiles!G40,IF($C$10=2015,profiles!I40,IF($C$10=2016,profiles!K40)))))","v":64.358999999999995},{"$f":"IF($C$10=2012,profiles!D40,IF($C$10=2013,profiles!F40,IF($C$10=2014,profiles!H40,IF($C$10=2015,profiles!J40,IF($C$10=2016,profiles!L40)))))","v":0.22714273078397265},45.428546156794532,0,45.428546156794532,18.930453843205463,0,0,18.930453843205463,699.33843160827666,0,18.930453843205463,null,5,40,null,null,null,null,null,null,null,null,null,null,null,null,null,null,null,null,null,null,null,null,null,null,null,null,null,null,null,null,null,null,null,null,null,null,null,null,null,5]
["h37",{"$f":"IF($C$10=2012,profiles!C41,IF($C$10=2013,profiles!E41,IF($C$10=2014,profiles!G41,IF($C$10=2015,profiles!I41,IF($C$10=2016,profiles!K41)))))","v":64.611000000000004},{"$f":"IF($C$10=2012,profiles!D41,IF($C$10=2013,profiles!F41,IF($C$10=2014,profiles!H41,IF($C$10=2015,profiles!J41,IF($C$10=2016,profiles!L41)))))","v":0.22515257835303831},45.030515670607663,0,45.030515670607663,19.580484329392341,0,0,19.580484329392341,678.1932001510495,0,19.580484329392341,null,6,45,null,null,null,null,null,null,null,null,null,null,null,null,null,null,null,null,null,null,null,null,null,null,null,null,null,null,null,null,null,null,null,null,null,null,null,null,null,6]
["h38",{"$f":"IF($C$10=2012,profiles!C42,IF($C$10=2013,profiles!E42,IF($C$10=2014,profiles!G42,IF($C$10=2015,profiles!I42,IF($C$10=2016,profiles!K42)))))","v":63.856000000000002},{"$f":"IF($C$10=2012,profiles!D42,IF($C$10=2013,profiles!F42,IF($C$10=2014,profiles!H42,IF($C$10=2015,profiles!J42,IF($C$10=2016,profiles!L42)))))","v":0.22496093404487424},44.99218680897485,0,44.99218680897485,18.863813191025152,0,0,18.863813191025152,657.82191160782577,0,18.863813191025152,null,7,50,null,null,null,null,null,null,null,null,null,null,null,null,null,null,null,null,null,null,null,null,null,null,null,null,null,null,null,null,null,null,null,null,null,null,null,null,null,7]
["h39",{"$f":"IF($C$10=2012,profiles!C43,IF($C$10=2013,profiles!E43,IF($C$10=2014,profiles!G43,IF($C$10=2015,profiles!I43,IF($C$10=2016,profiles!K43)))))","v":62.747999999999998},{"$f":"IF($C$10=2012,profiles!D43,IF($C$10=2013,profiles!F43,IF($C$10=2014,profiles!H43,IF($C$10=2015,profiles!J43,IF($C$10=2016,profiles!L43)))))","v":0.20771294631010997},41.542589262021998,0,41.542589262021998,21.205410737977999,0,0,21.205410737977999,634.92190001173719,0,21.205410737977999,null,8,55,null,null,null,null,null,null,null,null,null,null,null,null,null,null,null,null,null,null,null,null,null,null,null,null,null,null,null,null,null,null,null,null,null,null,null,null,null,8]
["h40",{"$f":"IF($C$10=2012,profiles!C44,IF($C$10=2013,profiles!E44,IF($C$10=2014,profiles!G44,IF($C$10=2015,profiles!I44,IF($C$10=2016,profiles!K44)))))","v":61.948999999999998},{"$f":"IF($C$10=2012,profiles!D44,IF($C$10=2013,profiles!F44,IF($C$10=2014,profiles!H44,IF($C$10=2015,profiles!J44,IF($C$10=2016,profiles!L44)))))","v":0.19025857239732288},38.051714479464579,0,38.051714479464579,23.897285520535419,0,0,23.897285520535419,609.1148962098631,0,23.897285520535419,null,9,60,null,null,null,null,null,null,null,null,null,null,null,null,null,null,null,null,null,null,null,null,null,null,null,null,null,null,null,null,null,null,null,null,null,null,null,null,null,9]
["h41",{"$f":"IF($C$10=2012,profiles!C45,IF($C$10=2013,profiles!E45,IF($C$10=2014,profiles!G45,IF($C$10=2015,profiles!I45,IF($C$10=2016,profiles!K45)))))","v":63.371000000000002},{"$f":"IF($C$10=2012,profiles!D45,IF($C$10=2013,profiles!F45,IF($C$10=2014,profiles!H45,IF($C$10=2015,profiles!J45,IF($C$10=2016,profiles!L45)))))","v":0.17654863342866409},35.309726685732819,0,35.309726685732819,28.061273314267183,0,0,28.061273314267183,578.81114533052494,0,28.061273314267183,null,10,65,null,null,null,null,null,null,null,null,null,null,null,null,null,null,null,null,null,null,null,null,null,null,null,null,null,null,null,null,null,null,null,null,null,null,null,null,null,10]
["h42",{"$f":"IF($C$10=2012,profiles!C46,IF($C$10=2013,profiles!E46,IF($C$10=2014,profiles!G46,IF($C$10=2015,profiles!I46,IF($C$10=2016,profiles!K46)))))","v":66.787999999999997},{"$f":"IF($C$10=2012,profiles!D46,IF($C$10=2013,profiles!F46,IF($C$10=2014,profiles!H46,IF($C$10=2015,profiles!J46,IF($C$10=2016,profiles!L46)))))","v":0.18325618421440576},36.651236842881154,0,36.651236842881154,30.136763157118843,0,0,30.136763157118843,546.26604472888471,0,30.136763157118843,null,11,70,null,null,null,null,null,null,null,null,null,null,null,null,null,null,null,null,null,null,null,null,null,null,null,null,null,null,null,null,null,null,null,null,null,null,null,null,null,11]
["h43",{"$f":"IF($C$10=2012,profiles!C47,IF($C$10=2013,profiles!E47,IF($C$10=2014,profiles!G47,IF($C$10=2015,profiles!I47,IF($C$10=2016,profiles!K47)))))","v":66.641000000000005},{"$f":"IF($C$10=2012,profiles!D47,IF($C$10=2013,profiles!F47,IF($C$10=2014,profiles!H47,IF($C$10=2015,profiles!J47,IF($C$10=2016,profiles!L47)))))","v":0.17654863342866409},35.309726685732819,0,35.309726685732819,31.331273314267186,0,0,31.331273314267186,512.4309763549461,0,31.331273314267186,null,12,75,null,null,null,null,null,null,null,null,null,null,null,null,null,null,null,null,null,null,null,null,null,null,null,null,null,null,null,null,null,null,null,null,null,null,null,null,null,12]
["h44",{"$f":"IF($C$10=2012,profiles!C48,IF($C$10=2013,profiles!E48,IF($C$10=2014,profiles!G48,IF($C$10=2015,profiles!I48,IF($C$10=2016,profiles!K48)))))","v":64.674999999999997},{"$f":"IF($C$10=2012,profiles!D48,IF($C$10=2013,profiles!F48,IF($C$10=2014,profiles!H48,IF($C$10=2015,profiles!J48,IF($C$10=2016,profiles!L48)))))","v":0.17186071881357431},34.372143762714863,0,34.372143762714863,30.302856237285134,0,0,30.302856237285134,479.70650957602049,0,30.302856237285134,null,13,80,null,null,null,null,null,null,null,null,null,null,null,null,null,null,null,null,null,null,null,null,null,null,null,null,null,null,null,null,null,null,null,null,null,null,null,null,null,13]
["h45",{"$f":"IF($C$10=2012,profiles!C49,IF($C$10=2013,profiles!E49,IF($C$10=2014,profiles!G49,IF($C$10=2015,profiles!I49,IF($C$10=2016,profiles!K49)))))","v":60.728000000000002},{"$f":"IF($C$10=2012,profiles!D49,IF($C$10=2013,profiles!F49,IF($C$10=2014,profiles!H49,IF($C$10=2015,profiles!J49,IF($C$10=2016,profiles!L49)))))","v":0.15835716602293834},31.671433204587668,0,31.671433204587668,29.056566795412333,0,0,29.056566795412333,448.32792772352337,0,29.056566795412333,null,14,85,null,null,null,null,null,null,null,null,null,null,null,null,null,null,null,null,null,null,null,null,null,null,null,null,null,null,null,null,null,null,null,null,null,null,null,null,null,14]
["h46",{"$f":"IF($C$10=2012,profiles!C50,IF($C$10=2013,profiles!E50,IF($C$10=2014,profiles!G50,IF($C$10=2015,profiles!I50,IF($C$10=2016,profiles!K50)))))","v":57.856999999999999},{"$f":"IF($C$10=2012,profiles!D50,IF($C$10=2013,profiles!F50,IF($C$10=2014,profiles!H50,IF($C$10=2015,profiles!J50,IF($C$10=2016,profiles!L50)))))","v":0.14423445469823393},28.846890939646784,0,28.846890939646784,29.010109060353216,0,0,29.010109060353216,416.99951621126286,0,29.010109060353216,null,15,90,null,null,null,null,null,null,null,null,null,null,null,null,null,null,null,null,null,null,null,null,null,null,null,null,null,null,null,null,null,null,null,null,null,null,null,null,null,15]
["h47",{"$f":"IF($C$10=2012,profiles!C51,IF($C$10=2013,profiles!E51,IF($C$10=2014,profiles!G51,IF($C$10=2015,profiles!I51,IF($C$10=2016,profiles!K51)))))","v":55.725999999999999},{"$f":"IF($C$10=2012,profiles!D51,IF($C$10=2013,profiles!F51,IF($C$10=2014,profiles!H51,IF($C$10=2015,profiles!J51,IF($C$10=2016,profiles!L51)))))","v":0.1295662941887549},25.91325883775098,0,25.91325883775098,29.812741162249019,0,0,29.812741162249019,384.80433137082116,0,29.812741162249019,null,16,95,null,null,null,null,null,null,null,null,null,null,null,null,null,null,null,null,null,null,null,null,null,null,null,null,null,null,null,null,null,null,null,null,null,null,null,null,null,16]
["h48",{"$f":"IF($C$10=2012,profiles!C52,IF($C$10=2013,profiles!E52,IF($C$10=2014,profiles!G52,IF($C$10=2015,profiles!I52,IF($C$10=2016,profiles!K52)))))","v":51.517000000000003},{"$f":"IF($C$10=2012,profiles!D52,IF($C$10=2013,profiles!F52,IF($C$10=2014,profiles!H52,IF($C$10=2015,profiles!J52,IF($C$10=2016,profiles!L52)))))","v":0.12952206857917858},25.904413715835716,0,25.904413715835716,25.612586284164287,0,0,25.612586284164287,357.14495093435863,0,25.612586284164287,null,null,null,1,2,3,4,5,6,7,8,9,10,11,12,13,14,15,16,17,18,19,20,21,22,23,24,25,26,27,28,29,30,31,32,33,34,35,36,37]
["h49",{"$f":"IF($C$10=2012,profiles!C53,IF($C$10=2013,profiles!E53,IF($C$10=2014,profiles!G53,IF($C$10=2015,profiles!I53,IF($C$10=2016,profiles!K53)))))","v":47.567999999999998},{"$f":"IF($C$10=2012,profiles!D53,IF($C$10=2013,profiles!F53,IF($C$10=2014,profiles!H53,IF($C$10=2015,profiles!J53,IF($C$10=2016,profiles!L53)))))","v":0.11669320125007371},23.338640250014741,0,23.338640250014741,24.229359749985257,0,0,24.229359749985257,330.97933565359699,0,24.229359749985257]
["h50",{"$f":"IF($C$10=2012,profiles!C54,IF($C$10=2013,profiles!E54,IF($C$10=2014,profiles!G54,IF($C$10=2015,profiles!I54,IF($C$10=2016,profiles!K54)))))","v":45.16},{"$f":"IF($C$10=2012,profiles!D54,IF($C$10=2013,profiles!F54,IF($C$10=2014,profiles!H54,IF($C$10=2015,profiles!J54,IF($C$10=2016,profiles!L54)))))","v":0.11625095819328971},23.250191638657942,0,23.250191638657942,21.909808361342055,0,0,21.909808361342055,307.31863547936149,0,21.909808361342055]
["h51",{"$f":"IF($C$10=2012,profiles!C55,IF($C$10=2013,profiles!E55,IF($C$10=2014,profiles!G55,IF($C$10=2015,profiles!I55,IF($C$10=2016,profiles!K55)))))","v":44.392000000000003},{"$f":"IF($C$10=2012,profiles!D55,IF($C$10=2013,profiles!F55,IF($C$10=2014,profiles!H55,IF($C$10=2015,profiles!J55,IF($C$10=2016,profiles!L55)))))","v":0.12029011144525031},24.058022289050061,0,24.058022289050061,20.333977710949942,0,0,20.333977710949942,285.35969626667259,0,20.333977710949942,null,null,"Curtailment threshold in GW","Renewable curtailment in per mille or percent"]
["h52",{"$f":"IF($C$10=2012,profiles!C56,IF($C$10=2013,profiles!E56,IF($C$10=2014,profiles!G56,IF($C$10=2015,profiles!I56,IF($C$10=2016,profiles!K56)))))","v":44.79},{"$f":"IF($C$10=2012,profiles!D56,IF($C$10=2013,profiles!F56,IF($C$10=2014,profiles!H56,IF($C$10=2015,profiles!J56,IF($C$10=2016,profiles!L56)))))","v":0.13519370245887138},27.038740491774277,0,27.038740491774277,17.751259508225722,0,0,17.751259508225722,266.18986958392344,0,17.751259508225722,null,null,null,{"$f":"10*Q70+$C$8*100","v":0},{"$f":"10*R70+$C$8*100","v":5},10,15,20,25,30,35,40,45,50,55,60,65,70,75,80,85,90,95,100,110,120,130,140,150,160,170,180,190,200,250,300,350,400,450,500]
["h53",{"$f":"IF($C$10=2012,profiles!C57,IF($C$10=2013,profiles!E57,IF($C$10=2014,profiles!G57,IF($C$10=2015,profiles!I57,IF($C$10=2016,profiles!K57)))))","v":45.856000000000002},{"$f":"IF($C$10=2012,profiles!D57,IF($C$10=2013,profiles!F57,IF($C$10=2014,profiles!H57,IF($C$10=2015,profiles!J57,IF($C$10=2016,profiles!L57)))))","v":0.14853470133852231},29.706940267704461,0,29.706940267704461,16.149059732295541,0,0,16.149059732295541,248.75028024019176,0,16.149059732295541,null,null,"vRES",0,0.5,1,1.5,2,2.5,3,3.5,4,4.5,5,5.5,6,6.5,7,7.5,8,8.5,9,9.5,10,11,12,13,14,15,16,17,18,19,20,25,30,35,40,45,50]
["h54",{"$f":"IF($C$10=2012,profiles!C58,IF($C$10=2013,profiles!E58,IF($C$10=2014,profiles!G58,IF($C$10=2015,profiles!I58,IF($C$10=2016,profiles!K58)))))","v":48.075000000000003},{"$f":"IF($C$10=2012,profiles!D58,IF($C$10=2013,profiles!F58,IF($C$10=2014,profiles!H58,IF($C$10=2015,profiles!J58,IF($C$10=2016,profiles!L58)))))","v":0.16298130786013326},32.596261572026656,0,32.596261572026656,15.478738427973347,0,0,15.478738427973347,232.03457999400024,0,15.478738427973347,null,1,20,null,null,null,null,null,null,null,null,null,null,null,null,null,null,null,null,null,null,null,null,null,null,null,null,null,null,null,null,null,null,null,null,null,null,null,null,null,1]
["h55",{"$f":"IF($C$10=2012,profiles!C59,IF($C$10=2013,profiles!E59,IF($C$10=2014,profiles!G59,IF($C$10=2015,profiles!I59,IF($C$10=2016,profiles!K59)))))","v":52.213999999999999},{"$f":"IF($C$10=2012,profiles!D59,IF($C$10=2013,profiles!F59,IF($C$10=2014,profiles!H59,IF($C$10=2015,profiles!J59,IF($C$10=2016,profiles!L59)))))","v":0.17934430096114157},35.868860192228311,0,35.868860192228311,16.345139807771687,0,0,16.345139807771687,214.38324110871764,0,16.345139807771687,null,2,25,null,null,null,null,null,null,null,null,null,null,null,null,null,null,null,null,null,null,null,null,null,null,null,null,null,null,null,null,null,null,null,null,null,null,null,null,null,2]
["h56",{"$f":"IF($C$10=2012,profiles!C60,IF($C$10=2013,profiles!E60,IF($C$10=2014,profiles!G60,IF($C$10=2015,profiles!I60,IF($C$10=2016,profiles!K60)))))","v":57.631999999999998},{"$f":"IF($C$10=2012,profiles!D60,IF($C$10=2013,profiles!F60,IF($C$10=2014,profiles!H60,IF($C$10=2015,profiles!J60,IF($C$10=2016,profiles!L60)))))","v":0.19209564243174715},38.419128486349429,0,38.419128486349429,19.212871513650569,0,0,19.212871513650569,193.63499973328507,0,19.212871513650569,null,3,30,null,null,null,null,null,null,null,null,null,null,null,null,null,null,null,null,null,null,null,null,null,null,null,null,null,null,null,null,null,null,null,null,null,null,null,null,null,3]
["h57",{"$f":"IF($C$10=2012,profiles!C61,IF($C$10=2013,profiles!E61,IF($C$10=2014,profiles!G61,IF($C$10=2015,profiles!I61,IF($C$10=2016,profiles!K61)))))","v":60.834000000000003},{"$f":"IF($C$10=2012,profiles!D61,IF($C$10=2013,profiles!F61,IF($C$10=2014,profiles!H61,IF($C$10=2015,profiles!J61,IF($C$10=2016,profiles!L61)))))","v":0.21230615012677634},42.46123002535527,0,42.46123002535527,18.372769974644733,0,0,18.372769974644733,173.79399544101216,0,18.372769974644733,null,4,35,null,null,null,null,null,null,null,null,null,null,null,null,null,null,null,null,null,null,null,null,null,null,null,null,null,null,null,null,null,null,null,null,null,null,null,null,null,4]
["h58",{"$f":"IF($C$10=2012,profiles!C62,IF($C$10=2013,profiles!E62,IF($C$10=2014,profiles!G62,IF($C$10=2015,profiles!I62,IF($C$10=2016,profiles!K62)))))","v":62.5},{"$f":"IF($C$10=2012,profiles!D62,IF($C$10=2013,profiles!F62,IF($C$10=2014,profiles!H62,IF($C$10=2015,profiles!J62,IF($C$10=2016,profiles!L62)))))","v":0.24461937614246124},48.92387522849225,0,48.92387522849225,13.57612477150775,0,0,13.57612477150775,159.13295357113338,0,13.57612477150775,null,5,40,null,null,null,null,null,null,null,null,null,null,null,null,null,null,null,null,null,null,null,null,null,null,null,null,null,null,null,null,null,null,null,null,null,null,null,null,null,5]
["h59",{"$f":"IF($C$10=2012,profiles!C63,IF($C$10=2013,profiles!E63,IF($C$10=2014,profiles!G63,IF($C$10=2015,profiles!I63,IF($C$10=2016,profiles!K63)))))","v":63.735999999999997},{"$f":"IF($C$10=2012,profiles!D63,IF($C$10=2013,profiles!F63,IF($C$10=2014,profiles!H63,IF($C$10=2015,profiles!J63,IF($C$10=2016,profiles!L63)))))","v":0.28181201721799637},56.362403443599277,0,56.362403443599277,7.3735965564007202,0,0,7.3735965564007202,151.17010631800085,0,7.3735965564007202,null,6,45,null,null,null,null,null,null,null,null,null,null,null,null,null,null,null,null,null,null,null,null,null,null,null,null,null,null,null,null,null,null,null,null,null,null,null,null,null,6]
["h60",{"$f":"IF($C$10=2012,profiles!C64,IF($C$10=2013,profiles!E64,IF($C$10=2014,profiles!G64,IF($C$10=2015,profiles!I64,IF($C$10=2016,profiles!K64)))))","v":65.227000000000004},{"$f":"IF($C$10=2012,profiles!D64,IF($C$10=2013,profiles!F64,IF($C$10=2014,profiles!H64,IF($C$10=2015,profiles!J64,IF($C$10=2016,profiles!L64)))))","v":0.2946075829942803},58.921516598856059,0,58.921516598856059,6.3054834011439453,0,0,6.3054834011439453,144.36072899495122,0,6.3054834011439453,null,7,50,null,null,null,null,null,null,null,null,null,null,null,null,null,null,null,null,null,null,null,null,null,null,null,null,null,null,null,null,null,null,null,null,null,null,null,null,null,7]
["h61",{"$f":"IF($C$10=2012,profiles!C65,IF($C$10=2013,profiles!E65,IF($C$10=2014,profiles!G65,IF($C$10=2015,profiles!I65,IF($C$10=2016,profiles!K65)))))","v":65.331000000000003},{"$f":"IF($C$10=2012,profiles!D65,IF($C$10=2013,profiles!F65,IF($C$10=2014,profiles!H65,IF($C$10=2015,profiles!J65,IF($C$10=2016,profiles!L65)))))","v":0.28254908897930303},56.509817795860606,0,56.509817795860606,8.8211822041393972,0,0,8.8211822041393972,134.83461430365597,0,8.8211822041393972,null,8,55,null,null,null,null,null,null,null,null,null,null,null,null,null,null,null,null,null,null,null,null,null,null,null,null,null,null,null,null,null,null,null,null,null,null,null,null,null,8]
["h62",{"$f":"IF($C$10=2012,profiles!C66,IF($C$10=2013,profiles!E66,IF($C$10=2014,profiles!G66,IF($C$10=2015,profiles!I66,IF($C$10=2016,profiles!K66)))))","v":63.621000000000002},{"$f":"IF($C$10=2012,profiles!D66,IF($C$10=2013,profiles!F66,IF($C$10=2014,profiles!H66,IF($C$10=2015,profiles!J66,IF($C$10=2016,profiles!L66)))))","v":0.27772863966035732},55.545727932071465,0,55.545727932071465,8.0752720679285375,0,0,8.0752720679285375,126.114018117988,0,8.0752720679285375,null,9,60,null,null,null,null,null,null,null,null,null,null,null,null,null,null,null,null,null,null,null,null,null,null,null,null,null,null,null,null,null,null,null,null,null,null,null,null,null,9]
["h63",{"$f":"IF($C$10=2012,profiles!C67,IF($C$10=2013,profiles!E67,IF($C$10=2014,profiles!G67,IF($C$10=2015,profiles!I67,IF($C$10=2016,profiles!K67)))))","v":62.232999999999997},{"$f":"IF($C$10=2012,profiles!D67,IF($C$10=2013,profiles!F67,IF($C$10=2014,profiles!H67,IF($C$10=2015,profiles!J67,IF($C$10=2016,profiles!L67)))))","v":0.26449083082728936},52.898166165457873,0,52.898166165457873,9.334833834542124,0,0,9.334833834542124,116.0332040418086,0,9.334833834542124,null,10,65,null,null,null,null,null,null,null,null,null,null,null,null,null,null,null,null,null,null,null,null,null,null,null,null,null,null,null,null,null,null,null,null,null,null,null,null,null,10]
["h64",{"$f":"IF($C$10=2012,profiles!C68,IF($C$10=2013,profiles!E68,IF($C$10=2014,profiles!G68,IF($C$10=2015,profiles!I68,IF($C$10=2016,profiles!K68)))))","v":61.768000000000001},{"$f":"IF($C$10=2012,profiles!D68,IF($C$10=2013,profiles!F68,IF($C$10=2014,profiles!H68,IF($C$10=2015,profiles!J68,IF($C$10=2016,profiles!L68)))))","v":0.24358747567663189},48.717495135326381,0,48.717495135326381,13.05050486467362,0,0,13.05050486467362,101.93978626138353,0,13.05050486467362,null,11,70,null,null,null,null,null,null,null,null,null,null,null,null,null,null,null,null,null,null,null,null,null,null,null,null,null,null,null,null,null,null,null,null,null,null,null,null,null,11]
["h65",{"$f":"IF($C$10=2012,profiles!C69,IF($C$10=2013,profiles!E69,IF($C$10=2014,profiles!G69,IF($C$10=2015,profiles!I69,IF($C$10=2016,profiles!K69)))))","v":63.372},{"$f":"IF($C$10=2012,profiles!D69,IF($C$10=2013,profiles!F69,IF($C$10=2014,profiles!H69,IF($C$10=2015,profiles!J69,IF($C$10=2016,profiles!L69)))))","v":0.22653163511999527},45.306327023999053,{"$f":"D82-F82","v":0},{"$f":"MIN(D82,B82)","v":45.306327023999053},{"$f":"B82-F82","v":18.065672976000947},{"$f":"-MIN(-E82+$C$3,0)","v":0},{"$f":"E82-H82","v":0},18.065672976000947,82.43042019658769,0,18.065672976000947,null,12,75,null,null,null,null,null,null,null,null,null,null,null,null,null,null,null,null,null,null,null,null,null,null,null,null,null,null,null,null,null,null,null,null,null,null,null,null,null,12]
["h66",{"$f":"IF($C$10=2012,profiles!C70,IF($C$10=2013,profiles!E70,IF($C$10=2014,profiles!G70,IF($C$10=2015,profiles!I70,IF($C$10=2016,profiles!K70)))))","v":66.850999999999999},{"$f":"IF($C$10=2012,profiles!D70,IF($C$10=2013,profiles!F70,IF($C$10=2014,profiles!H70,IF($C$10=2015,profiles!J70,IF($C$10=2016,profiles!L70)))))","v":0.21700866796391297},{"$f":"C83*$C$2","v":43.401733592782591},0,43.401733592782591,23.449266407217408,0,0,23.449266407217408,57.10723833134211,{"$f":"MAX(G83-J83,0)","v":0},{"$f":"B83-D83","v":23.449266407217408},null,13,80,null,null,null,null,null,null,null,null,null,null,null,null,null,null,null,null,null,null,null,null,null,null,null,null,null,null,null,null,null,null,null,null,null,null,null,null,null,13]
["h67",{"$f":"IF($C$10=2012,profiles!C71,IF($C$10=2013,profiles!E71,IF($C$10=2014,profiles!G71,IF($C$10=2015,profiles!I71,IF($C$10=2016,profiles!K71)))))","v":66.745000000000005},{"$f":"IF($C$10=2012,profiles!D71,IF($C$10=2013,profiles!F71,IF($C$10=2014,profiles!H71,IF($C$10=2015,profiles!J71,IF($C$10=2016,profiles!L71)))))","v":0.23527330620909251},47.054661241818501,0,47.054661241818501,19.690338758181504,0,0,19.690338758181504,{"$f":"K83+I84*$F$2-J84/$F$3","v":35.843373581686059},0,19.690338758181504,null,14,85,null,null,null,null,null,null,null,null,null,null,null,null,null,null,null,null,null,null,null,null,null,null,null,null,null,null,null,null,null,null,null,null,null,null,null,null,null,14]
["h68",{"$f":"IF($C$10=2012,profiles!C72,IF($C$10=2013,profiles!E72,IF($C$10=2014,profiles!G72,IF($C$10=2015,profiles!I72,IF($C$10=2016,profiles!K72)))))","v":64.400000000000006},{"$f":"IF($C$10=2012,profiles!D72,IF($C$10=2013,profiles!F72,IF($C$10=2014,profiles!H72,IF($C$10=2015,profiles!J72,IF($C$10=2016,profiles!L72)))))","v":0.23378442125125301},46.7568842502506,0,46.7568842502506,17.643115749749406,0,0,17.643115749749406,16.790332815218019,0,17.643115749749406,null,15,90,null,null,null,null,null,null,null,null,null,null,null,null,null,null,null,null,null,null,null,null,null,null,null,null,null,null,null,null,null,null,null,null,null,null,null,null,null,15]
["h69",{"$f":"IF($C$10=2012,profiles!C73,IF($C$10=2013,profiles!E73,IF($C$10=2014,profiles!G73,IF($C$10=2015,profiles!I73,IF($C$10=2016,profiles!K73)))))","v":60.534999999999997},{"$f":"IF($C$10=2012,profiles!D73,IF($C$10=2013,profiles!F73,IF($C$10=2014,profiles!H73,IF($C$10=2015,profiles!J73,IF($C$10=2016,profiles!L73)))))","v":0.23730762427029894},47.461524854059789,0,47.461524854059789,13.073475145940208,0,0,13.073475145940208,2.6721091154985732,0,13.073475145940208,null,16,95,null,null,null,null,null,null,null,null,null,null,null,null,null,null,null,null,null,null,null,null,null,null,null,null,null,null,null,null,null,null,null,null,null,null,null,null,null,16]
["h70",{"$f":"IF($C$10=2012,profiles!C74,IF($C$10=2013,profiles!E74,IF($C$10=2014,profiles!G74,IF($C$10=2015,profiles!I74,IF($C$10=2016,profiles!K74)))))","v":57.790999999999997},{"$f":"IF($C$10=2012,profiles!D74,IF($C$10=2013,profiles!F74,IF($C$10=2014,profiles!H74,IF($C$10=2015,profiles!J74,IF($C$10=2016,profiles!L74)))))","v":0.25050120879768856},50.10024175953771,0,50.10024175953771,7.6907582404622872,0,0,2.4743730409516789,0,5.2163851995106079,7.6907582404622872,null,null,null,1,2,3,4,5,6,7,8,9,10,11,12,13,14,15,16,17,18,19,20,21,22,23,24,25,26,27,28,29,30,31,32,33,34,35,36,37]
["h71",{"$f":"IF($C$10=2012,profiles!C75,IF($C$10=2013,profiles!E75,IF($C$10=2014,profiles!G75,IF($C$10=2015,profiles!I75,IF($C$10=2016,profiles!K75)))))","v":56.15},{"$f":"IF($C$10=2012,profiles!D75,IF($C$10=2013,profiles!F75,IF($C$10=2014,profiles!H75,IF($C$10=2015,profiles!J75,IF($C$10=2016,profiles!L75)))))","v":0.26342944749100772},52.685889498201547,0,52.685889498201547,3.4641105017984515,0,0,0,0,3.4641105017984515,3.4641105017984515]
["h72",{"$f":"IF($C$10=2012,profiles!C76,IF($C$10=2013,profiles!E76,IF($C$10=2014,profiles!G76,IF($C$10=2015,profiles!I76,IF($C$10=2016,profiles!K76)))))","v":52.401000000000003},{"$f":"IF($C$10=2012,profiles!D76,IF($C$10=2013,profiles!F76,IF($C$10=2014,profiles!H76,IF($C$10=2015,profiles!J76,IF($C$10=2016,profiles!L76)))))","v":0.27447078247538181},54.894156495076359,2.4931564950763558,52.401000000000003,0,0,2.4931564950763558,{"$f":"MIN(MAX(0,G89),K88*$F$3)","v":0},2.0194567610118486,0,-2.4931564950763558]
["h73",{"$f":"IF($C$10=2012,profiles!C77,IF($C$10=2013,profiles!E77,IF($C$10=2014,profiles!G77,IF($C$10=2015,profiles!I77,IF($C$10=2016,profiles!K77)))))","v":48.161999999999999},{"$f":"IF($C$10=2012,profiles!D77,IF($C$10=2013,profiles!F77,IF($C$10=2014,profiles!H77,IF($C$10=2015,profiles!J77,IF($C$10=2016,profiles!L77)))))","v":0.27337991626864794},54.675983253729591,6.5139832537295916,48.161999999999999,0,0,6.5139832537295916,0,7.2957831965328186,0,-6.5139832537295916,null,null,"Storage level first period","Renewable curtailment in per mille or percent"]
["h74",{"$f":"IF($C$10=2012,profiles!C78,IF($C$10=2013,profiles!E78,IF($C$10=2014,profiles!G78,IF($C$10=2015,profiles!I78,IF($C$10=2016,profiles!K78)))))","v":45.86},{"$f":"IF($C$10=2012,profiles!D78,IF($C$10=2013,profiles!F78,IF($C$10=2014,profiles!H78,IF($C$10=2015,profiles!J78,IF($C$10=2016,profiles!L78)))))","v":0.26269237572970106},52.538475145940211,6.6784751459402116,45.86,0,0,6.6784751459402116,0,12.70534806474439,0,-6.6784751459402116,null,null,null,{"$f":"10*Q92+$C$8*100","v":0},{"$f":"10*R92+$C$8*100","v":5},10,15,20,25,30,35,40,45,50,55,60,65,70,75,80,85,90,95,100,110,120,130,140,150,160,170,180,190,200,250,300,350,400,450,500]
["h75",{"$f":"IF($C$10=2012,profiles!C79,IF($C$10=2013,profiles!E79,IF($C$10=2014,profiles!G79,IF($C$10=2015,profiles!I79,IF($C$10=2016,profiles!K79)))))","v":44.57},{"$f":"IF($C$10=2012,profiles!D79,IF($C$10=2013,profiles!F79,IF($C$10=2014,profiles!H79,IF($C$10=2015,profiles!J79,IF($C$10=2016,profiles!L79)))))","v":0.25308095996226193},50.616191992452386,6.0461919924523855,44.57,0,0,6.0461919924523855,0,17.602763578630821,0,-6.0461919924523855,null,null,"vRES",0,0.5,1,1.5,2,2.5,3,3.5,4,4.5,5,5.5,6,6.5,7,7.5,8,8.5,9,9.5,10,11,12,13,14,15,16,17,18,19,20,25,30,35,40,45,50]
["h76",{"$f":"IF($C$10=2012,profiles!C80,IF($C$10=2013,profiles!E80,IF($C$10=2014,profiles!G80,IF($C$10=2015,profiles!I80,IF($C$10=2016,profiles!K80)))))","v":44.45},{"$f":"IF($C$10=2012,profiles!D80,IF($C$10=2013,profiles!F80,IF($C$10=2014,profiles!H80,IF($C$10=2015,profiles!J80,IF($C$10=2016,profiles!L80)))))","v":0.24572498378442126},49.144996756884254,4.694996756884251,44.45,0,0,4.694996756884251,0,21.405710951707064,0,-4.694996756884251,null,1,20,null,null,null,null,null,null,null,null,null,null,null,null,null,null,null,null,null,null,null,null,null,null,null,null,null,null,null,null,null,null,null,null,null,null,null,null,null,1]
["h77",{"$f":"IF($C$10=2012,profiles!C81,IF($C$10=2013,profiles!E81,IF($C$10=2014,profiles!G81,IF($C$10=2015,profiles!I81,IF($C$10=2016,profiles!K81)))))","v":44.816000000000003},{"$f":"IF($C$10=2012,profiles!D81,IF($C$10=2013,profiles!F81,IF($C$10=2014,profiles!H81,IF($C$10=2015,profiles!J81,IF($C$10=2016,profiles!L81)))))","v":0.23760245297482163},47.520490594964329,2.7044905949643265,44.816000000000003,0,0,2.7044905949643265,0,23.596348333628168,0,-2.7044905949643265,null,2,25,null,null,null,null,null,null,null,null,null,null,null,null,null,null,null,null,null,null,null,null,null,null,null,null,null,null,null,null,null,null,null,null,null,null,null,null,null,2]
["h78",{"$f":"IF($C$10=2012,profiles!C82,IF($C$10=2013,profiles!E82,IF($C$10=2014,profiles!G82,IF($C$10=2015,profiles!I82,IF($C$10=2016,profiles!K82)))))","v":44.81},{"$f":"IF($C$10=2012,profiles!D82,IF($C$10=2013,profiles!F82,IF($C$10=2014,profiles!H82,IF($C$10=2015,profiles!J82,IF($C$10=2016,profiles!L82)))))","v":0.21963264343416475},43.926528686832953,0,43.926528686832953,0.88347131316704974,0,0,0.88347131316704974,22.642275641223147,0,0.88347131316704974,null,3,30,null,null,null,null,null,null,null,null,null,null,null,null,null,null,null,null,null,null,null,null,null,null,null,null,null,null,null,null,null,null,null,null,null,null,null,null,null,3]
["h79",{"$f":"IF($C$10=2012,profiles!C83,IF($C$10=2013,profiles!E83,IF($C$10=2014,profiles!G83,IF($C$10=2015,profiles!I83,IF($C$10=2016,profiles!K83)))))","v":45.265999999999998},{"$f":"IF($C$10=2012,profiles!D83,IF($C$10=2013,profiles!F83,IF($C$10=2014,profiles!H83,IF($C$10=2015,profiles!J83,IF($C$10=2016,profiles!L83)))))","v":0.21087623090984139},42.175246181968276,0,42.175246181968276,3.0907538180317218,0,0,3.0907538180317218,19.304528537517186,0,3.0907538180317218,null,4,35,null,null,null,null,null,null,null,null,null,null,null,null,null,null,null,null,null,null,null,null,null,null,null,null,null,null,null,null,null,null,null,null,null,null,null,null,null,4]
["h80",{"$f":"IF($C$10=2012,profiles!C84,IF($C$10=2013,profiles!E84,IF($C$10=2014,profiles!G84,IF($C$10=2015,profiles!I84,IF($C$10=2016,profiles!K84)))))","v":48.146999999999998},{"$f":"IF($C$10=2012,profiles!D84,IF($C$10=2013,profiles!F84,IF($C$10=2014,profiles!H84,IF($C$10=2015,profiles!J84,IF($C$10=2016,profiles!L84)))))","v":0.18960433987853056},37.920867975706116,0,37.920867975706116,10.226132024293882,0,0,10.226132024293882,8.2611894184093213,0,10.226132024293882,null,5,40,null,null,null,null,null,null,null,null,null,null,null,null,null,null,null,null,null,null,null,null,null,null,null,null,null,null,null,null,null,null,null,null,null,null,null,null,null,5]
["h81",{"$f":"IF($C$10=2012,profiles!C85,IF($C$10=2013,profiles!E85,IF($C$10=2014,profiles!G85,IF($C$10=2015,profiles!I85,IF($C$10=2016,profiles!K85)))))","v":51.521999999999998},{"$f":"IF($C$10=2012,profiles!D85,IF($C$10=2013,profiles!F85,IF($C$10=2014,profiles!H85,IF($C$10=2015,profiles!J85,IF($C$10=2016,profiles!L85)))))","v":0.17672032549088978},35.344065098177957,0,35.344065098177957,16.177934901822042,0,0,7.6498614014470316,0,8.5280735003750099,16.177934901822042,null,6,45,null,null,null,null,null,null,null,null,null,null,null,null,null,null,null,null,null,null,null,null,null,null,null,null,null,null,null,null,null,null,null,null,null,null,null,null,null,6]
["h82",{"$f":"IF($C$10=2012,profiles!C86,IF($C$10=2013,profiles!E86,IF($C$10=2014,profiles!G86,IF($C$10=2015,profiles!I86,IF($C$10=2016,profiles!K86)))))","v":55.13},{"$f":"IF($C$10=2012,profiles!D86,IF($C$10=2013,profiles!F86,IF($C$10=2014,profiles!H86,IF($C$10=2015,profiles!J86,IF($C$10=2016,profiles!L86)))))","v":0.18339819564832832},36.679639129665667,0,36.679639129665667,18.450360870334336,0,0,0,0,18.450360870334336,18.450360870334336,null,7,50,null,null,null,null,null,null,null,null,null,null,null,null,null,null,null,null,null,null,null,null,null,null,null,null,null,null,null,null,null,null,null,null,null,null,null,null,null,7]
["h83",{"$f":"IF($C$10=2012,profiles!C87,IF($C$10=2013,profiles!E87,IF($C$10=2014,profiles!G87,IF($C$10=2015,profiles!I87,IF($C$10=2016,profiles!K87)))))","v":57.453000000000003},{"$f":"IF($C$10=2012,profiles!D87,IF($C$10=2013,profiles!F87,IF($C$10=2014,profiles!H87,IF($C$10=2015,profiles!J87,IF($C$10=2016,profiles!L87)))))","v":0.19070994752049059},38.14198950409812,0,38.14198950409812,19.311010495901883,0,0,0,0,19.311010495901883,19.311010495901883,null,8,55,null,null,null,null,null,null,null,null,null,null,null,null,null,null,null,null,null,null,null,null,null,null,null,null,null,null,null,null,null,null,null,null,null,null,null,null,null,8]
["h84",{"$f":"IF($C$10=2012,profiles!C88,IF($C$10=2013,profiles!E88,IF($C$10=2014,profiles!G88,IF($C$10=2015,profiles!I88,IF($C$10=2016,profiles!K88)))))","v":59.021999999999998},{"$f":"IF($C$10=2012,profiles!D88,IF($C$10=2013,profiles!F88,IF($C$10=2014,profiles!H88,IF($C$10=2015,profiles!J88,IF($C$10=2016,profiles!L88)))))","v":0.18016982133380505},36.033964266761011,0,36.033964266761011,22.988035733238988,0,0,0,0,22.988035733238988,22.988035733238988,null,9,60,null,null,null,null,null,null,null,null,null,null,null,null,null,null,null,null,null,null,null,null,null,null,null,null,null,null,null,null,null,null,null,null,null,null,null,null,null,9]
["h85",{"$f":"IF($C$10=2012,profiles!C89,IF($C$10=2013,profiles!E89,IF($C$10=2014,profiles!G89,IF($C$10=2015,profiles!I89,IF($C$10=2016,profiles!K89)))))","v":58.856999999999999},{"$f":"IF($C$10=2012,profiles!D89,IF($C$10=2013,profiles!F89,IF($C$10=2014,profiles!H89,IF($C$10=2015,profiles!J89,IF($C$10=2016,profiles!L89)))))","v":0.15898637891385106},31.797275782770214,0,31.797275782770214,27.059724217229785,0,0,0,0,27.059724217229785,27.059724217229785,null,10,65,null,null,null,null,null,null,null,null,null,null,null,null,null,null,null,null,null,null,null,null,null,null,null,null,null,null,null,null,null,null,null,null,null,null,null,null,null,10]
["h86",{"$f":"IF($C$10=2012,profiles!C90,IF($C$10=2013,profiles!E90,IF($C$10=2014,profiles!G90,IF($C$10=2015,profiles!I90,IF($C$10=2016,profiles!K90)))))","v":57.597000000000001},{"$f":"IF($C$10=2012,profiles!D90,IF($C$10=2013,profiles!F90,IF($C$10=2014,profiles!H90,IF($C$10=2015,profiles!J90,IF($C$10=2016,profiles!L90)))))","v":0.14293295595259153},28.586591190518305,0,28.586591190518305,29.010408809481696,0,0,0,0,29.010408809481696,29.010408809481696,null,11,70,null,null,null,null,null,null,null,null,null,null,null,null,null,null,null,null,null,null,null,null,null,null,null,null,null,null,null,null,null,null,null,null,null,null,null,null,null,11]
["h87",{"$f":"IF($C$10=2012,profiles!C91,IF($C$10=2013,profiles!E91,IF($C$10=2014,profiles!G91,IF($C$10=2015,profiles!I91,IF($C$10=2016,profiles!K91)))))","v":56.414999999999999},{"$f":"IF($C$10=2012,profiles!D91,IF($C$10=2013,profiles!F91,IF($C$10=2014,profiles!H91,IF($C$10=2015,profiles!J91,IF($C$10=2016,profiles!L91)))))","v":0.12856005660711126},25.712011321422253,0,25.712011321422253,30.702988678577746,0,0,0,0,30.702988678577746,30.702988678577746,null,12,75,null,null,null,null,null,null,null,null,null,null,null,null,null,null,null,null,null,null,null,null,null,null,null,null,null,null,null,null,null,null,null,null,null,null,null,null,null,12]
["h88",{"$f":"IF($C$10=2012,profiles!C92,IF($C$10=2013,profiles!E92,IF($C$10=2014,profiles!G92,IF($C$10=2015,profiles!I92,IF($C$10=2016,profiles!K92)))))","v":56.43},{"$f":"IF($C$10=2012,profiles!D92,IF($C$10=2013,profiles!F92,IF($C$10=2014,profiles!H92,IF($C$10=2015,profiles!J92,IF($C$10=2016,profiles!L92)))))","v":0.1297983371661065},25.959667433221302,0,25.959667433221302,30.470332566778698,0,0,0,0,30.470332566778698,30.470332566778698,null,13,80,null,null,null,null,null,null,null,null,null,null,null,null,null,null,null,null,null,null,null,null,null,null,null,null,null,null,null,null,null,null,null,null,null,null,null,null,null,13]
["h89",{"$f":"IF($C$10=2012,profiles!C93,IF($C$10=2013,profiles!E93,IF($C$10=2014,profiles!G93,IF($C$10=2015,profiles!I93,IF($C$10=2016,profiles!K93)))))","v":58.723999999999997},{"$f":"IF($C$10=2012,profiles!D93,IF($C$10=2013,profiles!F93,IF($C$10=2014,profiles!H93,IF($C$10=2015,profiles!J93,IF($C$10=2016,profiles!L93)))))","v":0.13656465593490183},27.312931186980364,0,27.312931186980364,31.411068813019632,0,0,0,0,31.411068813019632,31.411068813019632,null,14,85,null,null,null,null,null,null,null,null,null,null,null,null,null,null,null,null,null,null,null,null,null,null,null,null,null,null,null,null,null,null,null,null,null,null,null,null,null,14]
["h90",{"$f":"IF($C$10=2012,profiles!C94,IF($C$10=2013,profiles!E94,IF($C$10=2014,profiles!G94,IF($C$10=2015,profiles!I94,IF($C$10=2016,profiles!K94)))))","v":62.204000000000001},{"$f":"IF($C$10=2012,profiles!D94,IF($C$10=2013,profiles!F94,IF($C$10=2014,profiles!H94,IF($C$10=2015,profiles!J94,IF($C$10=2016,profiles!L94)))))","v":0.15223480158028185},30.446960316056369,0,30.446960316056369,31.757039683943631,0,0,0,0,31.757039683943631,31.757039683943631,null,15,90,null,null,null,null,null,null,null,null,null,null,null,null,null,null,null,null,null,null,null,null,null,null,null,null,null,null,null,null,null,null,null,null,null,null,null,null,null,15]
["h91",{"$f":"IF($C$10=2012,profiles!C95,IF($C$10=2013,profiles!E95,IF($C$10=2014,profiles!G95,IF($C$10=2015,profiles!I95,IF($C$10=2016,profiles!K95)))))","v":62.41},{"$f":"IF($C$10=2012,profiles!D95,IF($C$10=2013,profiles!F95,IF($C$10=2014,profiles!H95,IF($C$10=2015,profiles!J95,IF($C$10=2016,profiles!L95)))))","v":0.15372368653812135},30.74473730762427,0,30.74473730762427,31.665262692375727,0,0,0,0,31.665262692375727,31.665262692375727,null,16,95,null,null,null,null,null,null,null,null,null,null,null,null,null,null,null,null,null,null,null,null,null,null,null,null,null,null,null,null,null,null,null,null,null,null,null,null,null,16]
["h92",{"$f":"IF($C$10=2012,profiles!C96,IF($C$10=2013,profiles!E96,IF($C$10=2014,profiles!G96,IF($C$10=2015,profiles!I96,IF($C$10=2016,profiles!K96)))))","v":60.109000000000002},{"$f":"IF($C$10=2012,profiles!D96,IF($C$10=2013,profiles!F96,IF($C$10=2014,profiles!H96,IF($C$10=2015,profiles!J96,IF($C$10=2016,profiles!L96)))))","v":0.14843151129193938},29.686302258387876,0,29.686302258387876,30.422697741612126,0,0,0,0,30.422697741612126,30.422697741612126,null,null,null,1,2,3,4,5,6,7,8,9,10,11,12,13,14,15,16,17,18,19,20,21,22,23,24,25,26,27,28,29,30,31,32,33,34,35,36,37]
["h93",{"$f":"IF($C$10=2012,profiles!C97,IF($C$10=2013,profiles!E97,IF($C$10=2014,profiles!G97,IF($C$10=2015,profiles!I97,IF($C$10=2016,profiles!K97)))))","v":56.121000000000002},{"$f":"IF($C$10=2012,profiles!D97,IF($C$10=2013,profiles!F97,IF($C$10=2014,profiles!H97,IF($C$10=2015,profiles!J97,IF($C$10=2016,profiles!L97)))))","v":0.13650569019399728},27.301138038799454,0,27.301138038799454,28.819861961200548,0,0,0,0,28.819861961200548,28.819861961200548]
["h94",{"$f":"IF($C$10=2012,profiles!C98,IF($C$10=2013,profiles!E98,IF($C$10=2014,profiles!G98,IF($C$10=2015,profiles!I98,IF($C$10=2016,profiles!K98)))))","v":53.634999999999998},{"$f":"IF($C$10=2012,profiles!D98,IF($C$10=2013,profiles!F98,IF($C$10=2014,profiles!H98,IF($C$10=2015,profiles!J98,IF($C$10=2016,profiles!L98)))))","v":0.12561176956188455},25.122353912376909,0,25.122353912376909,28.512646087623089,0,0,0,0,28.512646087623089,28.512646087623089]
["h95",{"$f":"IF($C$10=2012,profiles!C99,IF($C$10=2013,profiles!E99,IF($C$10=2014,profiles!G99,IF($C$10=2015,profiles!I99,IF($C$10=2016,profiles!K99)))))","v":52.6},{"$f":"IF($C$10=2012,profiles!D99,IF($C$10=2013,profiles!F99,IF($C$10=2014,profiles!H99,IF($C$10=2015,profiles!J99,IF($C$10=2016,profiles!L99)))))","v":0.11238870216404269},22.477740432808538,0,22.477740432808538,30.122259567191463,0,0,0,0,30.122259567191463,30.122259567191463,null,null,"Renewables used in percent","Renewable curtailment in per mille or percent"]
["h96",{"$f":"IF($C$10=2012,profiles!C100,IF($C$10=2013,profiles!E100,IF($C$10=2014,profiles!G100,IF($C$10=2015,profiles!I100,IF($C$10=2016,profiles!K100)))))","v":49.265999999999998},{"$f":"IF($C$10=2012,profiles!D100,IF($C$10=2013,profiles!F100,IF($C$10=2014,profiles!H100,IF($C$10=2015,profiles!J100,IF($C$10=2016,profiles!L100)))))","v":0.10375022112152839},20.750044224305679,0,20.750044224305679,28.515955775694319,0,0,0,0,28.515955775694319,28.515955775694319,null,null,null,{"$f":"10*Q114","v":0},5,10,15,20,25,30,35,40,45,50,55,60,65,70,75,80,85,90,95,100,110,120,130,140,150,160,170,180,190,200,250,300,350,400,450,500]
["h97",{"$f":"IF($C$10=2012,profiles!C101,IF($C$10=2013,profiles!E101,IF($C$10=2014,profiles!G101,IF($C$10=2015,profiles!I101,IF($C$10=2016,profiles!K101)))))","v":45.615000000000002},{"$f":"IF($C$10=2012,profiles!D101,IF($C$10=2013,profiles!F101,IF($C$10=2014,profiles!H101,IF($C$10=2015,profiles!J101,IF($C$10=2016,profiles!L101)))))","v":8.9745857656701455E-2},17.949171531340291,0,17.949171531340291,27.665828468659711,0,0,0,0,27.665828468659711,27.665828468659711,null,null,"vRES",0,0.5,1,1.5,2,2.5,3,3.5,4,4.5,5,5.5,6,6.5,7,7.5,8,8.5,9,9.5,10,11,12,13,14,15,16,17,18,19,20,25,30,35,40,45,50]
["h98",{"$f":"IF($C$10=2012,profiles!C102,IF($C$10=2013,profiles!E102,IF($C$10=2014,profiles!G102,IF($C$10=2015,profiles!I102,IF($C$10=2016,profiles!K102)))))","v":42.883000000000003},{"$f":"IF($C$10=2012,profiles!D102,IF($C$10=2013,profiles!F102,IF($C$10=2014,profiles!H102,IF($C$10=2015,profiles!J102,IF($C$10=2016,profiles!L102)))))","v":8.0709357863081546E-2},16.14187157261631,0,16.14187157261631,26.741128427383693,0,0,0,0,26.741128427383693,26.741128427383693,null,1,20,null,null,null,null,null,null,null,null,null,null,null,null,null,null,null,null,null,null,null,null,null,null,null,null,null,null,null,null,null,null,null,null,null,null,null,null,null,1]
["h99",{"$f":"IF($C$10=2012,profiles!C103,IF($C$10=2013,profiles!E103,IF($C$10=2014,profiles!G103,IF($C$10=2015,profiles!I103,IF($C$10=2016,profiles!K103)))))","v":41.518000000000001},{"$f":"IF($C$10=2012,profiles!D103,IF($C$10=2013,profiles!F103,IF($C$10=2014,profiles!H103,IF($C$10=2015,profiles!J103,IF($C$10=2016,profiles!L103)))))","v":7.7864260864437762E-2},15.572852172887552,0,15.572852172887552,25.94514782711245,0,0,0,0,25.94514782711245,25.94514782711245,null,2,25,null,null,null,null,null,null,null,null,null,null,null,null,null,null,null,null,null,null,null,null,null,null,null,null,null,null,null,null,null,null,null,null,null,null,null,null,null,2]
["h100",{"$f":"IF($C$10=2012,profiles!C104,IF($C$10=2013,profiles!E104,IF($C$10=2014,profiles!G104,IF($C$10=2015,profiles!I104,IF($C$10=2016,profiles!K104)))))","v":41.197000000000003},{"$f":"IF($C$10=2012,profiles!D104,IF($C$10=2013,profiles!F104,IF($C$10=2014,profiles!H104,IF($C$10=2015,profiles!J104,IF($C$10=2016,profiles!L104)))))","v":7.9485818739312458E-2},15.897163747862491,0,15.897163747862491,25.29983625213751,0,0,0,0,25.29983625213751,25.29983625213751,null,3,30,null,null,null,null,null,null,null,null,null,null,null,null,null,null,null,null,null,null,null,null,null,null,null,null,null,null,null,null,null,null,null,null,null,null,null,null,null,3]
["h101",{"$f":"IF($C$10=2012,profiles!C105,IF($C$10=2013,profiles!E105,IF($C$10=2014,profiles!G105,IF($C$10=2015,profiles!I105,IF($C$10=2016,profiles!K105)))))","v":41.429000000000002},{"$f":"IF($C$10=2012,profiles!D105,IF($C$10=2013,profiles!F105,IF($C$10=2014,profiles!H105,IF($C$10=2015,profiles!J105,IF($C$10=2016,profiles!L105)))))","v":8.4350492363936547E-2},16.870098472787308,0,16.870098472787308,24.558901527212694,0,0,0,0,24.558901527212694,24.558901527212694,null,4,35,null,null,null,null,null,null,null,null,null,null,null,null,null,null,null,null,null,null,null,null,null,null,null,null,null,null,null,null,null,null,null,null,null,null,null,null,null,4]
["h102",{"$f":"IF($C$10=2012,profiles!C106,IF($C$10=2013,profiles!E106,IF($C$10=2014,profiles!G106,IF($C$10=2015,profiles!I106,IF($C$10=2016,profiles!K106)))))","v":41.145000000000003},{"$f":"IF($C$10=2012,profiles!D106,IF($C$10=2013,profiles!F106,IF($C$10=2014,profiles!H106,IF($C$10=2015,profiles!J106,IF($C$10=2016,profiles!L106)))))","v":8.8596025709063039E-2},17.719205141812608,0,17.719205141812608,23.425794858187395,0,0,0,0,23.425794858187395,23.425794858187395,null,5,40,null,null,null,null,null,null,null,null,null,null,null,null,null,null,null,null,null,null,null,null,null,null,null,null,null,null,null,null,null,null,null,null,null,null,null,null,null,5]
["h103",{"$f":"IF($C$10=2012,profiles!C107,IF($C$10=2013,profiles!E107,IF($C$10=2014,profiles!G107,IF($C$10=2015,profiles!I107,IF($C$10=2016,profiles!K107)))))","v":40.356999999999999},{"$f":"IF($C$10=2012,profiles!D107,IF($C$10=2013,profiles!F107,IF($C$10=2014,profiles!H107,IF($C$10=2015,profiles!J107,IF($C$10=2016,profiles!L107)))))","v":9.7352438233386407E-2},19.470487646677281,0,19.470487646677281,20.886512353322718,0,0,0,0,20.886512353322718,20.886512353322718,null,6,45,null,null,null,null,null,null,null,null,null,null,null,null,null,null,null,null,null,null,null,null,null,null,null,null,null,null,null,null,null,null,null,null,null,null,null,null,null,6]
["h104",{"$f":"IF($C$10=2012,profiles!C108,IF($C$10=2013,profiles!E108,IF($C$10=2014,profiles!G108,IF($C$10=2015,profiles!I108,IF($C$10=2016,profiles!K108)))))","v":42.034999999999997},{"$f":"IF($C$10=2012,profiles!D108,IF($C$10=2013,profiles!F108,IF($C$10=2014,profiles!H108,IF($C$10=2015,profiles!J108,IF($C$10=2016,profiles!L108)))))","v":9.6585883601627454E-2},19.317176720325492,0,19.317176720325492,22.717823279674505,0,0,0,0,22.717823279674505,22.717823279674505,null,7,50,null,null,null,null,null,null,null,null,null,null,null,null,null,null,null,null,null,null,null,null,null,null,null,null,null,null,null,null,null,null,null,null,null,null,null,null,null,7]
["h105",{"$f":"IF($C$10=2012,profiles!C109,IF($C$10=2013,profiles!E109,IF($C$10=2014,profiles!G109,IF($C$10=2015,profiles!I109,IF($C$10=2016,profiles!K109)))))","v":44.756999999999998},{"$f":"IF($C$10=2012,profiles!D109,IF($C$10=2013,profiles!F109,IF($C$10=2014,profiles!H109,IF($C$10=2015,profiles!J109,IF($C$10=2016,profiles!L109)))))","v":0.10817265168936847},21.634530337873695,0,21.634530337873695,23.122469662126303,0,0,0,0,23.122469662126303,23.122469662126303,null,8,55,null,null,null,null,null,null,null,null,null,null,null,null,null,null,null,null,null,null,null,null,null,null,null,null,null,null,null,null,null,null,null,null,null,null,null,null,null,8]
["h106",{"$f":"IF($C$10=2012,profiles!C110,IF($C$10=2013,profiles!E110,IF($C$10=2014,profiles!G110,IF($C$10=2015,profiles!I110,IF($C$10=2016,profiles!K110)))))","v":48.286999999999999},{"$f":"IF($C$10=2012,profiles!D110,IF($C$10=2013,profiles!F110,IF($C$10=2014,profiles!H110,IF($C$10=2015,profiles!J110,IF($C$10=2016,profiles!L110)))))","v":0.11937614246123003},23.875228492246006,0,23.875228492246006,24.411771507753993,0,0,0,0,24.411771507753993,24.411771507753993,null,9,60,null,null,null,null,null,null,null,null,null,null,null,null,null,null,null,null,null,null,null,null,null,null,null,null,null,null,null,null,null,null,null,null,null,null,null,null,null,9]
["h107",{"$f":"IF($C$10=2012,profiles!C111,IF($C$10=2013,profiles!E111,IF($C$10=2014,profiles!G111,IF($C$10=2015,profiles!I111,IF($C$10=2016,profiles!K111)))))","v":51.414999999999999},{"$f":"IF($C$10=2012,profiles!D111,IF($C$10=2013,profiles!F111,IF($C$10=2014,profiles!H111,IF($C$10=2015,profiles!J111,IF($C$10=2016,profiles!L111)))))","v":0.13174420661595612},26.348841323191223,0,26.348841323191223,25.066158676808776,0,0,0,0,25.066158676808776,25.066158676808776,null,10,65,null,null,null,null,null,null,null,null,null,null,null,null,null,null,null,null,null,null,null,null,null,null,null,null,null,null,null,null,null,null,null,null,null,null,null,null,null,10]
["h108",{"$f":"IF($C$10=2012,profiles!C112,IF($C$10=2013,profiles!E112,IF($C$10=2014,profiles!G112,IF($C$10=2015,profiles!I112,IF($C$10=2016,profiles!K112)))))","v":54.277000000000001},{"$f":"IF($C$10=2012,profiles!D112,IF($C$10=2013,profiles!F112,IF($C$10=2014,profiles!H112,IF($C$10=2015,profiles!J112,IF($C$10=2016,profiles!L112)))))","v":0.14395011498319477},28.790022996638953,0,28.790022996638953,25.486977003361048,0,0,0,0,25.486977003361048,25.486977003361048,null,11,70,null,null,null,null,null,null,null,null,null,null,null,null,null,null,null,null,null,null,null,null,null,null,null,null,null,null,null,null,null,null,null,null,null,null,null,null,null,11]
["h109",{"$f":"IF($C$10=2012,profiles!C113,IF($C$10=2013,profiles!E113,IF($C$10=2014,profiles!G113,IF($C$10=2015,profiles!I113,IF($C$10=2016,profiles!K113)))))","v":54.325000000000003},{"$f":"IF($C$10=2012,profiles!D113,IF($C$10=2013,profiles!F113,IF($C$10=2014,profiles!H113,IF($C$10=2015,profiles!J113,IF($C$10=2016,profiles!L113)))))","v":0.16274544489651513},32.549088979303029,0,32.549088979303029,21.775911020696974,0,0,0,0,21.775911020696974,21.775911020696974,null,12,75,null,null,null,null,null,null,null,null,null,null,null,null,null,null,null,null,null,null,null,null,null,null,null,null,null,null,null,null,null,null,null,null,null,null,null,null,null,12]
["h110",{"$f":"IF($C$10=2012,profiles!C114,IF($C$10=2013,profiles!E114,IF($C$10=2014,profiles!G114,IF($C$10=2015,profiles!I114,IF($C$10=2016,profiles!K114)))))","v":52.665999999999997},{"$f":"IF($C$10=2012,profiles!D114,IF($C$10=2013,profiles!F114,IF($C$10=2014,profiles!H114,IF($C$10=2015,profiles!J114,IF($C$10=2016,profiles!L114)))))","v":0.16790494722566188},33.580989445132374,0,33.580989445132374,19.085010554867623,0,0,0,0,19.085010554867623,19.085010554867623,null,13,80,null,null,null,null,null,null,null,null,null,null,null,null,null,null,null,null,null,null,null,null,null,null,null,null,null,null,null,null,null,null,null,null,null,null,null,null,null,13]
["h111",{"$f":"IF($C$10=2012,profiles!C115,IF($C$10=2013,profiles!E115,IF($C$10=2014,profiles!G115,IF($C$10=2015,profiles!I115,IF($C$10=2016,profiles!K115)))))","v":51.048000000000002},{"$f":"IF($C$10=2012,profiles!D115,IF($C$10=2013,profiles!F115,IF($C$10=2014,profiles!H115,IF($C$10=2015,profiles!J115,IF($C$10=2016,profiles!L115)))))","v":0.14834306268058259},29.668612536116516,0,29.668612536116516,21.379387463883486,0,0,0,0,21.379387463883486,21.379387463883486,null,14,85,null,null,null,null,null,null,null,null,null,null,null,null,null,null,null,null,null,null,null,null,null,null,null,null,null,null,null,null,null,null,null,null,null,null,null,null,null,14]
["h112",{"$f":"IF($C$10=2012,profiles!C116,IF($C$10=2013,profiles!E116,IF($C$10=2014,profiles!G116,IF($C$10=2015,profiles!I116,IF($C$10=2016,profiles!K116)))))","v":50.720999999999997},{"$f":"IF($C$10=2012,profiles!D116,IF($C$10=2013,profiles!F116,IF($C$10=2014,profiles!H116,IF($C$10=2015,profiles!J116,IF($C$10=2016,profiles!L116)))))","v":0.11572026652514888},23.144053305029779,0,23.144053305029779,27.576946694970218,0,0,0,0,27.576946694970218,27.576946694970218,null,15,90,null,null,null,null,null,null,null,null,null,null,null,null,null,null,null,null,null,null,null,null,null,null,null,null,null,null,null,null,null,null,null,null,null,null,null,null,null,15]
["h113",{"$f":"IF($C$10=2012,profiles!C117,IF($C$10=2013,profiles!E117,IF($C$10=2014,profiles!G117,IF($C$10=2015,profiles!I117,IF($C$10=2016,profiles!K117)))))","v":52.781999999999996},{"$f":"IF($C$10=2012,profiles!D117,IF($C$10=2013,profiles!F117,IF($C$10=2014,profiles!H117,IF($C$10=2015,profiles!J117,IF($C$10=2016,profiles!L117)))))","v":9.5745621793737842E-2},19.149124358747567,0,19.149124358747567,33.632875641252426,0,0,0,0,33.632875641252426,33.632875641252426,null,16,95,null,null,null,null,null,null,null,null,null,null,null,null,null,null,null,null,null,null,null,null,null,null,null,null,null,null,null,null,null,null,null,null,null,null,null,null,null,16]
["h114",{"$f":"IF($C$10=2012,profiles!C118,IF($C$10=2013,profiles!E118,IF($C$10=2014,profiles!G118,IF($C$10=2015,profiles!I118,IF($C$10=2016,profiles!K118)))))","v":57.484000000000002},{"$f":"IF($C$10=2012,profiles!D118,IF($C$10=2013,profiles!F118,IF($C$10=2014,profiles!H118,IF($C$10=2015,profiles!J118,IF($C$10=2016,profiles!L118)))))","v":0.10140633292057315},20.281266584114629,0,20.281266584114629,37.202733415885376,0,0,0,0,37.202733415885376,37.202733415885376,null,null,null,1,2,3,4,5,6,7,8,9,10,11,12,13,14,15,16,17,18,19,20,21,22,23,24,25,26,27,28,29,30,31,32,33,34,35,36,37]
["h115",{"$f":"IF($C$10=2012,profiles!C119,IF($C$10=2013,profiles!E119,IF($C$10=2014,profiles!G119,IF($C$10=2015,profiles!I119,IF($C$10=2016,profiles!K119)))))","v":58.97},{"$f":"IF($C$10=2012,profiles!D119,IF($C$10=2013,profiles!F119,IF($C$10=2014,profiles!H119,IF($C$10=2015,profiles!J119,IF($C$10=2016,profiles!L119)))))","v":0.11417241582640486},22.834483165280972,0,22.834483165280972,36.135516834719027,0,0,0,0,36.135516834719027,36.135516834719027]
["h116",{"$f":"IF($C$10=2012,profiles!C120,IF($C$10=2013,profiles!E120,IF($C$10=2014,profiles!G120,IF($C$10=2015,profiles!I120,IF($C$10=2016,profiles!K120)))))","v":57.64},{"$f":"IF($C$10=2012,profiles!D120,IF($C$10=2013,profiles!F120,IF($C$10=2014,profiles!H120,IF($C$10=2015,profiles!J120,IF($C$10=2016,profiles!L120)))))","v":0.12272244825756236},24.544489651512471,0,24.544489651512471,33.095510348487529,0,0,0,0,33.095510348487529,33.095510348487529]
["h117",{"$f":"IF($C$10=2012,profiles!C121,IF($C$10=2013,profiles!E121,IF($C$10=2014,profiles!G121,IF($C$10=2015,profiles!I121,IF($C$10=2016,profiles!K121)))))","v":54.887999999999998},{"$f":"IF($C$10=2012,profiles!D121,IF($C$10=2013,profiles!F121,IF($C$10=2014,profiles!H121,IF($C$10=2015,profiles!J121,IF($C$10=2016,profiles!L121)))))","v":0.12738074178902059},25.476148357804117,0,25.476148357804117,29.411851642195881,0,0,0,0,29.411851642195881,29.411851642195881,null,null,"Renewables consumed directly in percent","Renewable curtailment in per mille or percent"]
["h118",{"$f":"IF($C$10=2012,profiles!C122,IF($C$10=2013,profiles!E122,IF($C$10=2014,profiles!G122,IF($C$10=2015,profiles!I122,IF($C$10=2016,profiles!K122)))))","v":53.247},{"$f":"IF($C$10=2012,profiles!D122,IF($C$10=2013,profiles!F122,IF($C$10=2014,profiles!H122,IF($C$10=2015,profiles!J122,IF($C$10=2016,profiles!L122)))))","v":0.13968984020284214},27.937968040568428,0,27.937968040568428,25.309031959431572,0,0,0,0,25.309031959431572,25.309031959431572,null,null,null,{"$f":"10*Q136","v":0},5,10,15,20,25,30,35,40,45,50,55,60,65,70,75,80,85,90,95,100,110,120,130,140,150,160,170,180,190,200,250,300,350,400,450,500]
["h119",{"$f":"IF($C$10=2012,profiles!C123,IF($C$10=2013,profiles!E123,IF($C$10=2014,profiles!G123,IF($C$10=2015,profiles!I123,IF($C$10=2016,profiles!K123)))))","v":53.082000000000001},{"$f":"IF($C$10=2012,profiles!D123,IF($C$10=2013,profiles!F123,IF($C$10=2014,profiles!H123,IF($C$10=2015,profiles!J123,IF($C$10=2016,profiles!L123)))))","v":0.14193053835721445},28.38610767144289,0,28.38610767144289,24.695892328557111,0,0,0,0,24.695892328557111,24.695892328557111,null,null,"vRES",0,0.5,1,1.5,2,2.5,3,3.5,4,4.5,5,5.5,6,6.5,7,7.5,8,8.5,9,9.5,10,11,12,13,14,15,16,17,18,19,20,25,30,35,40,45,50]
["h120",{"$f":"IF($C$10=2012,profiles!C124,IF($C$10=2013,profiles!E124,IF($C$10=2014,profiles!G124,IF($C$10=2015,profiles!I124,IF($C$10=2016,profiles!K124)))))","v":49.625},{"$f":"IF($C$10=2012,profiles!D124,IF($C$10=2013,profiles!F124,IF($C$10=2014,profiles!H124,IF($C$10=2015,profiles!J124,IF($C$10=2016,profiles!L124)))))","v":0.15077539949289462},30.155079898578922,0,30.155079898578922,19.469920101421078,0,0,0,0,19.469920101421078,19.469920101421078,null,1,20,null,null,null,null,null,null,null,null,null,null,null,null,null,null,null,null,null,null,null,null,null,null,null,null,null,null,null,null,null,null,null,null,null,null,null,null,null,1]
["h121",{"$f":"IF($C$10=2012,profiles!C125,IF($C$10=2013,profiles!E125,IF($C$10=2014,profiles!G125,IF($C$10=2015,profiles!I125,IF($C$10=2016,profiles!K125)))))","v":46.637999999999998},{"$f":"IF($C$10=2012,profiles!D125,IF($C$10=2013,profiles!F125,IF($C$10=2014,profiles!H125,IF($C$10=2015,profiles!J125,IF($C$10=2016,profiles!L125)))))","v":0.1612969786293294},32.259395725865879,0,32.259395725865879,14.378604274134119,0,0,0,0,14.378604274134119,14.378604274134119,null,2,25,null,null,null,null,null,null,null,null,null,null,null,null,null,null,null,null,null,null,null,null,null,null,null,null,null,null,null,null,null,null,null,null,null,null,null,null,null,2]
["h122",{"$f":"IF($C$10=2012,profiles!C126,IF($C$10=2013,profiles!E126,IF($C$10=2014,profiles!G126,IF($C$10=2015,profiles!I126,IF($C$10=2016,profiles!K126)))))","v":44.887},{"$f":"IF($C$10=2012,profiles!D126,IF($C$10=2013,profiles!F126,IF($C$10=2014,profiles!H126,IF($C$10=2015,profiles!J126,IF($C$10=2016,profiles!L126)))))","v":0.17373618275607958},34.747236551215913,0,34.747236551215913,10.139763448784088,0,0,0,0,10.139763448784088,10.139763448784088,null,3,30,null,null,null,null,null,null,null,null,null,null,null,null,null,null,null,null,null,null,null,null,null,null,null,null,null,null,null,null,null,null,null,null,null,null,null,null,null,3]
["h123",{"$f":"IF($C$10=2012,profiles!C127,IF($C$10=2013,profiles!E127,IF($C$10=2014,profiles!G127,IF($C$10=2015,profiles!I127,IF($C$10=2016,profiles!K127)))))","v":44.167999999999999},{"$f":"IF($C$10=2012,profiles!D127,IF($C$10=2013,profiles!F127,IF($C$10=2014,profiles!H127,IF($C$10=2015,profiles!J127,IF($C$10=2016,profiles!L127)))))","v":0.18593957258658805},37.187914517317608,0,37.187914517317608,6.9800854826823908,0,0,0,0,6.9800854826823908,6.9800854826823908,null,4,35,null,null,null,null,null,null,null,null,null,null,null,null,null,null,null,null,null,null,null,null,null,null,null,null,null,null,null,null,null,null,null,null,null,null,null,null,null,4]
["h124",{"$f":"IF($C$10=2012,profiles!C128,IF($C$10=2013,profiles!E128,IF($C$10=2014,profiles!G128,IF($C$10=2015,profiles!I128,IF($C$10=2016,profiles!K128)))))","v":44.44},{"$f":"IF($C$10=2012,profiles!D128,IF($C$10=2013,profiles!F128,IF($C$10=2014,profiles!H128,IF($C$10=2015,profiles!J128,IF($C$10=2016,profiles!L128)))))","v":0.20300663227708179},40.601326455416356,0,40.601326455416356,3.8386735445836422,0,0,0,0,3.8386735445836422,3.8386735445836422,null,5,40,null,null,null,null,null,null,null,null,null,null,null,null,null,null,null,null,null,null,null,null,null,null,null,null,null,null,null,null,null,null,null,null,null,null,null,null,null,5]
["h125",{"$f":"IF($C$10=2012,profiles!C129,IF($C$10=2013,profiles!E129,IF($C$10=2014,profiles!G129,IF($C$10=2015,profiles!I129,IF($C$10=2016,profiles!K129)))))","v":45.634},{"$f":"IF($C$10=2012,profiles!D129,IF($C$10=2013,profiles!F129,IF($C$10=2014,profiles!H129,IF($C$10=2015,profiles!J129,IF($C$10=2016,profiles!L129)))))","v":0.21627118644067797},43.254237288135592,0,43.254237288135592,2.3797627118644087,0,0,0,0,2.3797627118644087,2.3797627118644087,null,6,45,null,null,null,null,null,null,null,null,null,null,null,null,null,null,null,null,null,null,null,null,null,null,null,null,null,null,null,null,null,null,null,null,null,null,null,null,null,6]
["h126",{"$f":"IF($C$10=2012,profiles!C130,IF($C$10=2013,profiles!E130,IF($C$10=2014,profiles!G130,IF($C$10=2015,profiles!I130,IF($C$10=2016,profiles!K130)))))","v":48.087000000000003},{"$f":"IF($C$10=2012,profiles!D130,IF($C$10=2013,profiles!F130,IF($C$10=2014,profiles!H130,IF($C$10=2015,profiles!J130,IF($C$10=2016,profiles!L130)))))","v":0.23186440677966103},46.372881355932208,0,46.372881355932208,1.7141186440677956,0,0,0,0,1.7141186440677956,1.7141186440677956,null,7,50,null,null,null,null,null,null,null,null,null,null,null,null,null,null,null,null,null,null,null,null,null,null,null,null,null,null,null,null,null,null,null,null,null,null,null,null,null,7]
["h127",{"$f":"IF($C$10=2012,profiles!C131,IF($C$10=2013,profiles!E131,IF($C$10=2014,profiles!G131,IF($C$10=2015,profiles!I131,IF($C$10=2016,profiles!K131)))))","v":53.115000000000002},{"$f":"IF($C$10=2012,profiles!D131,IF($C$10=2013,profiles!F131,IF($C$10=2014,profiles!H131,IF($C$10=2015,profiles!J131,IF($C$10=2016,profiles!L131)))))","v":0.25498894620486368},50.997789240972736,0,50.997789240972736,2.117210759027266,0,0,0,0,2.117210759027266,2.117210759027266,null,8,55,null,null,null,null,null,null,null,null,null,null,null,null,null,null,null,null,null,null,null,null,null,null,null,null,null,null,null,null,null,null,null,null,null,null,null,null,null,8]
["h128",{"$f":"IF($C$10=2012,profiles!C132,IF($C$10=2013,profiles!E132,IF($C$10=2014,profiles!G132,IF($C$10=2015,profiles!I132,IF($C$10=2016,profiles!K132)))))","v":58.808999999999997},{"$f":"IF($C$10=2012,profiles!D132,IF($C$10=2013,profiles!F132,IF($C$10=2014,profiles!H132,IF($C$10=2015,profiles!J132,IF($C$10=2016,profiles!L132)))))","v":0.26330140014738396},52.660280029476795,0,52.660280029476795,6.148719970523203,0,0,0,0,6.148719970523203,6.148719970523203,null,9,60,null,null,null,null,null,null,null,null,null,null,null,null,null,null,null,null,null,null,null,null,null,null,null,null,null,null,null,null,null,null,null,null,null,null,null,null,null,9]
["h129",{"$f":"IF($C$10=2012,profiles!C133,IF($C$10=2013,profiles!E133,IF($C$10=2014,profiles!G133,IF($C$10=2015,profiles!I133,IF($C$10=2016,profiles!K133)))))","v":61.61},{"$f":"IF($C$10=2012,profiles!D133,IF($C$10=2013,profiles!F133,IF($C$10=2014,profiles!H133,IF($C$10=2015,profiles!J133,IF($C$10=2016,profiles!L133)))))","v":0.28172439204126748},56.344878408253493,{"$f":"D146-F146","v":0},{"$f":"MIN(D146,B146)","v":56.344878408253493},{"$f":"B146-F146","v":5.2651215917465066},{"$f":"-MIN(-E146+$C$3,0)","v":0},{"$f":"E146-H146","v":0},0,0,5.2651215917465066,5.2651215917465066,null,10,65,null,null,null,null,null,null,null,null,null,null,null,null,null,null,null,null,null,null,null,null,null,null,null,null,null,null,null,null,null,null,null,null,null,null,null,null,null,10]
["h130",{"$f":"IF($C$10=2012,profiles!C134,IF($C$10=2013,profiles!E134,IF($C$10=2014,profiles!G134,IF($C$10=2015,profiles!I134,IF($C$10=2016,profiles!K134)))))","v":62.994},{"$f":"IF($C$10=2012,profiles!D134,IF($C$10=2013,profiles!F134,IF($C$10=2014,profiles!H134,IF($C$10=2015,profiles!J134,IF($C$10=2016,profiles!L134)))))","v":0.30759027266028005},{"$f":"C147*$C$2","v":61.518054532056013},0,61.518054532056013,1.475945467943987,0,0,0,0,{"$f":"MAX(G147-J147,0)","v":1.475945467943987},{"$f":"B147-D147","v":1.475945467943987},null,11,70,null,null,null,null,null,null,null,null,null,null,null,null,null,null,null,null,null,null,null,null,null,null,null,null,null,null,null,null,null,null,null,null,null,null,null,null,null,11]
["h131",{"$f":"IF($C$10=2012,profiles!C135,IF($C$10=2013,profiles!E135,IF($C$10=2014,profiles!G135,IF($C$10=2015,profiles!I135,IF($C$10=2016,profiles!K135)))))","v":64.751999999999995},{"$f":"IF($C$10=2012,profiles!D135,IF($C$10=2013,profiles!F135,IF($C$10=2014,profiles!H135,IF($C$10=2015,profiles!J135,IF($C$10=2016,profiles!L135)))))","v":0.33705232129697865},67.410464259395724,2.6584642593957284,64.751999999999995,0,0,2.6584642593957284,0,{"$f":"K147+I148*$F$2-J148/$F$3","v":2.1533560501105402},0,-2.6584642593957284,null,12,75,null,null,null,null,null,null,null,null,null,null,null,null,null,null,null,null,null,null,null,null,null,null,null,null,null,null,null,null,null,null,null,null,null,null,null,null,null,12]
["h132",{"$f":"IF($C$10=2012,profiles!C136,IF($C$10=2013,profiles!E136,IF($C$10=2014,profiles!G136,IF($C$10=2015,profiles!I136,IF($C$10=2016,profiles!K136)))))","v":66.064999999999998},{"$f":"IF($C$10=2012,profiles!D136,IF($C$10=2013,profiles!F136,IF($C$10=2014,profiles!H136,IF($C$10=2015,profiles!J136,IF($C$10=2016,profiles!L136)))))","v":0.33380987472365514},66.761974944731023,0.69697494473102495,66.064999999999998,0,0,0.69697494473102495,0,2.7179057553426702,0,-0.69697494473102495,null,13,80,null,null,null,null,null,null,null,null,null,null,null,null,null,null,null,null,null,null,null,null,null,null,null,null,null,null,null,null,null,null,null,null,null,null,null,null,null,13]
["h133",{"$f":"IF($C$10=2012,profiles!C137,IF($C$10=2013,profiles!E137,IF($C$10=2014,profiles!G137,IF($C$10=2015,profiles!I137,IF($C$10=2016,profiles!K137)))))","v":66.158000000000001},{"$f":"IF($C$10=2012,profiles!D137,IF($C$10=2013,profiles!F137,IF($C$10=2014,profiles!H137,IF($C$10=2015,profiles!J137,IF($C$10=2016,profiles!L137)))))","v":0.31829034635224762},63.658069270449523,0,63.658069270449523,2.4999307295504778,0,0,2.4999307295504778,1.8196544165048678E-2,0,2.4999307295504778,null,14,85,null,null,null,null,null,null,null,null,null,null,null,null,null,null,null,null,null,null,null,null,null,null,null,null,null,null,null,null,null,null,null,null,null,null,null,null,null,14]
["h134",{"$f":"IF($C$10=2012,profiles!C138,IF($C$10=2013,profiles!E138,IF($C$10=2014,profiles!G138,IF($C$10=2015,profiles!I138,IF($C$10=2016,profiles!K138)))))","v":65.108000000000004},{"$f":"IF($C$10=2012,profiles!D138,IF($C$10=2013,profiles!F138,IF($C$10=2014,profiles!H138,IF($C$10=2015,profiles!J138,IF($C$10=2016,profiles!L138)))))","v":0.28915254237288135},57.83050847457627,0,57.83050847457627,7.2774915254237342,0,0,1.6849999896835076E-2,0,7.260641525526899,7.2774915254237342,null,15,90,null,null,null,null,null,null,null,null,null,null,null,null,null,null,null,null,null,null,null,null,null,null,null,null,null,null,null,null,null,null,null,null,null,null,null,null,null,15]
["h135",{"$f":"IF($C$10=2012,profiles!C139,IF($C$10=2013,profiles!E139,IF($C$10=2014,profiles!G139,IF($C$10=2015,profiles!I139,IF($C$10=2016,profiles!K139)))))","v":64.078000000000003},{"$f":"IF($C$10=2012,profiles!D139,IF($C$10=2013,profiles!F139,IF($C$10=2014,profiles!H139,IF($C$10=2015,profiles!J139,IF($C$10=2016,profiles!L139)))))","v":0.2576713338246131},51.53426676492262,0,51.53426676492262,12.543733235077383,0,0,0,0,12.543733235077383,12.543733235077383,null,16,95,null,null,null,null,null,null,null,null,null,null,null,null,null,null,null,null,null,null,null,null,null,null,null,null,null,null,null,null,null,null,null,null,null,null,null,null,null,16]
["h136",{"$f":"IF($C$10=2012,profiles!C140,IF($C$10=2013,profiles!E140,IF($C$10=2014,profiles!G140,IF($C$10=2015,profiles!I140,IF($C$10=2016,profiles!K140)))))","v":63.530999999999999},{"$f":"IF($C$10=2012,profiles!D140,IF($C$10=2013,profiles!F140,IF($C$10=2014,profiles!H140,IF($C$10=2015,profiles!J140,IF($C$10=2016,profiles!L140)))))","v":0.21478260869565216},42.95652173913043,0,42.95652173913043,20.574478260869569,0,0,{"$f":"MIN(MAX(0,G153),K152*$F$3)","v":0},0,20.574478260869569,20.574478260869569,null,null,null,1,2,3,4,5,6,7,8,9,10,11,12,13,14,15,16,17,18,19,20,21,22,23,24,25,26,27,28,29,30,31,32,33,34,35,36,37]
["h137",{"$f":"IF($C$10=2012,profiles!C141,IF($C$10=2013,profiles!E141,IF($C$10=2014,profiles!G141,IF($C$10=2015,profiles!I141,IF($C$10=2016,profiles!K141)))))","v":65.057000000000002},{"$f":"IF($C$10=2012,profiles!D141,IF($C$10=2013,profiles!F141,IF($C$10=2014,profiles!H141,IF($C$10=2015,profiles!J141,IF($C$10=2016,profiles!L141)))))","v":0.19924834193072954},39.849668386145908,0,39.849668386145908,25.207331613854095,0,0,0,0,25.207331613854095,25.207331613854095]
["h138",{"$f":"IF($C$10=2012,profiles!C142,IF($C$10=2013,profiles!E142,IF($C$10=2014,profiles!G142,IF($C$10=2015,profiles!I142,IF($C$10=2016,profiles!K142)))))","v":68.861000000000004},{"$f":"IF($C$10=2012,profiles!D142,IF($C$10=2013,profiles!F142,IF($C$10=2014,profiles!H142,IF($C$10=2015,profiles!J142,IF($C$10=2016,profiles!L142)))))","v":0.21130434782608695},42.260869565217391,0,42.260869565217391,26.600130434782614,0,0,0,0,26.600130434782614,26.600130434782614]
["h139",{"$f":"IF($C$10=2012,profiles!C143,IF($C$10=2013,profiles!E143,IF($C$10=2014,profiles!G143,IF($C$10=2015,profiles!I143,IF($C$10=2016,profiles!K143)))))","v":68.983999999999995},{"$f":"IF($C$10=2012,profiles!D143,IF($C$10=2013,profiles!F143,IF($C$10=2014,profiles!H143,IF($C$10=2015,profiles!J143,IF($C$10=2016,profiles!L143)))))","v":0.22635224760501105},45.270449521002206,0,45.270449521002206,23.713550478997789,0,0,0,0,23.713550478997789,23.713550478997789,null,null,"Conventional backup in GW","Renewable curtailment in per mille or percent"]
["h140",{"$f":"IF($C$10=2012,profiles!C144,IF($C$10=2013,profiles!E144,IF($C$10=2014,profiles!G144,IF($C$10=2015,profiles!I144,IF($C$10=2016,profiles!K144)))))","v":67.188999999999993},{"$f":"IF($C$10=2012,profiles!D144,IF($C$10=2013,profiles!F144,IF($C$10=2014,profiles!H144,IF($C$10=2015,profiles!J144,IF($C$10=2016,profiles!L144)))))","v":0.22505526897568165},45.011053795136327,0,45.011053795136327,22.177946204863666,0,0,0,0,22.177946204863666,22.177946204863666,null,null,null,{"$f":"10*Q158","v":0},5,10,15,20,25,30,35,40,45,50,55,60,65,70,75,80,85,90,95,100,110,120,130,140,150,160,170,180,190,200,250,300,350,400,450,500]
["h141",{"$f":"IF($C$10=2012,profiles!C145,IF($C$10=2013,profiles!E145,IF($C$10=2014,profiles!G145,IF($C$10=2015,profiles!I145,IF($C$10=2016,profiles!K145)))))","v":63.404000000000003},{"$f":"IF($C$10=2012,profiles!D145,IF($C$10=2013,profiles!F145,IF($C$10=2014,profiles!H145,IF($C$10=2015,profiles!J145,IF($C$10=2016,profiles!L145)))))","v":0.22630803242446573},45.26160648489315,0,45.26160648489315,18.142393515106853,0,0,0,0,18.142393515106853,18.142393515106853,null,null,"vRES",0,0.5,1,1.5,2,2.5,3,3.5,4,4.5,5,5.5,6,6.5,7,7.5,8,8.5,9,9.5,10,11,12,13,14,15,16,17,18,19,20,25,30,35,40,45,50]
["h142",{"$f":"IF($C$10=2012,profiles!C146,IF($C$10=2013,profiles!E146,IF($C$10=2014,profiles!G146,IF($C$10=2015,profiles!I146,IF($C$10=2016,profiles!K146)))))","v":60.439},{"$f":"IF($C$10=2012,profiles!D146,IF($C$10=2013,profiles!F146,IF($C$10=2014,profiles!H146,IF($C$10=2015,profiles!J146,IF($C$10=2016,profiles!L146)))))","v":0.22819454679439941},45.638909358879879,0,45.638909358879879,14.800090641120121,0,0,0,0,14.800090641120121,14.800090641120121,null,1,20,null,null,null,null,null,null,null,null,null,null,null,null,null,null,null,null,null,null,null,null,null,null,null,null,null,null,null,null,null,null,null,null,null,null,null,null,null,1]
["h143",{"$f":"IF($C$10=2012,profiles!C147,IF($C$10=2013,profiles!E147,IF($C$10=2014,profiles!G147,IF($C$10=2015,profiles!I147,IF($C$10=2016,profiles!K147)))))","v":57.997},{"$f":"IF($C$10=2012,profiles!D147,IF($C$10=2013,profiles!F147,IF($C$10=2014,profiles!H147,IF($C$10=2015,profiles!J147,IF($C$10=2016,profiles!L147)))))","v":0.22644067796610171},45.288135593220339,0,45.288135593220339,12.708864406779661,0,0,0,0,12.708864406779661,12.708864406779661,null,2,25,null,null,null,null,null,null,null,null,null,null,null,null,null,null,null,null,null,null,null,null,null,null,null,null,null,null,null,null,null,null,null,null,null,null,null,null,null,2]
["h144",{"$f":"IF($C$10=2012,profiles!C148,IF($C$10=2013,profiles!E148,IF($C$10=2014,profiles!G148,IF($C$10=2015,profiles!I148,IF($C$10=2016,profiles!K148)))))","v":53.332999999999998},{"$f":"IF($C$10=2012,profiles!D148,IF($C$10=2013,profiles!F148,IF($C$10=2014,profiles!H148,IF($C$10=2015,profiles!J148,IF($C$10=2016,profiles!L148)))))","v":0.22170965364775239},44.341930729550477,0,44.341930729550477,8.9910692704495219,0,0,0,0,8.9910692704495219,8.9910692704495219,null,3,30,null,null,null,null,null,null,null,null,null,null,null,null,null,null,null,null,null,null,null,null,null,null,null,null,null,null,null,null,null,null,null,null,null,null,null,null,null,3]
["h145",{"$f":"IF($C$10=2012,profiles!C149,IF($C$10=2013,profiles!E149,IF($C$10=2014,profiles!G149,IF($C$10=2015,profiles!I149,IF($C$10=2016,profiles!K149)))))","v":49.502000000000002},{"$f":"IF($C$10=2012,profiles!D149,IF($C$10=2013,profiles!F149,IF($C$10=2014,profiles!H149,IF($C$10=2015,profiles!J149,IF($C$10=2016,profiles!L149)))))","v":0.22015563284796322},44.031126569592644,0,44.031126569592644,5.4708734304073587,0,0,0,0,5.4708734304073587,5.4708734304073587,null,4,35,null,null,null,null,null,null,null,null,null,null,null,null,null,null,null,null,null,null,null,null,null,null,null,null,null,null,null,null,null,null,null,null,null,null,null,null,null,4]
["h146",{"$f":"IF($C$10=2012,profiles!C150,IF($C$10=2013,profiles!E150,IF($C$10=2014,profiles!G150,IF($C$10=2015,profiles!I150,IF($C$10=2016,profiles!K150)))))","v":47.506},{"$f":"IF($C$10=2012,profiles!D150,IF($C$10=2013,profiles!F150,IF($C$10=2014,profiles!H150,IF($C$10=2015,profiles!J150,IF($C$10=2016,profiles!L150)))))","v":0.23219654542238991},46.439309084477983,0,46.439309084477983,1.0666909155220168,0,0,0,0,1.0666909155220168,1.0666909155220168,null,5,40,null,null,null,null,null,null,null,null,null,null,null,null,null,null,null,null,null,null,null,null,null,null,null,null,null,null,null,null,null,null,null,null,null,null,null,null,null,5]
["h147",{"$f":"IF($C$10=2012,profiles!C151,IF($C$10=2013,profiles!E151,IF($C$10=2014,profiles!G151,IF($C$10=2015,profiles!I151,IF($C$10=2016,profiles!K151)))))","v":46.648000000000003},{"$f":"IF($C$10=2012,profiles!D151,IF($C$10=2013,profiles!F151,IF($C$10=2014,profiles!H151,IF($C$10=2015,profiles!J151,IF($C$10=2016,profiles!L151)))))","v":0.24599127512822025},49.198255025644052,2.5502550256440486,46.648000000000003,0,0,2.5502550256440486,0,2.0657065707716793,0,-2.5502550256440486,null,6,45,null,null,null,null,null,null,null,null,null,null,null,null,null,null,null,null,null,null,null,null,null,null,null,null,null,null,null,null,null,null,null,null,null,null,null,null,null,6]
["h148",{"$f":"IF($C$10=2012,profiles!C152,IF($C$10=2013,profiles!E152,IF($C$10=2014,profiles!G152,IF($C$10=2015,profiles!I152,IF($C$10=2016,profiles!K152)))))","v":47.16},{"$f":"IF($C$10=2012,profiles!D152,IF($C$10=2013,profiles!F152,IF($C$10=2014,profiles!H152,IF($C$10=2015,profiles!J152,IF($C$10=2016,profiles!L152)))))","v":0.25985969462948771},51.97193892589754,4.8119389258975431,47.16,0,0,4.8119389258975431,0,5.9633771007486889,0,-4.8119389258975431,null,7,50,null,null,null,null,null,null,null,null,null,null,null,null,null,null,null,null,null,null,null,null,null,null,null,null,null,null,null,null,null,null,null,null,null,null,null,null,null,7]
["h149",{"$f":"IF($C$10=2012,profiles!C153,IF($C$10=2013,profiles!E153,IF($C$10=2014,profiles!G153,IF($C$10=2015,profiles!I153,IF($C$10=2016,profiles!K153)))))","v":48.817999999999998},{"$f":"IF($C$10=2012,profiles!D153,IF($C$10=2013,profiles!F153,IF($C$10=2014,profiles!H153,IF($C$10=2015,profiles!J153,IF($C$10=2016,profiles!L153)))))","v":0.25935860402051525},51.871720804103049,3.053720804103051,48.817999999999998,0,0,3.053720804103051,0,8.4368909520721598,0,-3.053720804103051,null,8,55,null,null,null,null,null,null,null,null,null,null,null,null,null,null,null,null,null,null,null,null,null,null,null,null,null,null,null,null,null,null,null,null,null,null,null,null,null,8]
["h150",{"$f":"IF($C$10=2012,profiles!C154,IF($C$10=2013,profiles!E154,IF($C$10=2014,profiles!G154,IF($C$10=2015,profiles!I154,IF($C$10=2016,profiles!K154)))))","v":52.601999999999997},{"$f":"IF($C$10=2012,profiles!D154,IF($C$10=2013,profiles!F154,IF($C$10=2014,profiles!H154,IF($C$10=2015,profiles!J154,IF($C$10=2016,profiles!L154)))))","v":0.245151211460237},49.030242292047397,0,49.030242292047397,3.5717577079525995,0,0,3.5717577079525995,4.5797012026633048,0,3.5717577079525995,null,9,60,null,null,null,null,null,null,null,null,null,null,null,null,null,null,null,null,null,null,null,null,null,null,null,null,null,null,null,null,null,null,null,null,null,null,null,null,null,9]
["h151",{"$f":"IF($C$10=2012,profiles!C155,IF($C$10=2013,profiles!E155,IF($C$10=2014,profiles!G155,IF($C$10=2015,profiles!I155,IF($C$10=2016,profiles!K155)))))","v":60.868000000000002},{"$f":"IF($C$10=2012,profiles!D155,IF($C$10=2013,profiles!F155,IF($C$10=2014,profiles!H155,IF($C$10=2015,profiles!J155,IF($C$10=2016,profiles!L155)))))","v":0.25561516241230914},51.123032482461831,0,51.123032482461831,9.7449675175381714,0,0,4.2408033136662207,0,5.5041642038719507,9.7449675175381714,null,10,65,null,null,null,null,null,null,null,null,null,null,null,null,null,null,null,null,null,null,null,null,null,null,null,null,null,null,null,null,null,null,null,null,null,null,null,null,null,10]
["h152",{"$f":"IF($C$10=2012,profiles!C156,IF($C$10=2013,profiles!E156,IF($C$10=2014,profiles!G156,IF($C$10=2015,profiles!I156,IF($C$10=2016,profiles!K156)))))","v":68.674000000000007},{"$f":"IF($C$10=2012,profiles!D156,IF($C$10=2013,profiles!F156,IF($C$10=2014,profiles!H156,IF($C$10=2015,profiles!J156,IF($C$10=2016,profiles!L156)))))","v":0.25330130283558333},50.660260567116666,0,50.660260567116666,18.013739432883341,0,0,0,0,18.013739432883341,18.013739432883341,null,11,70,null,null,null,null,null,null,null,null,null,null,null,null,null,null,null,null,null,null,null,null,null,null,null,null,null,null,null,null,null,null,null,null,null,null,null,null,null,11]
["h153",{"$f":"IF($C$10=2012,profiles!C157,IF($C$10=2013,profiles!E157,IF($C$10=2014,profiles!G157,IF($C$10=2015,profiles!I157,IF($C$10=2016,profiles!K157)))))","v":71.033000000000001},{"$f":"IF($C$10=2012,profiles!D157,IF($C$10=2013,profiles!F157,IF($C$10=2014,profiles!H157,IF($C$10=2015,profiles!J157,IF($C$10=2016,profiles!L157)))))","v":0.25017685550904911},50.035371101809822,0,50.035371101809822,20.997628898190179,0,0,0,0,20.997628898190179,20.997628898190179,null,12,75,null,null,null,null,null,null,null,null,null,null,null,null,null,null,null,null,null,null,null,null,null,null,null,null,null,null,null,null,null,null,null,null,null,null,null,null,null,12]
["h154",{"$f":"IF($C$10=2012,profiles!C158,IF($C$10=2013,profiles!E158,IF($C$10=2014,profiles!G158,IF($C$10=2015,profiles!I158,IF($C$10=2016,profiles!K158)))))","v":70.600999999999999},{"$f":"IF($C$10=2012,profiles!D158,IF($C$10=2013,profiles!F158,IF($C$10=2014,profiles!H158,IF($C$10=2015,profiles!J158,IF($C$10=2016,profiles!L158)))))","v":0.26840771090019455},53.68154218003891,0,53.68154218003891,16.919457819961089,0,0,0,0,16.919457819961089,16.919457819961089,null,13,80,null,null,null,null,null,null,null,null,null,null,null,null,null,null,null,null,null,null,null,null,null,null,null,null,null,null,null,null,null,null,null,null,null,null,null,null,null,13]
["h155",{"$f":"IF($C$10=2012,profiles!C159,IF($C$10=2013,profiles!E159,IF($C$10=2014,profiles!G159,IF($C$10=2015,profiles!I159,IF($C$10=2016,profiles!K159)))))","v":71.043999999999997},{"$f":"IF($C$10=2012,profiles!D159,IF($C$10=2013,profiles!F159,IF($C$10=2014,profiles!H159,IF($C$10=2015,profiles!J159,IF($C$10=2016,profiles!L159)))))","v":0.3168071685433001},63.361433708660023,0,63.361433708660023,7.6825662913399739,0,0,0,0,7.6825662913399739,7.6825662913399739,null,14,85,null,null,null,null,null,null,null,null,null,null,null,null,null,null,null,null,null,null,null,null,null,null,null,null,null,null,null,null,null,null,null,null,null,null,null,null,null,14]
["h156",{"$f":"IF($C$10=2012,profiles!C160,IF($C$10=2013,profiles!E160,IF($C$10=2014,profiles!G160,IF($C$10=2015,profiles!I160,IF($C$10=2016,profiles!K160)))))","v":71.924999999999997},{"$f":"IF($C$10=2012,profiles!D160,IF($C$10=2013,profiles!F160,IF($C$10=2014,profiles!H160,IF($C$10=2015,profiles!J160,IF($C$10=2016,profiles!L160)))))","v":0.36228851028709547},72.457702057419098,0.53270205741910104,71.924999999999997,0,0,0.53270205741910104,0,0.43148866650947187,0,-0.53270205741910104,null,15,90,null,null,null,null,null,null,null,null,null,null,null,null,null,null,null,null,null,null,null,null,null,null,null,null,null,null,null,null,null,null,null,null,null,null,null,null,null,15]
["h157",{"$f":"IF($C$10=2012,profiles!C161,IF($C$10=2013,profiles!E161,IF($C$10=2014,profiles!G161,IF($C$10=2015,profiles!I161,IF($C$10=2016,profiles!K161)))))","v":71.438999999999993},{"$f":"IF($C$10=2012,profiles!D161,IF($C$10=2013,profiles!F161,IF($C$10=2014,profiles!H161,IF($C$10=2015,profiles!J161,IF($C$10=2016,profiles!L161)))))","v":0.37403466367977362},74.806932735954717,3.3679327359547244,71.438999999999993,0,0,3.3679327359547244,0,3.1595141826327988,0,-3.3679327359547244,null,16,95,null,null,null,null,null,null,null,null,null,null,null,null,null,null,null,null,null,null,null,null,null,null,null,null,null,null,null,null,null,null,null,null,null,null,null,null,null,16]
["h158",{"$f":"IF($C$10=2012,profiles!C162,IF($C$10=2013,profiles!E162,IF($C$10=2014,profiles!G162,IF($C$10=2015,profiles!I162,IF($C$10=2016,profiles!K162)))))","v":70.774000000000001},{"$f":"IF($C$10=2012,profiles!D162,IF($C$10=2013,profiles!F162,IF($C$10=2014,profiles!H162,IF($C$10=2015,profiles!J162,IF($C$10=2016,profiles!L162)))))","v":0.3368065790249366},67.361315804987328,0,67.361315804987328,3.4126841950126732,0,0,2.9257101331179718,0,0.48697406189470138,3.4126841950126732,null,null,null,1,2,3,4,5,6,7,8,9,10,11,12,13,14,15,16,17,18,19,20,21,22,23,24,25,26,27,28,29,30,31,32,33,34,35,36,37]
["h159",{"$f":"IF($C$10=2012,profiles!C163,IF($C$10=2013,profiles!E163,IF($C$10=2014,profiles!G163,IF($C$10=2015,profiles!I163,IF($C$10=2016,profiles!K163)))))","v":69.483000000000004},{"$f":"IF($C$10=2012,profiles!D163,IF($C$10=2013,profiles!F163,IF($C$10=2014,profiles!H163,IF($C$10=2015,profiles!J163,IF($C$10=2016,profiles!L163)))))","v":0.26867299416376822},53.734598832753647,0,53.734598832753647,15.748401167246357,0,0,0,0,15.748401167246357,15.748401167246357]
["h160",{"$f":"IF($C$10=2012,profiles!C164,IF($C$10=2013,profiles!E164,IF($C$10=2014,profiles!G164,IF($C$10=2015,profiles!I164,IF($C$10=2016,profiles!K164)))))","v":69.05},{"$f":"IF($C$10=2012,profiles!D164,IF($C$10=2013,profiles!F164,IF($C$10=2014,profiles!H164,IF($C$10=2015,profiles!J164,IF($C$10=2016,profiles!L164)))))","v":0.20232270235217828},40.464540470435658,0,40.464540470435658,28.585459529564339,0,0,0,0,28.585459529564339,28.585459529564339]
["h161",{"$f":"IF($C$10=2012,profiles!C165,IF($C$10=2013,profiles!E165,IF($C$10=2014,profiles!G165,IF($C$10=2015,profiles!I165,IF($C$10=2016,profiles!K165)))))","v":70.11},{"$f":"IF($C$10=2012,profiles!D165,IF($C$10=2013,profiles!F165,IF($C$10=2014,profiles!H165,IF($C$10=2015,profiles!J165,IF($C$10=2016,profiles!L165)))))","v":0.17603018334021106},35.206036668042209,0,35.206036668042209,34.90396333195779,0,0,0,0,34.90396333195779,34.90396333195779]
["h162",{"$f":"IF($C$10=2012,profiles!C166,IF($C$10=2013,profiles!E166,IF($C$10=2014,profiles!G166,IF($C$10=2015,profiles!I166,IF($C$10=2016,profiles!K166)))))","v":74.3},{"$f":"IF($C$10=2012,profiles!D166,IF($C$10=2013,profiles!F166,IF($C$10=2014,profiles!H166,IF($C$10=2015,profiles!J166,IF($C$10=2016,profiles!L166)))))","v":0.18734893591935389},37.469787183870778,0,37.469787183870778,36.830212816129219,0,0,0,0,36.830212816129219,36.830212816129219]
["h163",{"$f":"IF($C$10=2012,profiles!C167,IF($C$10=2013,profiles!E167,IF($C$10=2014,profiles!G167,IF($C$10=2015,profiles!I167,IF($C$10=2016,profiles!K167)))))","v":74.355000000000004},{"$f":"IF($C$10=2012,profiles!D167,IF($C$10=2013,profiles!F167,IF($C$10=2014,profiles!H167,IF($C$10=2015,profiles!J167,IF($C$10=2016,profiles!L167)))))","v":0.21648588103519426},43.297176207038852,0,43.297176207038852,31.057823792961152,0,0,0,0,31.057823792961152,31.057823792961152]
["h164",{"$f":"IF($C$10=2012,profiles!C168,IF($C$10=2013,profiles!E168,IF($C$10=2014,profiles!G168,IF($C$10=2015,profiles!I168,IF($C$10=2016,profiles!K168)))))","v":72.381},{"$f":"IF($C$10=2012,profiles!D168,IF($C$10=2013,profiles!F168,IF($C$10=2014,profiles!H168,IF($C$10=2015,profiles!J168,IF($C$10=2016,profiles!L168)))))","v":0.23456935683546543},46.913871367093087,0,46.913871367093087,25.467128632906913,0,0,0,0,25.467128632906913,25.467128632906913]
["h165",{"$f":"IF($C$10=2012,profiles!C169,IF($C$10=2013,profiles!E169,IF($C$10=2014,profiles!G169,IF($C$10=2015,profiles!I169,IF($C$10=2016,profiles!K169)))))","v":68.099000000000004},{"$f":"IF($C$10=2012,profiles!D169,IF($C$10=2013,profiles!F169,IF($C$10=2014,profiles!H169,IF($C$10=2015,profiles!J169,IF($C$10=2016,profiles!L169)))))","v":0.23657371927135531},47.314743854271065,0,47.314743854271065,20.784256145728939,0,0,0,0,20.784256145728939,20.784256145728939]
["h166",{"$f":"IF($C$10=2012,profiles!C170,IF($C$10=2013,profiles!E170,IF($C$10=2014,profiles!G170,IF($C$10=2015,profiles!I170,IF($C$10=2016,profiles!K170)))))","v":64.209000000000003},{"$f":"IF($C$10=2012,profiles!D170,IF($C$10=2013,profiles!F170,IF($C$10=2014,profiles!H170,IF($C$10=2015,profiles!J170,IF($C$10=2016,profiles!L170)))))","v":0.23076696339090963},46.153392678181923,0,46.153392678181923,18.05560732181808,0,0,0,0,18.05560732181808,18.05560732181808]
["h167",{"$f":"IF($C$10=2012,profiles!C171,IF($C$10=2013,profiles!E171,IF($C$10=2014,profiles!G171,IF($C$10=2015,profiles!I171,IF($C$10=2016,profiles!K171)))))","v":60.837000000000003},{"$f":"IF($C$10=2012,profiles!D171,IF($C$10=2013,profiles!F171,IF($C$10=2014,profiles!H171,IF($C$10=2015,profiles!J171,IF($C$10=2016,profiles!L171)))))","v":0.21079702882744797},42.159405765489595,0,42.159405765489595,18.677594234510408,0,0,0,0,18.677594234510408,18.677594234510408]
["h168",{"$f":"IF($C$10=2012,profiles!C172,IF($C$10=2013,profiles!E172,IF($C$10=2014,profiles!G172,IF($C$10=2015,profiles!I172,IF($C$10=2016,profiles!K172)))))","v":55.625999999999998},{"$f":"IF($C$10=2012,profiles!D172,IF($C$10=2013,profiles!F172,IF($C$10=2014,profiles!H172,IF($C$10=2015,profiles!J172,IF($C$10=2016,profiles!L172)))))","v":0.19989093910275305},39.978187820550609,0,39.978187820550609,15.647812179449389,0,0,0,0,15.647812179449389,15.647812179449389]
["h169",{"$f":"IF($C$10=2012,profiles!C173,IF($C$10=2013,profiles!E173,IF($C$10=2014,profiles!G173,IF($C$10=2015,profiles!I173,IF($C$10=2016,profiles!K173)))))","v":51.707999999999998},{"$f":"IF($C$10=2012,profiles!D173,IF($C$10=2013,profiles!F173,IF($C$10=2014,profiles!H173,IF($C$10=2015,profiles!J173,IF($C$10=2016,profiles!L173)))))","v":0.19283819628647214},38.567639257294431,0,38.567639257294431,13.140360742705568,0,0,0,0,13.140360742705568,13.140360742705568]
["h170",{"$f":"IF($C$10=2012,profiles!C174,IF($C$10=2013,profiles!E174,IF($C$10=2014,profiles!G174,IF($C$10=2015,profiles!I174,IF($C$10=2016,profiles!K174)))))","v":49.274000000000001},{"$f":"IF($C$10=2012,profiles!D174,IF($C$10=2013,profiles!F174,IF($C$10=2014,profiles!H174,IF($C$10=2015,profiles!J174,IF($C$10=2016,profiles!L174)))))","v":0.17810197465369879},35.620394930739756,0,35.620394930739756,13.653605069260244,0,0,0,0,13.653605069260244,13.653605069260244]
["h171",{"$f":"IF($C$10=2012,profiles!C175,IF($C$10=2013,profiles!E175,IF($C$10=2014,profiles!G175,IF($C$10=2015,profiles!I175,IF($C$10=2016,profiles!K175)))))","v":48.234000000000002},{"$f":"IF($C$10=2012,profiles!D175,IF($C$10=2013,profiles!F175,IF($C$10=2014,profiles!H175,IF($C$10=2015,profiles!J175,IF($C$10=2016,profiles!L175)))))","v":0.16184792219274977},32.36958443854995,0,32.36958443854995,15.864415561450052,0,0,0,0,15.864415561450052,15.864415561450052]
["h172",{"$f":"IF($C$10=2012,profiles!C176,IF($C$10=2013,profiles!E176,IF($C$10=2014,profiles!G176,IF($C$10=2015,profiles!I176,IF($C$10=2016,profiles!K176)))))","v":48.973999999999997},{"$f":"IF($C$10=2012,profiles!D176,IF($C$10=2013,profiles!F176,IF($C$10=2014,profiles!H176,IF($C$10=2015,profiles!J176,IF($C$10=2016,profiles!L176)))))","v":0.15555555555555556},31.111111111111111,0,31.111111111111111,17.862888888888886,0,0,0,0,17.862888888888886,17.862888888888886]
["h173",{"$f":"IF($C$10=2012,profiles!C177,IF($C$10=2013,profiles!E177,IF($C$10=2014,profiles!G177,IF($C$10=2015,profiles!I177,IF($C$10=2016,profiles!K177)))))","v":50.470999999999997},{"$f":"IF($C$10=2012,profiles!D177,IF($C$10=2013,profiles!F177,IF($C$10=2014,profiles!H177,IF($C$10=2015,profiles!J177,IF($C$10=2016,profiles!L177)))))","v":0.16190686707928087},32.381373415856174,0,32.381373415856174,18.089626584143822,0,0,0,0,18.089626584143822,18.089626584143822]
["h174",{"$f":"IF($C$10=2012,profiles!C178,IF($C$10=2013,profiles!E178,IF($C$10=2014,profiles!G178,IF($C$10=2015,profiles!I178,IF($C$10=2016,profiles!K178)))))","v":54.08},{"$f":"IF($C$10=2012,profiles!D178,IF($C$10=2013,profiles!F178,IF($C$10=2014,profiles!H178,IF($C$10=2015,profiles!J178,IF($C$10=2016,profiles!L178)))))","v":0.17581786030061891},35.163572060123784,0,35.163572060123784,18.916427939876215,0,0,0,0,18.916427939876215,18.916427939876215]
["h175",{"$f":"IF($C$10=2012,profiles!C179,IF($C$10=2013,profiles!E179,IF($C$10=2014,profiles!G179,IF($C$10=2015,profiles!I179,IF($C$10=2016,profiles!K179)))))","v":62.58},{"$f":"IF($C$10=2012,profiles!D179,IF($C$10=2013,profiles!F179,IF($C$10=2014,profiles!H179,IF($C$10=2015,profiles!J179,IF($C$10=2016,profiles!L179)))))","v":0.18144709696433833},36.289419392867664,0,36.289419392867664,26.290580607132334,0,0,0,0,26.290580607132334,26.290580607132334]
["h176",{"$f":"IF($C$10=2012,profiles!C180,IF($C$10=2013,profiles!E180,IF($C$10=2014,profiles!G180,IF($C$10=2015,profiles!I180,IF($C$10=2016,profiles!K180)))))","v":70.022000000000006},{"$f":"IF($C$10=2012,profiles!D180,IF($C$10=2013,profiles!F180,IF($C$10=2014,profiles!H180,IF($C$10=2015,profiles!J180,IF($C$10=2016,profiles!L180)))))","v":0.19043619216033009},38.087238432066016,0,38.087238432066016,31.93476156793399,0,0,0,0,31.93476156793399,31.93476156793399]
["h177",{"$f":"IF($C$10=2012,profiles!C181,IF($C$10=2013,profiles!E181,IF($C$10=2014,profiles!G181,IF($C$10=2015,profiles!I181,IF($C$10=2016,profiles!K181)))))","v":72.221999999999994},{"$f":"IF($C$10=2012,profiles!D181,IF($C$10=2013,profiles!F181,IF($C$10=2014,profiles!H181,IF($C$10=2015,profiles!J181,IF($C$10=2016,profiles!L181)))))","v":0.21802239905688181},43.604479811376365,0,43.604479811376365,28.617520188623629,0,0,0,0,28.617520188623629,28.617520188623629]
["h178",{"$f":"IF($C$10=2012,profiles!C182,IF($C$10=2013,profiles!E182,IF($C$10=2014,profiles!G182,IF($C$10=2015,profiles!I182,IF($C$10=2016,profiles!K182)))))","v":71.507999999999996},{"$f":"IF($C$10=2012,profiles!D182,IF($C$10=2013,profiles!F182,IF($C$10=2014,profiles!H182,IF($C$10=2015,profiles!J182,IF($C$10=2016,profiles!L182)))))","v":0.25552608311229003},51.105216622458002,0,51.105216622458002,20.402783377541994,0,0,0,0,20.402783377541994,20.402783377541994]
["h179",{"$f":"IF($C$10=2012,profiles!C183,IF($C$10=2013,profiles!E183,IF($C$10=2014,profiles!G183,IF($C$10=2015,profiles!I183,IF($C$10=2016,profiles!K183)))))","v":72.067999999999998},{"$f":"IF($C$10=2012,profiles!D183,IF($C$10=2013,profiles!F183,IF($C$10=2014,profiles!H183,IF($C$10=2015,profiles!J183,IF($C$10=2016,profiles!L183)))))","v":0.30704391394046565},61.408782788093127,0,61.408782788093127,10.659217211906871,0,0,0,0,10.659217211906871,10.659217211906871]
["h180",{"$f":"IF($C$10=2012,profiles!C184,IF($C$10=2013,profiles!E184,IF($C$10=2014,profiles!G184,IF($C$10=2015,profiles!I184,IF($C$10=2016,profiles!K184)))))","v":73.129000000000005},{"$f":"IF($C$10=2012,profiles!D184,IF($C$10=2013,profiles!F184,IF($C$10=2014,profiles!H184,IF($C$10=2015,profiles!J184,IF($C$10=2016,profiles!L184)))))","v":0.36170055997642203},72.340111995284403,0,72.340111995284403,0.78888800471560216,0,0,0,0,0.78888800471560216,0.78888800471560216]
["h181",{"$f":"IF($C$10=2012,profiles!C185,IF($C$10=2013,profiles!E185,IF($C$10=2014,profiles!G185,IF($C$10=2015,profiles!I185,IF($C$10=2016,profiles!K185)))))","v":72.319999999999993},{"$f":"IF($C$10=2012,profiles!D185,IF($C$10=2013,profiles!F185,IF($C$10=2014,profiles!H185,IF($C$10=2015,profiles!J185,IF($C$10=2016,profiles!L185)))))","v":0.37525788387857351},75.051576775714707,2.7315767757147142,72.319999999999993,0,0,2.7315767757147142,0,2.2125771883289187,0,-2.7315767757147142]
["h182",{"$f":"IF($C$10=2012,profiles!C186,IF($C$10=2013,profiles!E186,IF($C$10=2014,profiles!G186,IF($C$10=2015,profiles!I186,IF($C$10=2016,profiles!K186)))))","v":71.738},{"$f":"IF($C$10=2012,profiles!D186,IF($C$10=2013,profiles!F186,IF($C$10=2014,profiles!H186,IF($C$10=2015,profiles!J186,IF($C$10=2016,profiles!L186)))))","v":0.35272620100206309},70.545240200412621,0,70.545240200412621,1.1927597995873782,0,0,1.1927597995873782,0.9244996509775385,0,1.1927597995873782]
["h183",{"$f":"IF($C$10=2012,profiles!C187,IF($C$10=2013,profiles!E187,IF($C$10=2014,profiles!G187,IF($C$10=2015,profiles!I187,IF($C$10=2016,profiles!K187)))))","v":70.480999999999995},{"$f":"IF($C$10=2012,profiles!D187,IF($C$10=2013,profiles!F187,IF($C$10=2014,profiles!H187,IF($C$10=2015,profiles!J187,IF($C$10=2016,profiles!L187)))))","v":0.29036251105216621},58.072502210433242,0,58.072502210433242,12.408497789566752,0,0,0.85608667680520067,0,11.552411112761551,12.408497789566752]
["h184",{"$f":"IF($C$10=2012,profiles!C188,IF($C$10=2013,profiles!E188,IF($C$10=2014,profiles!G188,IF($C$10=2015,profiles!I188,IF($C$10=2016,profiles!K188)))))","v":69.646000000000001},{"$f":"IF($C$10=2012,profiles!D188,IF($C$10=2013,profiles!F188,IF($C$10=2014,profiles!H188,IF($C$10=2015,profiles!J188,IF($C$10=2016,profiles!L188)))))","v":0.21500147362216326},43.000294724432649,0,43.000294724432649,26.645705275567352,0,0,0,0,26.645705275567352,26.645705275567352]
["h185",{"$f":"IF($C$10=2012,profiles!C189,IF($C$10=2013,profiles!E189,IF($C$10=2014,profiles!G189,IF($C$10=2015,profiles!I189,IF($C$10=2016,profiles!K189)))))","v":70.736000000000004},{"$f":"IF($C$10=2012,profiles!D189,IF($C$10=2013,profiles!F189,IF($C$10=2014,profiles!H189,IF($C$10=2015,profiles!J189,IF($C$10=2016,profiles!L189)))))","v":0.15928381962864721},31.856763925729442,0,31.856763925729442,38.879236074270565,0,0,0,0,38.879236074270565,38.879236074270565]
["h186",{"$f":"IF($C$10=2012,profiles!C190,IF($C$10=2013,profiles!E190,IF($C$10=2014,profiles!G190,IF($C$10=2015,profiles!I190,IF($C$10=2016,profiles!K190)))))","v":74.56},{"$f":"IF($C$10=2012,profiles!D190,IF($C$10=2013,profiles!F190,IF($C$10=2014,profiles!H190,IF($C$10=2015,profiles!J190,IF($C$10=2016,profiles!L190)))))","v":0.14500442086648982},29.000884173297965,0,29.000884173297965,45.55911582670204,0,0,0,0,45.55911582670204,45.55911582670204]
["h187",{"$f":"IF($C$10=2012,profiles!C191,IF($C$10=2013,profiles!E191,IF($C$10=2014,profiles!G191,IF($C$10=2015,profiles!I191,IF($C$10=2016,profiles!K191)))))","v":74.363},{"$f":"IF($C$10=2012,profiles!D191,IF($C$10=2013,profiles!F191,IF($C$10=2014,profiles!H191,IF($C$10=2015,profiles!J191,IF($C$10=2016,profiles!L191)))))","v":0.14241084585912173},28.482169171824346,0,28.482169171824346,45.880830828175654,0,0,0,0,45.880830828175654,45.880830828175654]
["h188",{"$f":"IF($C$10=2012,profiles!C192,IF($C$10=2013,profiles!E192,IF($C$10=2014,profiles!G192,IF($C$10=2015,profiles!I192,IF($C$10=2016,profiles!K192)))))","v":72.236999999999995},{"$f":"IF($C$10=2012,profiles!D192,IF($C$10=2013,profiles!F192,IF($C$10=2014,profiles!H192,IF($C$10=2015,profiles!J192,IF($C$10=2016,profiles!L192)))))","v":0.13317123489537283},26.634246979074565,0,26.634246979074565,45.602753020925434,0,0,0,0,45.602753020925434,45.602753020925434]
["h189",{"$f":"IF($C$10=2012,profiles!C193,IF($C$10=2013,profiles!E193,IF($C$10=2014,profiles!G193,IF($C$10=2015,profiles!I193,IF($C$10=2016,profiles!K193)))))","v":67.798000000000002},{"$f":"IF($C$10=2012,profiles!D193,IF($C$10=2013,profiles!F193,IF($C$10=2014,profiles!H193,IF($C$10=2015,profiles!J193,IF($C$10=2016,profiles!L193)))))","v":0.134851164161509},26.9702328323018,0,26.9702328323018,40.827767167698198,0,0,0,0,40.827767167698198,40.827767167698198]
["h190",{"$f":"IF($C$10=2012,profiles!C194,IF($C$10=2013,profiles!E194,IF($C$10=2014,profiles!G194,IF($C$10=2015,profiles!I194,IF($C$10=2016,profiles!K194)))))","v":64.418999999999997},{"$f":"IF($C$10=2012,profiles!D194,IF($C$10=2013,profiles!F194,IF($C$10=2014,profiles!H194,IF($C$10=2015,profiles!J194,IF($C$10=2016,profiles!L194)))))","v":0.13000294724432657},26.000589448865313,0,26.000589448865313,38.418410551134684,0,0,0,0,38.418410551134684,38.418410551134684]
["h191",{"$f":"IF($C$10=2012,profiles!C195,IF($C$10=2013,profiles!E195,IF($C$10=2014,profiles!G195,IF($C$10=2015,profiles!I195,IF($C$10=2016,profiles!K195)))))","v":61.165999999999997},{"$f":"IF($C$10=2012,profiles!D195,IF($C$10=2013,profiles!F195,IF($C$10=2014,profiles!H195,IF($C$10=2015,profiles!J195,IF($C$10=2016,profiles!L195)))))","v":0.11500147362216327},23.000294724432653,0,23.000294724432653,38.165705275567348,0,0,0,0,38.165705275567348,38.165705275567348]
["h192",{"$f":"IF($C$10=2012,profiles!C196,IF($C$10=2013,profiles!E196,IF($C$10=2014,profiles!G196,IF($C$10=2015,profiles!I196,IF($C$10=2016,profiles!K196)))))","v":56.18},{"$f":"IF($C$10=2012,profiles!D196,IF($C$10=2013,profiles!F196,IF($C$10=2014,profiles!H196,IF($C$10=2015,profiles!J196,IF($C$10=2016,profiles!L196)))))","v":0.10554081933392279},21.108163866784558,0,21.108163866784558,35.071836133215442,0,0,0,0,35.071836133215442,35.071836133215442]
["h193",{"$f":"IF($C$10=2012,profiles!C197,IF($C$10=2013,profiles!E197,IF($C$10=2014,profiles!G197,IF($C$10=2015,profiles!I197,IF($C$10=2016,profiles!K197)))))","v":52.192},{"$f":"IF($C$10=2012,profiles!D197,IF($C$10=2013,profiles!F197,IF($C$10=2014,profiles!H197,IF($C$10=2015,profiles!J197,IF($C$10=2016,profiles!L197)))))","v":0.10385782912381009},20.771565824762018,{"$f":"D210-F210","v":0},{"$f":"MIN(D210,B210)","v":20.771565824762018},{"$f":"B210-F210","v":31.420434175237983},{"$f":"-MIN(-E210+$C$3,0)","v":0},{"$f":"E210-H210","v":0},0,0,31.420434175237983,31.420434175237983]
["h194",{"$f":"IF($C$10=2012,profiles!C198,IF($C$10=2013,profiles!E198,IF($C$10=2014,profiles!G198,IF($C$10=2015,profiles!I198,IF($C$10=2016,profiles!K198)))))","v":49.962000000000003},{"$f":"IF($C$10=2012,profiles!D198,IF($C$10=2013,profiles!F198,IF($C$10=2014,profiles!H198,IF($C$10=2015,profiles!J198,IF($C$10=2016,profiles!L198)))))","v":9.8317173086558018E-2},{"$f":"C211*$C$2","v":19.663434617311605},0,19.663434617311605,30.298565382688398,0,0,0,0,{"$f":"MAX(G211-J211,0)","v":30.298565382688398},{"$f":"B211-D211","v":30.298565382688398}]
["h195",{"$f":"IF($C$10=2012,profiles!C199,IF($C$10=2013,profiles!E199,IF($C$10=2014,profiles!G199,IF($C$10=2015,profiles!I199,IF($C$10=2016,profiles!K199)))))","v":49.093000000000004},{"$f":"IF($C$10=2012,profiles!D199,IF($C$10=2013,profiles!F199,IF($C$10=2014,profiles!H199,IF($C$10=2015,profiles!J199,IF($C$10=2016,profiles!L199)))))","v":9.825822993722555E-2},19.651645987445111,0,19.651645987445111,29.441354012554893,0,0,0,{"$f":"K211+I212*$F$2-J212/$F$3","v":0},29.441354012554893,29.441354012554893]
["h196",{"$f":"IF($C$10=2012,profiles!C200,IF($C$10=2013,profiles!E200,IF($C$10=2014,profiles!G200,IF($C$10=2015,profiles!I200,IF($C$10=2016,profiles!K200)))))","v":49.642000000000003},{"$f":"IF($C$10=2012,profiles!D200,IF($C$10=2013,profiles!F200,IF($C$10=2014,profiles!H200,IF($C$10=2015,profiles!J200,IF($C$10=2016,profiles!L200)))))","v":0.10394624384780879},20.789248769561759,0,20.789248769561759,28.852751230438244,0,0,0,0,28.852751230438244,28.852751230438244]
["h197",{"$f":"IF($C$10=2012,profiles!C201,IF($C$10=2013,profiles!E201,IF($C$10=2014,profiles!G201,IF($C$10=2015,profiles!I201,IF($C$10=2016,profiles!K201)))))","v":51.293999999999997},{"$f":"IF($C$10=2012,profiles!D201,IF($C$10=2013,profiles!F201,IF($C$10=2014,profiles!H201,IF($C$10=2015,profiles!J201,IF($C$10=2016,profiles!L201)))))","v":0.12170286758421503},24.340573516843005,0,24.340573516843005,26.953426483156992,0,0,0,0,26.953426483156992,26.953426483156992]
["h198",{"$f":"IF($C$10=2012,profiles!C202,IF($C$10=2013,profiles!E202,IF($C$10=2014,profiles!G202,IF($C$10=2015,profiles!I202,IF($C$10=2016,profiles!K202)))))","v":54.892000000000003},{"$f":"IF($C$10=2012,profiles!D202,IF($C$10=2013,profiles!F202,IF($C$10=2014,profiles!H202,IF($C$10=2015,profiles!J202,IF($C$10=2016,profiles!L202)))))","v":0.14019628068727713},28.039256137455425,0,28.039256137455425,26.852743862544578,0,0,0,0,26.852743862544578,26.852743862544578]
["h199",{"$f":"IF($C$10=2012,profiles!C203,IF($C$10=2013,profiles!E203,IF($C$10=2014,profiles!G203,IF($C$10=2015,profiles!I203,IF($C$10=2016,profiles!K203)))))","v":63.338000000000001},{"$f":"IF($C$10=2012,profiles!D203,IF($C$10=2013,profiles!F203,IF($C$10=2014,profiles!H203,IF($C$10=2015,profiles!J203,IF($C$10=2016,profiles!L203)))))","v":0.1723792402228051},34.475848044561019,0,34.475848044561019,28.862151955438982,0,0,0,0,28.862151955438982,28.862151955438982]
["h200",{"$f":"IF($C$10=2012,profiles!C204,IF($C$10=2013,profiles!E204,IF($C$10=2014,profiles!G204,IF($C$10=2015,profiles!I204,IF($C$10=2016,profiles!K204)))))","v":70.67},{"$f":"IF($C$10=2012,profiles!D204,IF($C$10=2013,profiles!F204,IF($C$10=2014,profiles!H204,IF($C$10=2015,profiles!J204,IF($C$10=2016,profiles!L204)))))","v":0.19700274085644395},39.40054817128879,0,39.40054817128879,31.269451828711212,0,0,{"$f":"MIN(MAX(0,G217),K216*$F$3)","v":0},0,31.269451828711212,31.269451828711212]
["h201",{"$f":"IF($C$10=2012,profiles!C205,IF($C$10=2013,profiles!E205,IF($C$10=2014,profiles!G205,IF($C$10=2015,profiles!I205,IF($C$10=2016,profiles!K205)))))","v":73.078999999999994},{"$f":"IF($C$10=2012,profiles!D205,IF($C$10=2013,profiles!F205,IF($C$10=2014,profiles!H205,IF($C$10=2015,profiles!J205,IF($C$10=2016,profiles!L205)))))","v":0.22295246235006336},44.59049247001267,0,44.59049247001267,28.488507529987324,0,0,0,0,28.488507529987324,28.488507529987324]
["h202",{"$f":"IF($C$10=2012,profiles!C206,IF($C$10=2013,profiles!E206,IF($C$10=2014,profiles!G206,IF($C$10=2015,profiles!I206,IF($C$10=2016,profiles!K206)))))","v":72.215000000000003},{"$f":"IF($C$10=2012,profiles!D206,IF($C$10=2013,profiles!F206,IF($C$10=2014,profiles!H206,IF($C$10=2015,profiles!J206,IF($C$10=2016,profiles!L206)))))","v":0.26197282720815773},52.394565441631549,0,52.394565441631549,19.820434558368454,0,0,0,0,19.820434558368454,19.820434558368454]
["h203",{"$f":"IF($C$10=2012,profiles!C207,IF($C$10=2013,profiles!E207,IF($C$10=2014,profiles!G207,IF($C$10=2015,profiles!I207,IF($C$10=2016,profiles!K207)))))","v":73.156999999999996},{"$f":"IF($C$10=2012,profiles!D207,IF($C$10=2013,profiles!F207,IF($C$10=2014,profiles!H207,IF($C$10=2015,profiles!J207,IF($C$10=2016,profiles!L207)))))","v":0.31813091273466743},63.626182546933485,0,63.626182546933485,9.5308174530665113,0,0,0,0,9.5308174530665113,9.5308174530665113]
["h204",{"$f":"IF($C$10=2012,profiles!C208,IF($C$10=2013,profiles!E208,IF($C$10=2014,profiles!G208,IF($C$10=2015,profiles!I208,IF($C$10=2016,profiles!K208)))))","v":74.156000000000006},{"$f":"IF($C$10=2012,profiles!D208,IF($C$10=2013,profiles!F208,IF($C$10=2014,profiles!H208,IF($C$10=2015,profiles!J208,IF($C$10=2016,profiles!L208)))))","v":0.36653797412395744},73.307594824791494,0,73.307594824791494,0.84840517520851222,0,0,0,0,0.84840517520851222,0.84840517520851222]
["h205",{"$f":"IF($C$10=2012,profiles!C209,IF($C$10=2013,profiles!E209,IF($C$10=2014,profiles!G209,IF($C$10=2015,profiles!I209,IF($C$10=2016,profiles!K209)))))","v":73.37},{"$f":"IF($C$10=2012,profiles!D209,IF($C$10=2013,profiles!F209,IF($C$10=2014,profiles!H209,IF($C$10=2015,profiles!J209,IF($C$10=2016,profiles!L209)))))","v":0.38411776841236628},76.823553682473261,3.453553682473256,73.37,0,0,3.453553682473256,0,2.7973784828033375,0,-3.453553682473256]
["h206",{"$f":"IF($C$10=2012,profiles!C210,IF($C$10=2013,profiles!E210,IF($C$10=2014,profiles!G210,IF($C$10=2015,profiles!I210,IF($C$10=2016,profiles!K210)))))","v":72.936000000000007},{"$f":"IF($C$10=2012,profiles!D210,IF($C$10=2013,profiles!F210,IF($C$10=2014,profiles!H210,IF($C$10=2015,profiles!J210,IF($C$10=2016,profiles!L210)))))","v":0.38774277209631308},77.548554419262615,4.612554419262608,72.936000000000007,0,0,4.612554419262608,0,6.5335475624060502,0,-4.612554419262608]
["h207",{"$f":"IF($C$10=2012,profiles!C211,IF($C$10=2013,profiles!E211,IF($C$10=2014,profiles!G211,IF($C$10=2015,profiles!I211,IF($C$10=2016,profiles!K211)))))","v":72.073999999999998},{"$f":"IF($C$10=2012,profiles!D211,IF($C$10=2013,profiles!F211,IF($C$10=2014,profiles!H211,IF($C$10=2015,profiles!J211,IF($C$10=2016,profiles!L211)))))","v":0.37091450296189327},74.182900592378658,2.1089005923786601,72.073999999999998,0,0,2.1089005923786601,0,8.2417570422327646,0,-2.1089005923786601]
["h208",{"$f":"IF($C$10=2012,profiles!C212,IF($C$10=2013,profiles!E212,IF($C$10=2014,profiles!G212,IF($C$10=2015,profiles!I212,IF($C$10=2016,profiles!K212)))))","v":71.576999999999998},{"$f":"IF($C$10=2012,profiles!D212,IF($C$10=2013,profiles!F212,IF($C$10=2014,profiles!H212,IF($C$10=2015,profiles!J212,IF($C$10=2016,profiles!L212)))))","v":0.35648816716277149},71.297633432554292,0,71.297633432554292,0.27936656744570598,0,0,0.27936656744570598,7.9400652847320021,0,0.27936656744570598]
["h209",{"$f":"IF($C$10=2012,profiles!C213,IF($C$10=2013,profiles!E213,IF($C$10=2014,profiles!G213,IF($C$10=2015,profiles!I213,IF($C$10=2016,profiles!K213)))))","v":72.686000000000007},{"$f":"IF($C$10=2012,profiles!D213,IF($C$10=2013,profiles!F213,IF($C$10=2014,profiles!H213,IF($C$10=2015,profiles!J213,IF($C$10=2016,profiles!L213)))))","v":0.34153134301965754},68.306268603931514,0,68.306268603931514,4.3797313960684932,0,0,4.3797313960684932,3.2103337555003684,0,4.3797313960684932]
["h210",{"$f":"IF($C$10=2012,profiles!C214,IF($C$10=2013,profiles!E214,IF($C$10=2014,profiles!G214,IF($C$10=2015,profiles!I214,IF($C$10=2016,profiles!K214)))))","v":75.718000000000004},{"$f":"IF($C$10=2012,profiles!D214,IF($C$10=2013,profiles!F214,IF($C$10=2014,profiles!H214,IF($C$10=2015,profiles!J214,IF($C$10=2016,profiles!L214)))))","v":0.3623972178833515},72.479443576670306,0,72.479443576670306,3.2385564233296975,0,0,2.9727690575933412,0,0.26578736573635631,3.2385564233296975]
["h211",{"$f":"IF($C$10=2012,profiles!C215,IF($C$10=2013,profiles!E215,IF($C$10=2014,profiles!G215,IF($C$10=2015,profiles!I215,IF($C$10=2016,profiles!K215)))))","v":75.158000000000001},{"$f":"IF($C$10=2012,profiles!D215,IF($C$10=2013,profiles!F215,IF($C$10=2014,profiles!H215,IF($C$10=2015,profiles!J215,IF($C$10=2016,profiles!L215)))))","v":0.36550646901063921},73.101293802127842,0,73.101293802127842,2.0567061978721597,0,0,0,0,2.0567061978721597,2.0567061978721597]
["h212",{"$f":"IF($C$10=2012,profiles!C216,IF($C$10=2013,profiles!E216,IF($C$10=2014,profiles!G216,IF($C$10=2015,profiles!I216,IF($C$10=2016,profiles!K216)))))","v":72.841999999999999},{"$f":"IF($C$10=2012,profiles!D216,IF($C$10=2013,profiles!F216,IF($C$10=2014,profiles!H216,IF($C$10=2015,profiles!J216,IF($C$10=2016,profiles!L216)))))","v":0.35980371931272287},71.960743862544575,0,71.960743862544575,0.88125613745542353,0,0,0,0,0.88125613745542353,0.88125613745542353]
["h213",{"$f":"IF($C$10=2012,profiles!C217,IF($C$10=2013,profiles!E217,IF($C$10=2014,profiles!G217,IF($C$10=2015,profiles!I217,IF($C$10=2016,profiles!K217)))))","v":68.388999999999996},{"$f":"IF($C$10=2012,profiles!D217,IF($C$10=2013,profiles!F217,IF($C$10=2014,profiles!H217,IF($C$10=2015,profiles!J217,IF($C$10=2016,profiles!L217)))))","v":0.34486163095694206},68.972326191388404,0.58332619138840869,68.388999999999996,0,0,0.58332619138840869,0,0.47249421502461109,0,-0.58332619138840869]
["h214",{"$f":"IF($C$10=2012,profiles!C218,IF($C$10=2013,profiles!E218,IF($C$10=2014,profiles!G218,IF($C$10=2015,profiles!I218,IF($C$10=2016,profiles!K218)))))","v":65.091999999999999},{"$f":"IF($C$10=2012,profiles!D218,IF($C$10=2013,profiles!F218,IF($C$10=2014,profiles!H218,IF($C$10=2015,profiles!J218,IF($C$10=2016,profiles!L218)))))","v":0.34509740355427193},69.019480710854381,3.9274807108543826,65.091999999999999,0,0,3.9274807108543826,0,3.6537535908166614,0,-3.9274807108543826]
["h215",{"$f":"IF($C$10=2012,profiles!C219,IF($C$10=2013,profiles!E219,IF($C$10=2014,profiles!G219,IF($C$10=2015,profiles!I219,IF($C$10=2016,profiles!K219)))))","v":61.741},{"$f":"IF($C$10=2012,profiles!D219,IF($C$10=2013,profiles!F219,IF($C$10=2014,profiles!H219,IF($C$10=2015,profiles!J219,IF($C$10=2016,profiles!L219)))))","v":0.33653591111373082},67.307182222746164,5.5661822227461641,61.741,0,0,5.5661822227461641,0,8.1623611912410539,0,-5.5661822227461641]
["h216",{"$f":"IF($C$10=2012,profiles!C220,IF($C$10=2013,profiles!E220,IF($C$10=2014,profiles!G220,IF($C$10=2015,profiles!I220,IF($C$10=2016,profiles!K220)))))","v":56.48},{"$f":"IF($C$10=2012,profiles!D220,IF($C$10=2013,profiles!F220,IF($C$10=2014,profiles!H220,IF($C$10=2015,profiles!J220,IF($C$10=2016,profiles!L220)))))","v":0.32327370251392534},64.654740502785074,8.1747405027850775,56.48,0,0,8.1747405027850775,0,14.783900998496968,0,-8.1747405027850775]
["h217",{"$f":"IF($C$10=2012,profiles!C221,IF($C$10=2013,profiles!E221,IF($C$10=2014,profiles!G221,IF($C$10=2015,profiles!I221,IF($C$10=2016,profiles!K221)))))","v":52.633000000000003},{"$f":"IF($C$10=2012,profiles!D221,IF($C$10=2013,profiles!F221,IF($C$10=2014,profiles!H221,IF($C$10=2015,profiles!J221,IF($C$10=2016,profiles!L221)))))","v":0.31533655546386891},63.067311092773778,10.434311092773775,52.633000000000003,0,0.43431109277377544,10,0,22.883900998496969,0,-10.434311092773775]
["h218",{"$f":"IF($C$10=2012,profiles!C222,IF($C$10=2013,profiles!E222,IF($C$10=2014,profiles!G222,IF($C$10=2015,profiles!I222,IF($C$10=2016,profiles!K222)))))","v":50.601999999999997},{"$f":"IF($C$10=2012,profiles!D222,IF($C$10=2013,profiles!F222,IF($C$10=2014,profiles!H222,IF($C$10=2015,profiles!J222,IF($C$10=2016,profiles!L222)))))","v":0.30404927502062951},60.8098550041259,10.207855004125904,50.601999999999997,0,0.20785500412590352,10,0,30.983900998496971,0,-10.207855004125904]
["h219",{"$f":"IF($C$10=2012,profiles!C223,IF($C$10=2013,profiles!E223,IF($C$10=2014,profiles!G223,IF($C$10=2015,profiles!I223,IF($C$10=2016,profiles!K223)))))","v":49.786999999999999},{"$f":"IF($C$10=2012,profiles!D223,IF($C$10=2013,profiles!F223,IF($C$10=2014,profiles!H223,IF($C$10=2015,profiles!J223,IF($C$10=2016,profiles!L223)))))","v":0.29780148532358836},59.560297064717673,9.7732970647176742,49.786999999999999,0,0,9.7732970647176742,0,38.900271620918289,0,-9.7732970647176742]
["h220",{"$f":"IF($C$10=2012,profiles!C224,IF($C$10=2013,profiles!E224,IF($C$10=2014,profiles!G224,IF($C$10=2015,profiles!I224,IF($C$10=2016,profiles!K224)))))","v":50.301000000000002},{"$f":"IF($C$10=2012,profiles!D224,IF($C$10=2013,profiles!F224,IF($C$10=2014,profiles!H224,IF($C$10=2015,profiles!J224,IF($C$10=2016,profiles!L224)))))","v":0.28884239066368028},57.768478132736057,7.4674781327360549,50.301000000000002,0,0,7.4674781327360549,0,44.948928908434496,0,-7.4674781327360549]
["h221",{"$f":"IF($C$10=2012,profiles!C225,IF($C$10=2013,profiles!E225,IF($C$10=2014,profiles!G225,IF($C$10=2015,profiles!I225,IF($C$10=2016,profiles!K225)))))","v":52.165999999999997},{"$f":"IF($C$10=2012,profiles!D225,IF($C$10=2013,profiles!F225,IF($C$10=2014,profiles!H225,IF($C$10=2015,profiles!J225,IF($C$10=2016,profiles!L225)))))","v":0.28433337262760816},56.866674525521631,4.7006745255216345,52.165999999999997,0,0,4.7006745255216345,0,48.756475274107018,0,-4.7006745255216345]
["h222",{"$f":"IF($C$10=2012,profiles!C226,IF($C$10=2013,profiles!E226,IF($C$10=2014,profiles!G226,IF($C$10=2015,profiles!I226,IF($C$10=2016,profiles!K226)))))","v":55.506},{"$f":"IF($C$10=2012,profiles!D226,IF($C$10=2013,profiles!F226,IF($C$10=2014,profiles!H226,IF($C$10=2015,profiles!J226,IF($C$10=2016,profiles!L226)))))","v":0.27855711422845691},55.711422845691381,0.20542284569138047,55.506,0,0,0.20542284569138047,0,48.922867779117034,0,-0.20542284569138047]
["h223",{"$f":"IF($C$10=2012,profiles!C227,IF($C$10=2013,profiles!E227,IF($C$10=2014,profiles!G227,IF($C$10=2015,profiles!I227,IF($C$10=2016,profiles!K227)))))","v":63.241999999999997},{"$f":"IF($C$10=2012,profiles!D227,IF($C$10=2013,profiles!F227,IF($C$10=2014,profiles!H227,IF($C$10=2015,profiles!J227,IF($C$10=2016,profiles!L227)))))","v":0.28103265354237889},56.206530708475775,0,56.206530708475775,7.0354692915242225,0,0,7.0354692915242225,41.32516876019239,0,7.0354692915242225]
["h224",{"$f":"IF($C$10=2012,profiles!C228,IF($C$10=2013,profiles!E228,IF($C$10=2014,profiles!G228,IF($C$10=2015,profiles!I228,IF($C$10=2016,profiles!K228)))))","v":70.745999999999995},{"$f":"IF($C$10=2012,profiles!D228,IF($C$10=2013,profiles!F228,IF($C$10=2014,profiles!H228,IF($C$10=2015,profiles!J228,IF($C$10=2016,profiles!L228)))))","v":0.27422492042909347},54.844984085818695,0,54.844984085818695,15.901015914181301,0,0,15.901015914181301,24.153445310752542,0,15.901015914181301]
["h225",{"$f":"IF($C$10=2012,profiles!C229,IF($C$10=2013,profiles!E229,IF($C$10=2014,profiles!G229,IF($C$10=2015,profiles!I229,IF($C$10=2016,profiles!K229)))))","v":72.930999999999997},{"$f":"IF($C$10=2012,profiles!D229,IF($C$10=2013,profiles!F229,IF($C$10=2014,profiles!H229,IF($C$10=2015,profiles!J229,IF($C$10=2016,profiles!L229)))))","v":0.28010432629965815},56.020865259931632,0,56.020865259931632,16.910134740068365,0,0,16.910134740068365,5.8919607102467495,0,16.910134740068365]
["h226",{"$f":"IF($C$10=2012,profiles!C230,IF($C$10=2013,profiles!E230,IF($C$10=2014,profiles!G230,IF($C$10=2015,profiles!I230,IF($C$10=2016,profiles!K230)))))","v":71.930000000000007},{"$f":"IF($C$10=2012,profiles!D230,IF($C$10=2013,profiles!F230,IF($C$10=2014,profiles!H230,IF($C$10=2015,profiles!J230,IF($C$10=2016,profiles!L230)))))","v":0.30817517387716609},61.635034775433219,0,61.635034775433219,10.294965224566788,0,0,5.45595561768849,0,4.8390096068782977,10.294965224566788]
["h227",{"$f":"IF($C$10=2012,profiles!C231,IF($C$10=2013,profiles!E231,IF($C$10=2014,profiles!G231,IF($C$10=2015,profiles!I231,IF($C$10=2016,profiles!K231)))))","v":72.319000000000003},{"$f":"IF($C$10=2012,profiles!D231,IF($C$10=2013,profiles!F231,IF($C$10=2014,profiles!H231,IF($C$10=2015,profiles!J231,IF($C$10=2016,profiles!L231)))))","v":0.33863314865024163},67.72662973004833,0,67.72662973004833,4.5923702699516724,0,0,0,0,4.5923702699516724,4.5923702699516724]
["h228",{"$f":"IF($C$10=2012,profiles!C232,IF($C$10=2013,profiles!E232,IF($C$10=2014,profiles!G232,IF($C$10=2015,profiles!I232,IF($C$10=2016,profiles!K232)))))","v":73.152000000000001},{"$f":"IF($C$10=2012,profiles!D232,IF($C$10=2013,profiles!F232,IF($C$10=2014,profiles!H232,IF($C$10=2015,profiles!J232,IF($C$10=2016,profiles!L232)))))","v":0.37066780620063655},74.133561240127307,0.98156124012730572,73.152000000000001,0,0,0.98156124012730572,0,0.79506460450311767,0,-0.98156124012730572]
["h229",{"$f":"IF($C$10=2012,profiles!C233,IF($C$10=2013,profiles!E233,IF($C$10=2014,profiles!G233,IF($C$10=2015,profiles!I233,IF($C$10=2016,profiles!K233)))))","v":72.808000000000007},{"$f":"IF($C$10=2012,profiles!D233,IF($C$10=2013,profiles!F233,IF($C$10=2014,profiles!H233,IF($C$10=2015,profiles!J233,IF($C$10=2016,profiles!L233)))))","v":0.37189084050453847},74.378168100907686,1.5701681009076793,72.808000000000007,0,0,1.5701681009076793,0,2.0669007662383381,0,-1.5701681009076793]
["h230",{"$f":"IF($C$10=2012,profiles!C234,IF($C$10=2013,profiles!E234,IF($C$10=2014,profiles!G234,IF($C$10=2015,profiles!I234,IF($C$10=2016,profiles!K234)))))","v":71.373999999999995},{"$f":"IF($C$10=2012,profiles!D234,IF($C$10=2013,profiles!F234,IF($C$10=2014,profiles!H234,IF($C$10=2015,profiles!J234,IF($C$10=2016,profiles!L234)))))","v":0.34908051396911471},69.816102793822949,0,69.816102793822949,1.5578972061770457,0,0,1.5578972061770457,0.38450637511841834,0,1.5578972061770457]
["h231",{"$f":"IF($C$10=2012,profiles!C235,IF($C$10=2013,profiles!E235,IF($C$10=2014,profiles!G235,IF($C$10=2015,profiles!I235,IF($C$10=2016,profiles!K235)))))","v":69.765000000000001},{"$f":"IF($C$10=2012,profiles!D235,IF($C$10=2013,profiles!F235,IF($C$10=2014,profiles!H235,IF($C$10=2015,profiles!J235,IF($C$10=2016,profiles!L235)))))","v":0.30897088294235531},61.794176588471061,0,61.794176588471061,7.97082341152894,0,0,0.35605290335965539,0,7.6147705081692845,7.97082341152894]
["h232",{"$f":"IF($C$10=2012,profiles!C236,IF($C$10=2013,profiles!E236,IF($C$10=2014,profiles!G236,IF($C$10=2015,profiles!I236,IF($C$10=2016,profiles!K236)))))","v":68.855000000000004},{"$f":"IF($C$10=2012,profiles!D236,IF($C$10=2013,profiles!F236,IF($C$10=2014,profiles!H236,IF($C$10=2015,profiles!J236,IF($C$10=2016,profiles!L236)))))","v":0.24722975362489685},49.445950724979369,0,49.445950724979369,19.409049275020635,0,0,0,0,19.409049275020635,19.409049275020635]
["h233",{"$f":"IF($C$10=2012,profiles!C237,IF($C$10=2013,profiles!E237,IF($C$10=2014,profiles!G237,IF($C$10=2015,profiles!I237,IF($C$10=2016,profiles!K237)))))","v":69.802999999999997},{"$f":"IF($C$10=2012,profiles!D237,IF($C$10=2013,profiles!F237,IF($C$10=2014,profiles!H237,IF($C$10=2015,profiles!J237,IF($C$10=2016,profiles!L237)))))","v":0.19704114110574089},39.408228221148178,0,39.408228221148178,30.394771778851819,0,0,0,0,30.394771778851819,30.394771778851819]
["h234",{"$f":"IF($C$10=2012,profiles!C238,IF($C$10=2013,profiles!E238,IF($C$10=2014,profiles!G238,IF($C$10=2015,profiles!I238,IF($C$10=2016,profiles!K238)))))","v":73.558999999999997},{"$f":"IF($C$10=2012,profiles!D238,IF($C$10=2013,profiles!F238,IF($C$10=2014,profiles!H238,IF($C$10=2015,profiles!J238,IF($C$10=2016,profiles!L238)))))","v":0.17619061652717199},35.238123305434399,0,35.238123305434399,38.320876694565598,0,0,0,0,38.320876694565598,38.320876694565598]
["h235",{"$f":"IF($C$10=2012,profiles!C239,IF($C$10=2013,profiles!E239,IF($C$10=2014,profiles!G239,IF($C$10=2015,profiles!I239,IF($C$10=2016,profiles!K239)))))","v":73.052000000000007},{"$f":"IF($C$10=2012,profiles!D239,IF($C$10=2013,profiles!F239,IF($C$10=2014,profiles!H239,IF($C$10=2015,profiles!J239,IF($C$10=2016,profiles!L239)))))","v":0.16335612401273134},32.67122480254627,0,32.67122480254627,40.380775197453737,0,0,0,0,40.380775197453737,40.380775197453737]
["h236",{"$f":"IF($C$10=2012,profiles!C240,IF($C$10=2013,profiles!E240,IF($C$10=2014,profiles!G240,IF($C$10=2015,profiles!I240,IF($C$10=2016,profiles!K240)))))","v":70.841999999999999},{"$f":"IF($C$10=2012,profiles!D240,IF($C$10=2013,profiles!F240,IF($C$10=2014,profiles!H240,IF($C$10=2015,profiles!J240,IF($C$10=2016,profiles!L240)))))","v":0.16509489567370034},33.018979134740064,0,33.018979134740064,37.823020865259934,0,0,0,0,37.823020865259934,37.823020865259934]
["h237",{"$f":"IF($C$10=2012,profiles!C241,IF($C$10=2013,profiles!E241,IF($C$10=2014,profiles!G241,IF($C$10=2015,profiles!I241,IF($C$10=2016,profiles!K241)))))","v":66.391999999999996},{"$f":"IF($C$10=2012,profiles!D241,IF($C$10=2013,profiles!F241,IF($C$10=2014,profiles!H241,IF($C$10=2015,profiles!J241,IF($C$10=2016,profiles!L241)))))","v":0.15566426971590239},31.132853943180478,0,31.132853943180478,35.259146056819517,0,0,0,0,35.259146056819517,35.259146056819517]
["h238",{"$f":"IF($C$10=2012,profiles!C242,IF($C$10=2013,profiles!E242,IF($C$10=2014,profiles!G242,IF($C$10=2015,profiles!I242,IF($C$10=2016,profiles!K242)))))","v":63.011000000000003},{"$f":"IF($C$10=2012,profiles!D242,IF($C$10=2013,profiles!F242,IF($C$10=2014,profiles!H242,IF($C$10=2015,profiles!J242,IF($C$10=2016,profiles!L242)))))","v":0.14707355888247081},29.414711776494162,0,29.414711776494162,33.596288223505837,0,0,0,0,33.596288223505837,33.596288223505837]
["h239",{"$f":"IF($C$10=2012,profiles!C243,IF($C$10=2013,profiles!E243,IF($C$10=2014,profiles!G243,IF($C$10=2015,profiles!I243,IF($C$10=2016,profiles!K243)))))","v":60.856000000000002},{"$f":"IF($C$10=2012,profiles!D243,IF($C$10=2013,profiles!F243,IF($C$10=2014,profiles!H243,IF($C$10=2015,profiles!J243,IF($C$10=2016,profiles!L243)))))","v":0.14428857715430862},28.857715430861724,0,28.857715430861724,31.998284569138278,0,0,0,0,31.998284569138278,31.998284569138278]
["h240",{"$f":"IF($C$10=2012,profiles!C244,IF($C$10=2013,profiles!E244,IF($C$10=2014,profiles!G244,IF($C$10=2015,profiles!I244,IF($C$10=2016,profiles!K244)))))","v":56.475000000000001},{"$f":"IF($C$10=2012,profiles!D244,IF($C$10=2013,profiles!F244,IF($C$10=2014,profiles!H244,IF($C$10=2015,profiles!J244,IF($C$10=2016,profiles!L244)))))","v":0.13944064599787812},27.888129199575623,0,27.888129199575623,28.586870800424379,0,0,0,0,28.586870800424379,28.586870800424379]
["h241",{"$f":"IF($C$10=2012,profiles!C245,IF($C$10=2013,profiles!E245,IF($C$10=2014,profiles!G245,IF($C$10=2015,profiles!I245,IF($C$10=2016,profiles!K245)))))","v":52.939},{"$f":"IF($C$10=2012,profiles!D245,IF($C$10=2013,profiles!F245,IF($C$10=2014,profiles!H245,IF($C$10=2015,profiles!J245,IF($C$10=2016,profiles!L245)))))","v":0.13790816927973595},27.581633855947192,0,27.581633855947192,25.357366144052808,0,0,0,0,25.357366144052808,25.357366144052808]
["h242",{"$f":"IF($C$10=2012,profiles!C246,IF($C$10=2013,profiles!E246,IF($C$10=2014,profiles!G246,IF($C$10=2015,profiles!I246,IF($C$10=2016,profiles!K246)))))","v":50.609000000000002},{"$f":"IF($C$10=2012,profiles!D246,IF($C$10=2013,profiles!F246,IF($C$10=2014,profiles!H246,IF($C$10=2015,profiles!J246,IF($C$10=2016,profiles!L246)))))","v":0.12781445243428033},25.562890486856066,0,25.562890486856066,25.046109513143936,0,0,0,0,25.046109513143936,25.046109513143936]
["h243",{"$f":"IF($C$10=2012,profiles!C247,IF($C$10=2013,profiles!E247,IF($C$10=2014,profiles!G247,IF($C$10=2015,profiles!I247,IF($C$10=2016,profiles!K247)))))","v":49.341999999999999},{"$f":"IF($C$10=2012,profiles!D247,IF($C$10=2013,profiles!F247,IF($C$10=2014,profiles!H247,IF($C$10=2015,profiles!J247,IF($C$10=2016,profiles!L247)))))","v":0.12330543439820818},24.661086879641637,0,24.661086879641637,24.680913120358362,0,0,0,0,24.680913120358362,24.680913120358362]
["h244",{"$f":"IF($C$10=2012,profiles!C248,IF($C$10=2013,profiles!E248,IF($C$10=2014,profiles!G248,IF($C$10=2015,profiles!I248,IF($C$10=2016,profiles!K248)))))","v":49.36},{"$f":"IF($C$10=2012,profiles!D248,IF($C$10=2013,profiles!F248,IF($C$10=2014,profiles!H248,IF($C$10=2015,profiles!J248,IF($C$10=2016,profiles!L248)))))","v":0.12368855357774372},24.737710715548744,0,24.737710715548744,24.622289284451256,0,0,0,0,24.622289284451256,24.622289284451256]
["h245",{"$f":"IF($C$10=2012,profiles!C249,IF($C$10=2013,profiles!E249,IF($C$10=2014,profiles!G249,IF($C$10=2015,profiles!I249,IF($C$10=2016,profiles!K249)))))","v":49.296999999999997},{"$f":"IF($C$10=2012,profiles!D249,IF($C$10=2013,profiles!F249,IF($C$10=2014,profiles!H249,IF($C$10=2015,profiles!J249,IF($C$10=2016,profiles!L249)))))","v":0.11661558410939526},23.323116821879054,0,23.323116821879054,25.973883178120943,0,0,0,0,25.973883178120943,25.973883178120943]
["h246",{"$f":"IF($C$10=2012,profiles!C250,IF($C$10=2013,profiles!E250,IF($C$10=2014,profiles!G250,IF($C$10=2015,profiles!I250,IF($C$10=2016,profiles!K250)))))","v":48.927},{"$f":"IF($C$10=2012,profiles!D250,IF($C$10=2013,profiles!F250,IF($C$10=2014,profiles!H250,IF($C$10=2015,profiles!J250,IF($C$10=2016,profiles!L250)))))","v":0.11403689732405989},22.807379464811977,0,22.807379464811977,26.119620535188023,0,0,0,0,26.119620535188023,26.119620535188023]
["h247",{"$f":"IF($C$10=2012,profiles!C251,IF($C$10=2013,profiles!E251,IF($C$10=2014,profiles!G251,IF($C$10=2015,profiles!I251,IF($C$10=2016,profiles!K251)))))","v":49.398000000000003},{"$f":"IF($C$10=2012,profiles!D251,IF($C$10=2013,profiles!F251,IF($C$10=2014,profiles!H251,IF($C$10=2015,profiles!J251,IF($C$10=2016,profiles!L251)))))","v":0.12106566073323116},24.213132146646231,0,24.213132146646231,25.184867853353772,0,0,0,0,25.184867853353772,25.184867853353772]
["h248",{"$f":"IF($C$10=2012,profiles!C252,IF($C$10=2013,profiles!E252,IF($C$10=2014,profiles!G252,IF($C$10=2015,profiles!I252,IF($C$10=2016,profiles!K252)))))","v":53.005000000000003},{"$f":"IF($C$10=2012,profiles!D252,IF($C$10=2013,profiles!F252,IF($C$10=2014,profiles!H252,IF($C$10=2015,profiles!J252,IF($C$10=2016,profiles!L252)))))","v":0.12930272309324531},25.860544618649062,0,25.860544618649062,27.144455381350941,0,0,0,0,27.144455381350941,27.144455381350941]
["h249",{"$f":"IF($C$10=2012,profiles!C253,IF($C$10=2013,profiles!E253,IF($C$10=2014,profiles!G253,IF($C$10=2015,profiles!I253,IF($C$10=2016,profiles!K253)))))","v":56.582999999999998},{"$f":"IF($C$10=2012,profiles!D253,IF($C$10=2013,profiles!F253,IF($C$10=2014,profiles!H253,IF($C$10=2015,profiles!J253,IF($C$10=2016,profiles!L253)))))","v":0.14623364375810444},29.246728751620886,0,29.246728751620886,27.336271248379113,0,0,0,0,27.336271248379113,27.336271248379113]
["h250",{"$f":"IF($C$10=2012,profiles!C254,IF($C$10=2013,profiles!E254,IF($C$10=2014,profiles!G254,IF($C$10=2015,profiles!I254,IF($C$10=2016,profiles!K254)))))","v":59.597999999999999},{"$f":"IF($C$10=2012,profiles!D254,IF($C$10=2013,profiles!F254,IF($C$10=2014,profiles!H254,IF($C$10=2015,profiles!J254,IF($C$10=2016,profiles!L254)))))","v":0.17417187315808086},34.834374631616171,0,34.834374631616171,24.763625368383828,0,0,0,0,24.763625368383828,24.763625368383828]
["h251",{"$f":"IF($C$10=2012,profiles!C255,IF($C$10=2013,profiles!E255,IF($C$10=2014,profiles!G255,IF($C$10=2015,profiles!I255,IF($C$10=2016,profiles!K255)))))","v":61.868000000000002},{"$f":"IF($C$10=2012,profiles!D255,IF($C$10=2013,profiles!F255,IF($C$10=2014,profiles!H255,IF($C$10=2015,profiles!J255,IF($C$10=2016,profiles!L255)))))","v":0.20063656725215137},40.127313450430272,0,40.127313450430272,21.74068654956973,0,0,0,0,21.74068654956973,21.74068654956973]
["h252",{"$f":"IF($C$10=2012,profiles!C256,IF($C$10=2013,profiles!E256,IF($C$10=2014,profiles!G256,IF($C$10=2015,profiles!I256,IF($C$10=2016,profiles!K256)))))","v":63.003999999999998},{"$f":"IF($C$10=2012,profiles!D256,IF($C$10=2013,profiles!F256,IF($C$10=2014,profiles!H256,IF($C$10=2015,profiles!J256,IF($C$10=2016,profiles!L256)))))","v":0.22816220676647411},45.632441353294823,0,45.632441353294823,17.371558646705175,0,0,0,0,17.371558646705175,17.371558646705175]
["h253",{"$f":"IF($C$10=2012,profiles!C257,IF($C$10=2013,profiles!E257,IF($C$10=2014,profiles!G257,IF($C$10=2015,profiles!I257,IF($C$10=2016,profiles!K257)))))","v":62.215000000000003},{"$f":"IF($C$10=2012,profiles!D257,IF($C$10=2013,profiles!F257,IF($C$10=2014,profiles!H257,IF($C$10=2015,profiles!J257,IF($C$10=2016,profiles!L257)))))","v":0.2385211599669928},47.704231993398558,0,47.704231993398558,14.510768006601445,0,0,0,0,14.510768006601445,14.510768006601445]
["h254",{"$f":"IF($C$10=2012,profiles!C258,IF($C$10=2013,profiles!E258,IF($C$10=2014,profiles!G258,IF($C$10=2015,profiles!I258,IF($C$10=2016,profiles!K258)))))","v":60.621000000000002},{"$f":"IF($C$10=2012,profiles!D258,IF($C$10=2013,profiles!F258,IF($C$10=2014,profiles!H258,IF($C$10=2015,profiles!J258,IF($C$10=2016,profiles!L258)))))","v":0.24230814570317105},48.461629140634209,0,48.461629140634209,12.159370859365794,0,0,0,0,12.159370859365794,12.159370859365794]
["h255",{"$f":"IF($C$10=2012,profiles!C259,IF($C$10=2013,profiles!E259,IF($C$10=2014,profiles!G259,IF($C$10=2015,profiles!I259,IF($C$10=2016,profiles!K259)))))","v":59.345999999999997},{"$f":"IF($C$10=2012,profiles!D259,IF($C$10=2013,profiles!F259,IF($C$10=2014,profiles!H259,IF($C$10=2015,profiles!J259,IF($C$10=2016,profiles!L259)))))","v":0.22346162914063422},44.692325828126847,0,44.692325828126847,14.653674171873149,0,0,0,0,14.653674171873149,14.653674171873149]
["h256",{"$f":"IF($C$10=2012,profiles!C260,IF($C$10=2013,profiles!E260,IF($C$10=2014,profiles!G260,IF($C$10=2015,profiles!I260,IF($C$10=2016,profiles!K260)))))","v":58.960999999999999},{"$f":"IF($C$10=2012,profiles!D260,IF($C$10=2013,profiles!F260,IF($C$10=2014,profiles!H260,IF($C$10=2015,profiles!J260,IF($C$10=2016,profiles!L260)))))","v":0.21260167393610752},42.520334787221501,0,42.520334787221501,16.440665212778498,0,0,0,0,16.440665212778498,16.440665212778498]
["h257",{"$f":"IF($C$10=2012,profiles!C261,IF($C$10=2013,profiles!E261,IF($C$10=2014,profiles!G261,IF($C$10=2015,profiles!I261,IF($C$10=2016,profiles!K261)))))","v":60.273000000000003},{"$f":"IF($C$10=2012,profiles!D261,IF($C$10=2013,profiles!F261,IF($C$10=2014,profiles!H261,IF($C$10=2015,profiles!J261,IF($C$10=2016,profiles!L261)))))","v":0.20737062360014147},41.474124720028293,{"$f":"D274-F274","v":0},{"$f":"MIN(D274,B274)","v":41.474124720028293},{"$f":"B274-F274","v":18.79887527997171},{"$f":"-MIN(-E274+$C$3,0)","v":0},{"$f":"E274-H274","v":0},0,0,18.79887527997171,18.79887527997171]
["h258",{"$f":"IF($C$10=2012,profiles!C262,IF($C$10=2013,profiles!E262,IF($C$10=2014,profiles!G262,IF($C$10=2015,profiles!I262,IF($C$10=2016,profiles!K262)))))","v":64.087000000000003},{"$f":"IF($C$10=2012,profiles!D262,IF($C$10=2013,profiles!F262,IF($C$10=2014,profiles!H262,IF($C$10=2015,profiles!J262,IF($C$10=2016,profiles!L262)))))","v":0.23000412589885655},{"$f":"C275*$C$2","v":46.000825179771311},0,46.000825179771311,18.086174820228692,0,0,0,0,{"$f":"MAX(G275-J275,0)","v":18.086174820228692},{"$f":"B275-D275","v":18.086174820228692}]
["h259",{"$f":"IF($C$10=2012,profiles!C263,IF($C$10=2013,profiles!E263,IF($C$10=2014,profiles!G263,IF($C$10=2015,profiles!I263,IF($C$10=2016,profiles!K263)))))","v":64.271000000000001},{"$f":"IF($C$10=2012,profiles!D263,IF($C$10=2013,profiles!F263,IF($C$10=2014,profiles!H263,IF($C$10=2015,profiles!J263,IF($C$10=2016,profiles!L263)))))","v":0.25558469880938345},51.116939761876687,0,51.116939761876687,13.154060238123314,0,0,0,{"$f":"K275+I276*$F$2-J276/$F$3","v":0},13.154060238123314,13.154060238123314]
["h260",{"$f":"IF($C$10=2012,profiles!C264,IF($C$10=2013,profiles!E264,IF($C$10=2014,profiles!G264,IF($C$10=2015,profiles!I264,IF($C$10=2016,profiles!K264)))))","v":62.078000000000003},{"$f":"IF($C$10=2012,profiles!D264,IF($C$10=2013,profiles!F264,IF($C$10=2014,profiles!H264,IF($C$10=2015,profiles!J264,IF($C$10=2016,profiles!L264)))))","v":0.28535011198868326},57.070022397736651,0,57.070022397736651,5.0079776022633524,0,0,0,0,5.0079776022633524,5.0079776022633524]
["h261",{"$f":"IF($C$10=2012,profiles!C265,IF($C$10=2013,profiles!E265,IF($C$10=2014,profiles!G265,IF($C$10=2015,profiles!I265,IF($C$10=2016,profiles!K265)))))","v":57.994},{"$f":"IF($C$10=2012,profiles!D265,IF($C$10=2013,profiles!F265,IF($C$10=2014,profiles!H265,IF($C$10=2015,profiles!J265,IF($C$10=2016,profiles!L265)))))","v":0.28947601084521984},57.895202169043969,0,57.895202169043969,9.8797830956030452E-2,0,0,0,0,9.8797830956030452E-2,9.8797830956030452E-2]
["h262",{"$f":"IF($C$10=2012,profiles!C266,IF($C$10=2013,profiles!E266,IF($C$10=2014,profiles!G266,IF($C$10=2015,profiles!I266,IF($C$10=2016,profiles!K266)))))","v":55.677999999999997},{"$f":"IF($C$10=2012,profiles!D266,IF($C$10=2013,profiles!F266,IF($C$10=2014,profiles!H266,IF($C$10=2015,profiles!J266,IF($C$10=2016,profiles!L266)))))","v":0.28536484734174233},57.072969468348468,1.3949694683484708,55.677999999999997,0,0,1.3949694683484708,0,1.1299252693622615,0,-1.3949694683484708]
["h263",{"$f":"IF($C$10=2012,profiles!C267,IF($C$10=2013,profiles!E267,IF($C$10=2014,profiles!G267,IF($C$10=2015,profiles!I267,IF($C$10=2016,profiles!K267)))))","v":54.598999999999997},{"$f":"IF($C$10=2012,profiles!D267,IF($C$10=2013,profiles!F267,IF($C$10=2014,profiles!H267,IF($C$10=2015,profiles!J267,IF($C$10=2016,profiles!L267)))))","v":0.27972120712012261},55.944241424024518,1.3452414240245218,54.598999999999997,0,0,1.3452414240245218,0,2.2195708228221243,0,-1.3452414240245218]
["h264",{"$f":"IF($C$10=2012,profiles!C268,IF($C$10=2013,profiles!E268,IF($C$10=2014,profiles!G268,IF($C$10=2015,profiles!I268,IF($C$10=2016,profiles!K268)))))","v":51.212000000000003},{"$f":"IF($C$10=2012,profiles!D268,IF($C$10=2013,profiles!F268,IF($C$10=2014,profiles!H268,IF($C$10=2015,profiles!J268,IF($C$10=2016,profiles!L268)))))","v":0.2754184840268773},55.08369680537546,3.871696805375457,51.212000000000003,0,0,3.871696805375457,{"$f":"MIN(MAX(0,G281),K280*$F$3)","v":0},5.3556452351762447,0,-3.871696805375457]
["h265",{"$f":"IF($C$10=2012,profiles!C269,IF($C$10=2013,profiles!E269,IF($C$10=2014,profiles!G269,IF($C$10=2015,profiles!I269,IF($C$10=2016,profiles!K269)))))","v":48.113},{"$f":"IF($C$10=2012,profiles!D269,IF($C$10=2013,profiles!F269,IF($C$10=2014,profiles!H269,IF($C$10=2015,profiles!J269,IF($C$10=2016,profiles!L269)))))","v":0.26673936107509139},53.347872215018278,5.234872215018278,48.113,0,0,5.234872215018278,0,9.5958917293410515,0,-5.234872215018278]
["h266",{"$f":"IF($C$10=2012,profiles!C270,IF($C$10=2013,profiles!E270,IF($C$10=2014,profiles!G270,IF($C$10=2015,profiles!I270,IF($C$10=2016,profiles!K270)))))","v":45.902999999999999},{"$f":"IF($C$10=2012,profiles!D270,IF($C$10=2013,profiles!F270,IF($C$10=2014,profiles!H270,IF($C$10=2015,profiles!J270,IF($C$10=2016,profiles!L270)))))","v":0.26566368030178},53.132736060356002,7.2297360603560037,45.902999999999999,0,0,7.2297360603560037,0,15.451977938229415,0,-7.2297360603560037]
["h267",{"$f":"IF($C$10=2012,profiles!C271,IF($C$10=2013,profiles!E271,IF($C$10=2014,profiles!G271,IF($C$10=2015,profiles!I271,IF($C$10=2016,profiles!K271)))))","v":44.872},{"$f":"IF($C$10=2012,profiles!D271,IF($C$10=2013,profiles!F271,IF($C$10=2014,profiles!H271,IF($C$10=2015,profiles!J271,IF($C$10=2016,profiles!L271)))))","v":0.25832547447836851},51.665094895673704,6.7930948956737041,44.872,0,0,6.7930948956737041,0,20.954384803725116,0,-6.7930948956737041]
["h268",{"$f":"IF($C$10=2012,profiles!C272,IF($C$10=2013,profiles!E272,IF($C$10=2014,profiles!G272,IF($C$10=2015,profiles!I272,IF($C$10=2016,profiles!K272)))))","v":44.667000000000002},{"$f":"IF($C$10=2012,profiles!D272,IF($C$10=2013,profiles!F272,IF($C$10=2014,profiles!H272,IF($C$10=2015,profiles!J272,IF($C$10=2016,profiles!L272)))))","v":0.24964635152658257},49.929270305316514,5.2622703053165125,44.667000000000002,0,0,5.2622703053165125,0,25.216823751031491,0,-5.2622703053165125]
["h269",{"$f":"IF($C$10=2012,profiles!C273,IF($C$10=2013,profiles!E273,IF($C$10=2014,profiles!G273,IF($C$10=2015,profiles!I273,IF($C$10=2016,profiles!K273)))))","v":44.658000000000001},{"$f":"IF($C$10=2012,profiles!D273,IF($C$10=2013,profiles!F273,IF($C$10=2014,profiles!H273,IF($C$10=2015,profiles!J273,IF($C$10=2016,profiles!L273)))))","v":0.23726865495697277},47.453730991394558,2.7957309913945565,44.658000000000001,0,0,2.7957309913945565,0,27.481365854061082,0,-2.7957309913945565]
["h270",{"$f":"IF($C$10=2012,profiles!C274,IF($C$10=2013,profiles!E274,IF($C$10=2014,profiles!G274,IF($C$10=2015,profiles!I274,IF($C$10=2016,profiles!K274)))))","v":44.2},{"$f":"IF($C$10=2012,profiles!D274,IF($C$10=2013,profiles!F274,IF($C$10=2014,profiles!H274,IF($C$10=2015,profiles!J274,IF($C$10=2016,profiles!L274)))))","v":0.2274843805257574},45.496876105151479,1.2968761051514761,44.2,0,0,1.2968761051514761,0,28.531835499233779,0,-1.2968761051514761]
["h271",{"$f":"IF($C$10=2012,profiles!C275,IF($C$10=2013,profiles!E275,IF($C$10=2014,profiles!G275,IF($C$10=2015,profiles!I275,IF($C$10=2016,profiles!K275)))))","v":43.465000000000003},{"$f":"IF($C$10=2012,profiles!D275,IF($C$10=2013,profiles!F275,IF($C$10=2014,profiles!H275,IF($C$10=2015,profiles!J275,IF($C$10=2016,profiles!L275)))))","v":0.2181126959801957},43.622539196039142,0.15753919603913857,43.465000000000003,0,0,0.15753919603913857,0,28.659442248025481,0,-0.15753919603913857]
["h272",{"$f":"IF($C$10=2012,profiles!C276,IF($C$10=2013,profiles!E276,IF($C$10=2014,profiles!G276,IF($C$10=2015,profiles!I276,IF($C$10=2016,profiles!K276)))))","v":45.261000000000003},{"$f":"IF($C$10=2012,profiles!D276,IF($C$10=2013,profiles!F276,IF($C$10=2014,profiles!H276,IF($C$10=2015,profiles!J276,IF($C$10=2016,profiles!L276)))))","v":0.20010609454202521},40.021218908405046,0,40.021218908405046,5.2397810915949563,0,0,5.2397810915949563,23.000931349974774,0,5.2397810915949563]
["h273",{"$f":"IF($C$10=2012,profiles!C277,IF($C$10=2013,profiles!E277,IF($C$10=2014,profiles!G277,IF($C$10=2015,profiles!I277,IF($C$10=2016,profiles!K277)))))","v":47.936},{"$f":"IF($C$10=2012,profiles!D277,IF($C$10=2013,profiles!F277,IF($C$10=2014,profiles!H277,IF($C$10=2015,profiles!J277,IF($C$10=2016,profiles!L277)))))","v":0.18912825651302606},37.825651302605209,0,37.825651302605209,10.110348697394791,0,0,10.110348697394791,12.082628221038716,0,10.110348697394791]
["h274",{"$f":"IF($C$10=2012,profiles!C278,IF($C$10=2013,profiles!E278,IF($C$10=2014,profiles!G278,IF($C$10=2015,profiles!I278,IF($C$10=2016,profiles!K278)))))","v":51.009},{"$f":"IF($C$10=2012,profiles!D278,IF($C$10=2013,profiles!F278,IF($C$10=2014,profiles!H278,IF($C$10=2015,profiles!J278,IF($C$10=2016,profiles!L278)))))","v":0.20816633266533066},41.633266533066134,0,41.633266533066134,9.3757334669338661,0,0,9.3757334669338661,1.957646075321799,0,9.3757334669338661]
["h275",{"$f":"IF($C$10=2012,profiles!C279,IF($C$10=2013,profiles!E279,IF($C$10=2014,profiles!G279,IF($C$10=2015,profiles!I279,IF($C$10=2016,profiles!K279)))))","v":53.433},{"$f":"IF($C$10=2012,profiles!D279,IF($C$10=2013,profiles!F279,IF($C$10=2014,profiles!H279,IF($C$10=2015,profiles!J279,IF($C$10=2016,profiles!L279)))))","v":0.24360485677236826},48.720971354473654,0,48.720971354473654,4.7120286455263454,0,0,1.8127802657479859,0,2.8992483797783595,4.7120286455263454]
["h276",{"$f":"IF($C$10=2012,profiles!C280,IF($C$10=2013,profiles!E280,IF($C$10=2014,profiles!G280,IF($C$10=2015,profiles!I280,IF($C$10=2016,profiles!K280)))))","v":56.188000000000002},{"$f":"IF($C$10=2012,profiles!D280,IF($C$10=2013,profiles!F280,IF($C$10=2014,profiles!H280,IF($C$10=2015,profiles!J280,IF($C$10=2016,profiles!L280)))))","v":0.28144524342803251},56.289048685606502,0.10104868560650004,56.188000000000002,0,0,0.10104868560650004,0,8.1849435341265042E-2,0,-0.10104868560650004]
["h277",{"$f":"IF($C$10=2012,profiles!C281,IF($C$10=2013,profiles!E281,IF($C$10=2014,profiles!G281,IF($C$10=2015,profiles!I281,IF($C$10=2016,profiles!K281)))))","v":56.167000000000002},{"$f":"IF($C$10=2012,profiles!D281,IF($C$10=2013,profiles!F281,IF($C$10=2014,profiles!H281,IF($C$10=2015,profiles!J281,IF($C$10=2016,profiles!L281)))))","v":0.29849404691736414},59.698809383472828,3.5318093834728259,56.167000000000002,0,0,3.5318093834728259,0,2.9426150359542542,0,-3.5318093834728259]
["h278",{"$f":"IF($C$10=2012,profiles!C282,IF($C$10=2013,profiles!E282,IF($C$10=2014,profiles!G282,IF($C$10=2015,profiles!I282,IF($C$10=2016,profiles!K282)))))","v":53.814},{"$f":"IF($C$10=2012,profiles!D282,IF($C$10=2013,profiles!F282,IF($C$10=2014,profiles!H282,IF($C$10=2015,profiles!J282,IF($C$10=2016,profiles!L282)))))","v":0.27899917482022868},55.799834964045736,1.9858349640457362,53.814,0,0,1.9858349640457362,0,4.5511413568313008,0,-1.9858349640457362]
["h279",{"$f":"IF($C$10=2012,profiles!C283,IF($C$10=2013,profiles!E283,IF($C$10=2014,profiles!G283,IF($C$10=2015,profiles!I283,IF($C$10=2016,profiles!K283)))))","v":52.210999999999999},{"$f":"IF($C$10=2012,profiles!D283,IF($C$10=2013,profiles!F283,IF($C$10=2014,profiles!H283,IF($C$10=2015,profiles!J283,IF($C$10=2016,profiles!L283)))))","v":0.22780855829305671},45.561711658611344,0,45.561711658611344,6.6492883413886545,0,0,4.2143568964257847,0,2.4349314449628698,6.6492883413886545]
["h280",{"$f":"IF($C$10=2012,profiles!C284,IF($C$10=2013,profiles!E284,IF($C$10=2014,profiles!G284,IF($C$10=2015,profiles!I284,IF($C$10=2016,profiles!K284)))))","v":51.768999999999998},{"$f":"IF($C$10=2012,profiles!D284,IF($C$10=2013,profiles!F284,IF($C$10=2014,profiles!H284,IF($C$10=2015,profiles!J284,IF($C$10=2016,profiles!L284)))))","v":0.15391076270187434},30.78215254037487,0,30.78215254037487,20.986847459625128,0,0,0,0,20.986847459625128,20.986847459625128]
["h281",{"$f":"IF($C$10=2012,profiles!C285,IF($C$10=2013,profiles!E285,IF($C$10=2014,profiles!G285,IF($C$10=2015,profiles!I285,IF($C$10=2016,profiles!K285)))))","v":53.572000000000003},{"$f":"IF($C$10=2012,profiles!D285,IF($C$10=2013,profiles!F285,IF($C$10=2014,profiles!H285,IF($C$10=2015,profiles!J285,IF($C$10=2016,profiles!L285)))))","v":0.10304432394200165},20.608864788400329,0,20.608864788400329,32.963135211599678,0,0,0,0,32.963135211599678,32.963135211599678]
["h282",{"$f":"IF($C$10=2012,profiles!C286,IF($C$10=2013,profiles!E286,IF($C$10=2014,profiles!G286,IF($C$10=2015,profiles!I286,IF($C$10=2016,profiles!K286)))))","v":59.512999999999998},{"$f":"IF($C$10=2012,profiles!D286,IF($C$10=2013,profiles!F286,IF($C$10=2014,profiles!H286,IF($C$10=2015,profiles!J286,IF($C$10=2016,profiles!L286)))))","v":8.8235294117647065E-2},17.647058823529413,0,17.647058823529413,41.865941176470585,0,0,0,0,41.865941176470585,41.865941176470585]
["h283",{"$f":"IF($C$10=2012,profiles!C287,IF($C$10=2013,profiles!E287,IF($C$10=2014,profiles!G287,IF($C$10=2015,profiles!I287,IF($C$10=2016,profiles!K287)))))","v":61.588999999999999},{"$f":"IF($C$10=2012,profiles!D287,IF($C$10=2013,profiles!F287,IF($C$10=2014,profiles!H287,IF($C$10=2015,profiles!J287,IF($C$10=2016,profiles!L287)))))","v":7.8878344925144409E-2},15.775668985028881,0,15.775668985028881,45.813331014971119,0,0,0,0,45.813331014971119,45.813331014971119]
["h284",{"$f":"IF($C$10=2012,profiles!C288,IF($C$10=2013,profiles!E288,IF($C$10=2014,profiles!G288,IF($C$10=2015,profiles!I288,IF($C$10=2016,profiles!K288)))))","v":60.34},{"$f":"IF($C$10=2012,profiles!D288,IF($C$10=2013,profiles!F288,IF($C$10=2014,profiles!H288,IF($C$10=2015,profiles!J288,IF($C$10=2016,profiles!L288)))))","v":7.5724979370505721E-2},15.144995874101145,0,15.144995874101145,45.195004125898862,0,0,0,0,45.195004125898862,45.195004125898862]
["h285",{"$f":"IF($C$10=2012,profiles!C289,IF($C$10=2013,profiles!E289,IF($C$10=2014,profiles!G289,IF($C$10=2015,profiles!I289,IF($C$10=2016,profiles!K289)))))","v":57.716000000000001},{"$f":"IF($C$10=2012,profiles!D289,IF($C$10=2013,profiles!F289,IF($C$10=2014,profiles!H289,IF($C$10=2015,profiles!J289,IF($C$10=2016,profiles!L289)))))","v":7.504715312978899E-2},15.009430625957798,0,15.009430625957798,42.706569374042203,0,0,0,0,42.706569374042203,42.706569374042203]
["h286",{"$f":"IF($C$10=2012,profiles!C290,IF($C$10=2013,profiles!E290,IF($C$10=2014,profiles!G290,IF($C$10=2015,profiles!I290,IF($C$10=2016,profiles!K290)))))","v":56.139000000000003},{"$f":"IF($C$10=2012,profiles!D290,IF($C$10=2013,profiles!F290,IF($C$10=2014,profiles!H290,IF($C$10=2015,profiles!J290,IF($C$10=2016,profiles!L290)))))","v":7.239478957915832E-2},14.478957915831664,0,14.478957915831664,41.660042084168339,0,0,0,0,41.660042084168339,41.660042084168339]
["h287",{"$f":"IF($C$10=2012,profiles!C291,IF($C$10=2013,profiles!E291,IF($C$10=2014,profiles!G291,IF($C$10=2015,profiles!I291,IF($C$10=2016,profiles!K291)))))","v":56.161000000000001},{"$f":"IF($C$10=2012,profiles!D291,IF($C$10=2013,profiles!F291,IF($C$10=2014,profiles!H291,IF($C$10=2015,profiles!J291,IF($C$10=2016,profiles!L291)))))","v":6.3273606035600616E-2},12.654721207120122,0,12.654721207120122,43.506278792879883,0,0,0,0,43.506278792879883,43.506278792879883]
["h288",{"$f":"IF($C$10=2012,profiles!C292,IF($C$10=2013,profiles!E292,IF($C$10=2014,profiles!G292,IF($C$10=2015,profiles!I292,IF($C$10=2016,profiles!K292)))))","v":53.027999999999999},{"$f":"IF($C$10=2012,profiles!D292,IF($C$10=2013,profiles!F292,IF($C$10=2014,profiles!H292,IF($C$10=2015,profiles!J292,IF($C$10=2016,profiles!L292)))))","v":6.236001414593894E-2},12.472002829187788,0,12.472002829187788,40.555997170812212,0,0,0,0,40.555997170812212,40.555997170812212]
["h289",{"$f":"IF($C$10=2012,profiles!C293,IF($C$10=2013,profiles!E293,IF($C$10=2014,profiles!G293,IF($C$10=2015,profiles!I293,IF($C$10=2016,profiles!K293)))))","v":50.017000000000003},{"$f":"IF($C$10=2012,profiles!D293,IF($C$10=2013,profiles!F293,IF($C$10=2014,profiles!H293,IF($C$10=2015,profiles!J293,IF($C$10=2016,profiles!L293)))))","v":6.1561583685738282E-2},12.312316737147656,0,12.312316737147656,37.704683262852349,0,0,0,0,37.704683262852349,37.704683262852349]
["h290",{"$f":"IF($C$10=2012,profiles!C294,IF($C$10=2013,profiles!E294,IF($C$10=2014,profiles!G294,IF($C$10=2015,profiles!I294,IF($C$10=2016,profiles!K294)))))","v":48.109000000000002},{"$f":"IF($C$10=2012,profiles!D294,IF($C$10=2013,profiles!F294,IF($C$10=2014,profiles!H294,IF($C$10=2015,profiles!J294,IF($C$10=2016,profiles!L294)))))","v":6.2578278102759816E-2},12.515655620551962,0,12.515655620551962,35.593344379448041,0,0,0,0,35.593344379448041,35.593344379448041]
["h291",{"$f":"IF($C$10=2012,profiles!C295,IF($C$10=2013,profiles!E295,IF($C$10=2014,profiles!G295,IF($C$10=2015,profiles!I295,IF($C$10=2016,profiles!K295)))))","v":47.55},{"$f":"IF($C$10=2012,profiles!D295,IF($C$10=2013,profiles!F295,IF($C$10=2014,profiles!H295,IF($C$10=2015,profiles!J295,IF($C$10=2016,profiles!L295)))))","v":6.1944685929833349E-2},12.38893718596667,0,12.38893718596667,35.161062814033329,0,0,0,0,35.161062814033329,35.161062814033329]
["h292",{"$f":"IF($C$10=2012,profiles!C296,IF($C$10=2013,profiles!E296,IF($C$10=2014,profiles!G296,IF($C$10=2015,profiles!I296,IF($C$10=2016,profiles!K296)))))","v":47.932000000000002},{"$f":"IF($C$10=2012,profiles!D296,IF($C$10=2013,profiles!F296,IF($C$10=2014,profiles!H296,IF($C$10=2015,profiles!J296,IF($C$10=2016,profiles!L296)))))","v":7.3673508479820821E-2},14.734701695964164,0,14.734701695964164,33.19729830403584,0,0,0,0,33.19729830403584,33.19729830403584]
["h293",{"$f":"IF($C$10=2012,profiles!C297,IF($C$10=2013,profiles!E297,IF($C$10=2014,profiles!G297,IF($C$10=2015,profiles!I297,IF($C$10=2016,profiles!K297)))))","v":49.713999999999999},{"$f":"IF($C$10=2012,profiles!D297,IF($C$10=2013,profiles!F297,IF($C$10=2014,profiles!H297,IF($C$10=2015,profiles!J297,IF($C$10=2016,profiles!L297)))))","v":8.2617472409271073E-2},16.523494481854215,0,16.523494481854215,33.190505518145784,0,0,0,0,33.190505518145784,33.190505518145784]
["h294",{"$f":"IF($C$10=2012,profiles!C298,IF($C$10=2013,profiles!E298,IF($C$10=2014,profiles!G298,IF($C$10=2015,profiles!I298,IF($C$10=2016,profiles!K298)))))","v":53.79},{"$f":"IF($C$10=2012,profiles!D298,IF($C$10=2013,profiles!F298,IF($C$10=2014,profiles!H298,IF($C$10=2015,profiles!J298,IF($C$10=2016,profiles!L298)))))","v":8.9498578101286336E-2},17.899715620257268,0,17.899715620257268,35.890284379742731,0,0,0,0,35.890284379742731,35.890284379742731]
["h295",{"$f":"IF($C$10=2012,profiles!C299,IF($C$10=2013,profiles!E299,IF($C$10=2014,profiles!G299,IF($C$10=2015,profiles!I299,IF($C$10=2016,profiles!K299)))))","v":63.454000000000001},{"$f":"IF($C$10=2012,profiles!D299,IF($C$10=2013,profiles!F299,IF($C$10=2014,profiles!H299,IF($C$10=2015,profiles!J299,IF($C$10=2016,profiles!L299)))))","v":0.10217042155981552},20.434084311963105,0,20.434084311963105,43.019915688036896,0,0,0,0,43.019915688036896,43.019915688036896]
["h296",{"$f":"IF($C$10=2012,profiles!C300,IF($C$10=2013,profiles!E300,IF($C$10=2014,profiles!G300,IF($C$10=2015,profiles!I300,IF($C$10=2016,profiles!K300)))))","v":71.474000000000004},{"$f":"IF($C$10=2012,profiles!D300,IF($C$10=2013,profiles!F300,IF($C$10=2014,profiles!H300,IF($C$10=2015,profiles!J300,IF($C$10=2016,profiles!L300)))))","v":0.11939528784239763},23.879057568479524,0,23.879057568479524,47.594942431520479,0,0,0,0,47.594942431520479,47.594942431520479]
["h297",{"$f":"IF($C$10=2012,profiles!C301,IF($C$10=2013,profiles!E301,IF($C$10=2014,profiles!G301,IF($C$10=2015,profiles!I301,IF($C$10=2016,profiles!K301)))))","v":74.198999999999998},{"$f":"IF($C$10=2012,profiles!D301,IF($C$10=2013,profiles!F301,IF($C$10=2014,profiles!H301,IF($C$10=2015,profiles!J301,IF($C$10=2016,profiles!L301)))))","v":0.13225868242297434},26.451736484594868,0,26.451736484594868,47.74726351540513,0,0,0,0,47.74726351540513,47.74726351540513]
["h298",{"$f":"IF($C$10=2012,profiles!C302,IF($C$10=2013,profiles!E302,IF($C$10=2014,profiles!G302,IF($C$10=2015,profiles!I302,IF($C$10=2016,profiles!K302)))))","v":74.146000000000001},{"$f":"IF($C$10=2012,profiles!D302,IF($C$10=2013,profiles!F302,IF($C$10=2014,profiles!H302,IF($C$10=2015,profiles!J302,IF($C$10=2016,profiles!L302)))))","v":0.15518587826189459},31.037175652378917,0,31.037175652378917,43.108824347621081,0,0,0,0,43.108824347621081,43.108824347621081]
["h299",{"$f":"IF($C$10=2012,profiles!C303,IF($C$10=2013,profiles!E303,IF($C$10=2014,profiles!G303,IF($C$10=2015,profiles!I303,IF($C$10=2016,profiles!K303)))))","v":74.516000000000005},{"$f":"IF($C$10=2012,profiles!D303,IF($C$10=2013,profiles!F303,IF($C$10=2014,profiles!H303,IF($C$10=2015,profiles!J303,IF($C$10=2016,profiles!L303)))))","v":0.1721602546156453},34.432050923129061,0,34.432050923129061,40.083949076870944,0,0,0,0,40.083949076870944,40.083949076870944]
["h300",{"$f":"IF($C$10=2012,profiles!C304,IF($C$10=2013,profiles!E304,IF($C$10=2014,profiles!G304,IF($C$10=2015,profiles!I304,IF($C$10=2016,profiles!K304)))))","v":75.674000000000007},{"$f":"IF($C$10=2012,profiles!D304,IF($C$10=2013,profiles!F304,IF($C$10=2014,profiles!H304,IF($C$10=2015,profiles!J304,IF($C$10=2016,profiles!L304)))))","v":0.18066217749421662},36.132435498843321,0,36.132435498843321,39.541564501156685,0,0,0,0,39.541564501156685,39.541564501156685]
["h301",{"$f":"IF($C$10=2012,profiles!C305,IF($C$10=2013,profiles!E305,IF($C$10=2014,profiles!G305,IF($C$10=2015,profiles!I305,IF($C$10=2016,profiles!K305)))))","v":75.048000000000002},{"$f":"IF($C$10=2012,profiles!D305,IF($C$10=2013,profiles!F305,IF($C$10=2014,profiles!H305,IF($C$10=2015,profiles!J305,IF($C$10=2016,profiles!L305)))))","v":0.17276437738517983},34.552875477035968,0,34.552875477035968,40.495124522964034,0,0,0,0,40.495124522964034,40.495124522964034]
["h302",{"$f":"IF($C$10=2012,profiles!C306,IF($C$10=2013,profiles!E306,IF($C$10=2014,profiles!G306,IF($C$10=2015,profiles!I306,IF($C$10=2016,profiles!K306)))))","v":74.543000000000006},{"$f":"IF($C$10=2012,profiles!D306,IF($C$10=2013,profiles!F306,IF($C$10=2014,profiles!H306,IF($C$10=2015,profiles!J306,IF($C$10=2016,profiles!L306)))))","v":0.14596195500022102},29.192391000044204,0,29.192391000044204,45.350608999955803,0,0,0,0,45.350608999955803,45.350608999955803]
["h303",{"$f":"IF($C$10=2012,profiles!C307,IF($C$10=2013,profiles!E307,IF($C$10=2014,profiles!G307,IF($C$10=2015,profiles!I307,IF($C$10=2016,profiles!K307)))))","v":73.555999999999997},{"$f":"IF($C$10=2012,profiles!D307,IF($C$10=2013,profiles!F307,IF($C$10=2014,profiles!H307,IF($C$10=2015,profiles!J307,IF($C$10=2016,profiles!L307)))))","v":0.10636981154316531},21.273962308633063,0,21.273962308633063,52.282037691366938,0,0,0,0,52.282037691366938,52.282037691366938]
["h304",{"$f":"IF($C$10=2012,profiles!C308,IF($C$10=2013,profiles!E308,IF($C$10=2014,profiles!G308,IF($C$10=2015,profiles!I308,IF($C$10=2016,profiles!K308)))))","v":72.915999999999997},{"$f":"IF($C$10=2012,profiles!D308,IF($C$10=2013,profiles!F308,IF($C$10=2014,profiles!H308,IF($C$10=2015,profiles!J308,IF($C$10=2016,profiles!L308)))))","v":7.5367999174856704E-2},15.07359983497134,0,15.07359983497134,57.842400165028657,0,0,0,0,57.842400165028657,57.842400165028657]
["h305",{"$f":"IF($C$10=2012,profiles!C309,IF($C$10=2013,profiles!E309,IF($C$10=2014,profiles!G309,IF($C$10=2015,profiles!I309,IF($C$10=2016,profiles!K309)))))","v":73.100999999999999},{"$f":"IF($C$10=2012,profiles!D309,IF($C$10=2013,profiles!F309,IF($C$10=2014,profiles!H309,IF($C$10=2015,profiles!J309,IF($C$10=2016,profiles!L309)))))","v":5.5063580237818086E-2},11.012716047563616,0,11.012716047563616,62.088283952436385,0,0,0,0,62.088283952436385,62.088283952436385]
["h306",{"$f":"IF($C$10=2012,profiles!C310,IF($C$10=2013,profiles!E310,IF($C$10=2014,profiles!G310,IF($C$10=2015,profiles!I310,IF($C$10=2016,profiles!K310)))))","v":76.150000000000006},{"$f":"IF($C$10=2012,profiles!D310,IF($C$10=2013,profiles!F310,IF($C$10=2014,profiles!H310,IF($C$10=2015,profiles!J310,IF($C$10=2016,profiles!L310)))))","v":5.3531171261437811E-2},10.706234252287562,0,10.706234252287562,65.443765747712447,0,0,0,0,65.443765747712447,65.443765747712447]
["h307",{"$f":"IF($C$10=2012,profiles!C311,IF($C$10=2013,profiles!E311,IF($C$10=2014,profiles!G311,IF($C$10=2015,profiles!I311,IF($C$10=2016,profiles!K311)))))","v":75.617000000000004},{"$f":"IF($C$10=2012,profiles!D311,IF($C$10=2013,profiles!F311,IF($C$10=2014,profiles!H311,IF($C$10=2015,profiles!J311,IF($C$10=2016,profiles!L311)))))","v":5.8747255661809127E-2},11.749451132361825,0,11.749451132361825,63.867548867638178,0,0,0,0,63.867548867638178,63.867548867638178]
["h308",{"$f":"IF($C$10=2012,profiles!C312,IF($C$10=2013,profiles!E312,IF($C$10=2014,profiles!G312,IF($C$10=2015,profiles!I312,IF($C$10=2016,profiles!K312)))))","v":73.483999999999995},{"$f":"IF($C$10=2012,profiles!D312,IF($C$10=2013,profiles!F312,IF($C$10=2014,profiles!H312,IF($C$10=2015,profiles!J312,IF($C$10=2016,profiles!L312)))))","v":5.7494806017652174E-2},11.498961203530435,0,11.498961203530435,61.98503879646956,0,0,0,0,61.98503879646956,61.98503879646956]
["h309",{"$f":"IF($C$10=2012,profiles!C313,IF($C$10=2013,profiles!E313,IF($C$10=2014,profiles!G313,IF($C$10=2015,profiles!I313,IF($C$10=2016,profiles!K313)))))","v":68.984999999999999},{"$f":"IF($C$10=2012,profiles!D313,IF($C$10=2013,profiles!F313,IF($C$10=2014,profiles!H313,IF($C$10=2015,profiles!J313,IF($C$10=2016,profiles!L313)))))","v":5.1247292498563364E-2},10.249458499712674,0,10.249458499712674,58.735541500287326,0,0,0,0,58.735541500287326,58.735541500287326]
["h310",{"$f":"IF($C$10=2012,profiles!C314,IF($C$10=2013,profiles!E314,IF($C$10=2014,profiles!G314,IF($C$10=2015,profiles!I314,IF($C$10=2016,profiles!K314)))))","v":65.436999999999998},{"$f":"IF($C$10=2012,profiles!D314,IF($C$10=2013,profiles!F314,IF($C$10=2014,profiles!H314,IF($C$10=2015,profiles!J314,IF($C$10=2016,profiles!L314)))))","v":4.5412350626961556E-2},9.0824701253923106,0,9.0824701253923106,56.354529874607685,0,0,0,0,56.354529874607685,56.354529874607685]
["h311",{"$f":"IF($C$10=2012,profiles!C315,IF($C$10=2013,profiles!E315,IF($C$10=2014,profiles!G315,IF($C$10=2015,profiles!I315,IF($C$10=2016,profiles!K315)))))","v":62.55},{"$f":"IF($C$10=2012,profiles!D315,IF($C$10=2013,profiles!F315,IF($C$10=2014,profiles!H315,IF($C$10=2015,profiles!J315,IF($C$10=2016,profiles!L315)))))","v":4.2097042745369621E-2},8.4194085490739248,0,8.4194085490739248,54.130591450926076,0,0,0,0,54.130591450926076,54.130591450926076]
["h312",{"$f":"IF($C$10=2012,profiles!C316,IF($C$10=2013,profiles!E316,IF($C$10=2014,profiles!G316,IF($C$10=2015,profiles!I316,IF($C$10=2016,profiles!K316)))))","v":57.323},{"$f":"IF($C$10=2012,profiles!D316,IF($C$10=2013,profiles!F316,IF($C$10=2014,profiles!H316,IF($C$10=2015,profiles!J316,IF($C$10=2016,profiles!L316)))))","v":3.601161094493642E-2},7.2023221889872842,0,7.2023221889872842,50.120677811012719,0,0,0,0,50.120677811012719,50.120677811012719]
["h313",{"$f":"IF($C$10=2012,profiles!C317,IF($C$10=2013,profiles!E317,IF($C$10=2014,profiles!G317,IF($C$10=2015,profiles!I317,IF($C$10=2016,profiles!K317)))))","v":53.529000000000003},{"$f":"IF($C$10=2012,profiles!D317,IF($C$10=2013,profiles!F317,IF($C$10=2014,profiles!H317,IF($C$10=2015,profiles!J317,IF($C$10=2016,profiles!L317)))))","v":3.1735741752979829E-2},6.3471483505959654,0,6.3471483505959654,47.181851649404038,0,0,0,0,47.181851649404038,47.181851649404038]
["h314",{"$f":"IF($C$10=2012,profiles!C318,IF($C$10=2013,profiles!E318,IF($C$10=2014,profiles!G318,IF($C$10=2015,profiles!I318,IF($C$10=2016,profiles!K318)))))","v":51.384},{"$f":"IF($C$10=2012,profiles!D318,IF($C$10=2013,profiles!F318,IF($C$10=2014,profiles!H318,IF($C$10=2015,profiles!J318,IF($C$10=2016,profiles!L318)))))","v":2.9275264096179629E-2},5.8550528192359259,0,5.8550528192359259,45.528947180764078,0,0,0,0,45.528947180764078,45.528947180764078]
["h315",{"$f":"IF($C$10=2012,profiles!C319,IF($C$10=2013,profiles!E319,IF($C$10=2014,profiles!G319,IF($C$10=2015,profiles!I319,IF($C$10=2016,profiles!K319)))))","v":50.377000000000002},{"$f":"IF($C$10=2012,profiles!D319,IF($C$10=2013,profiles!F319,IF($C$10=2014,profiles!H319,IF($C$10=2015,profiles!J319,IF($C$10=2016,profiles!L319)))))","v":2.9024796310756856E-2},5.804959262151371,0,5.804959262151371,44.572040737848631,0,0,0,0,44.572040737848631,44.572040737848631]
["h316",{"$f":"IF($C$10=2012,profiles!C320,IF($C$10=2013,profiles!E320,IF($C$10=2014,profiles!G320,IF($C$10=2015,profiles!I320,IF($C$10=2016,profiles!K320)))))","v":50.759},{"$f":"IF($C$10=2012,profiles!D320,IF($C$10=2013,profiles!F320,IF($C$10=2014,profiles!H320,IF($C$10=2015,profiles!J320,IF($C$10=2016,profiles!L320)))))","v":2.6726386044524333E-2},5.345277208904867,0,5.345277208904867,45.413722791095132,0,0,0,0,45.413722791095132,45.413722791095132]
["h317",{"$f":"IF($C$10=2012,profiles!C321,IF($C$10=2013,profiles!E321,IF($C$10=2014,profiles!G321,IF($C$10=2015,profiles!I321,IF($C$10=2016,profiles!K321)))))","v":52.33},{"$f":"IF($C$10=2012,profiles!D321,IF($C$10=2013,profiles!F321,IF($C$10=2014,profiles!H321,IF($C$10=2015,profiles!J321,IF($C$10=2016,profiles!L321)))))","v":2.6549585254814139E-2},5.3099170509628282,0,5.3099170509628282,47.020082949037167,0,0,0,0,47.020082949037167,47.020082949037167]
["h318",{"$f":"IF($C$10=2012,profiles!C322,IF($C$10=2013,profiles!E322,IF($C$10=2014,profiles!G322,IF($C$10=2015,profiles!I322,IF($C$10=2016,profiles!K322)))))","v":55.898000000000003},{"$f":"IF($C$10=2012,profiles!D322,IF($C$10=2013,profiles!F322,IF($C$10=2014,profiles!H322,IF($C$10=2015,profiles!J322,IF($C$10=2016,profiles!L322)))))","v":2.6328584267676397E-2},5.2657168535352792,0,5.2657168535352792,50.632283146464722,0,0,0,0,50.632283146464722,50.632283146464722]
["h319",{"$f":"IF($C$10=2012,profiles!C323,IF($C$10=2013,profiles!E323,IF($C$10=2014,profiles!G323,IF($C$10=2015,profiles!I323,IF($C$10=2016,profiles!K323)))))","v":64.504000000000005},{"$f":"IF($C$10=2012,profiles!D323,IF($C$10=2013,profiles!F323,IF($C$10=2014,profiles!H323,IF($C$10=2015,profiles!J323,IF($C$10=2016,profiles!L323)))))","v":2.5326713125985296E-2},5.0653426251970588,0,5.0653426251970588,59.438657374802943,0,0,0,0,59.438657374802943,59.438657374802943]
["h320",{"$f":"IF($C$10=2012,profiles!C324,IF($C$10=2013,profiles!E324,IF($C$10=2014,profiles!G324,IF($C$10=2015,profiles!I324,IF($C$10=2016,profiles!K324)))))","v":72.209999999999994},{"$f":"IF($C$10=2012,profiles!D324,IF($C$10=2013,profiles!F324,IF($C$10=2014,profiles!H324,IF($C$10=2015,profiles!J324,IF($C$10=2016,profiles!L324)))))","v":2.2217965906914383E-2},4.4435931813828766,0,4.4435931813828766,67.766406818617114,0,0,0,0,67.766406818617114,67.766406818617114]
["h321",{"$f":"IF($C$10=2012,profiles!C325,IF($C$10=2013,profiles!E325,IF($C$10=2014,profiles!G325,IF($C$10=2015,profiles!I325,IF($C$10=2016,profiles!K325)))))","v":74.468000000000004},{"$f":"IF($C$10=2012,profiles!D325,IF($C$10=2013,profiles!F325,IF($C$10=2014,profiles!H325,IF($C$10=2015,profiles!J325,IF($C$10=2016,profiles!L325)))))","v":2.2173765709486835E-2},4.4347531418973674,{"$f":"D338-F338","v":0},{"$f":"MIN(D338,B338)","v":4.4347531418973674},{"$f":"B338-F338","v":70.033246858102643},{"$f":"-MIN(-E338+$C$3,0)","v":0},{"$f":"E338-H338","v":0},0,0,70.033246858102643,70.033246858102643]
["h322",{"$f":"IF($C$10=2012,profiles!C326,IF($C$10=2013,profiles!E326,IF($C$10=2014,profiles!G326,IF($C$10=2015,profiles!I326,IF($C$10=2016,profiles!K326)))))","v":73.92},{"$f":"IF($C$10=2012,profiles!D326,IF($C$10=2013,profiles!F326,IF($C$10=2014,profiles!H326,IF($C$10=2015,profiles!J326,IF($C$10=2016,profiles!L326)))))","v":3.2207210525540347E-2},{"$f":"C339*$C$2","v":6.4414421051080692},0,6.4414421051080692,67.478557894891935,0,0,0,0,{"$f":"MAX(G339-J339,0)","v":67.478557894891935},{"$f":"B339-D339","v":67.478557894891935}]
["h323",{"$f":"IF($C$10=2012,profiles!C327,IF($C$10=2013,profiles!E327,IF($C$10=2014,profiles!G327,IF($C$10=2015,profiles!I327,IF($C$10=2016,profiles!K327)))))","v":74.513999999999996},{"$f":"IF($C$10=2012,profiles!D327,IF($C$10=2013,profiles!F327,IF($C$10=2014,profiles!H327,IF($C$10=2015,profiles!J327,IF($C$10=2016,profiles!L327)))))","v":4.9754688904277103E-2},9.9509377808554209,0,9.9509377808554209,64.56306221914457,0,0,0,{"$f":"K339+I340*$F$2-J340/$F$3","v":0},64.56306221914457,64.56306221914457]
["h324",{"$f":"IF($C$10=2012,profiles!C328,IF($C$10=2013,profiles!E328,IF($C$10=2014,profiles!G328,IF($C$10=2015,profiles!I328,IF($C$10=2016,profiles!K328)))))","v":75.135999999999996},{"$f":"IF($C$10=2012,profiles!D328,IF($C$10=2013,profiles!F328,IF($C$10=2014,profiles!H328,IF($C$10=2015,profiles!J328,IF($C$10=2016,profiles!L328)))))","v":5.8462127797504163E-2},11.692425559500833,0,11.692425559500833,63.443574440499162,0,0,0,0,63.443574440499162,63.443574440499162]
["h325",{"$f":"IF($C$10=2012,profiles!C329,IF($C$10=2013,profiles!E329,IF($C$10=2014,profiles!G329,IF($C$10=2015,profiles!I329,IF($C$10=2016,profiles!K329)))))","v":74.528999999999996},{"$f":"IF($C$10=2012,profiles!D329,IF($C$10=2013,profiles!F329,IF($C$10=2014,profiles!H329,IF($C$10=2015,profiles!J329,IF($C$10=2016,profiles!L329)))))","v":5.8182193213796356E-2},11.636438642759272,0,11.636438642759272,62.892561357240723,0,0,0,0,62.892561357240723,62.892561357240723]
["h326",{"$f":"IF($C$10=2012,profiles!C330,IF($C$10=2013,profiles!E330,IF($C$10=2014,profiles!G330,IF($C$10=2015,profiles!I330,IF($C$10=2016,profiles!K330)))))","v":73.924999999999997},{"$f":"IF($C$10=2012,profiles!D330,IF($C$10=2013,profiles!F330,IF($C$10=2014,profiles!H330,IF($C$10=2015,profiles!J330,IF($C$10=2016,profiles!L330)))))","v":5.1080694827103562E-2},10.216138965420713,0,10.216138965420713,63.708861034579286,0,0,0,0,63.708861034579286,63.708861034579286]
["h327",{"$f":"IF($C$10=2012,profiles!C331,IF($C$10=2013,profiles!E331,IF($C$10=2014,profiles!G331,IF($C$10=2015,profiles!I331,IF($C$10=2016,profiles!K331)))))","v":72.974000000000004},{"$f":"IF($C$10=2012,profiles!D331,IF($C$10=2013,profiles!F331,IF($C$10=2014,profiles!H331,IF($C$10=2015,profiles!J331,IF($C$10=2016,profiles!L331)))))","v":3.8851973538815143E-2},7.7703947077630282,0,7.7703947077630282,65.203605292236972,0,0,0,0,65.203605292236972,65.203605292236972]
["h328",{"$f":"IF($C$10=2012,profiles!C332,IF($C$10=2013,profiles!E332,IF($C$10=2014,profiles!G332,IF($C$10=2015,profiles!I332,IF($C$10=2016,profiles!K332)))))","v":72.638000000000005},{"$f":"IF($C$10=2012,profiles!D332,IF($C$10=2013,profiles!F332,IF($C$10=2014,profiles!H332,IF($C$10=2015,profiles!J332,IF($C$10=2016,profiles!L332)))))","v":2.4280641786866647E-2},4.8561283573733292,0,4.8561283573733292,67.781871642626669,0,0,{"$f":"MIN(MAX(0,G345),K344*$F$3)","v":0},0,67.781871642626669,67.781871642626669]
["h329",{"$f":"IF($C$10=2012,profiles!C333,IF($C$10=2013,profiles!E333,IF($C$10=2014,profiles!G333,IF($C$10=2015,profiles!I333,IF($C$10=2016,profiles!K333)))))","v":73.057000000000002},{"$f":"IF($C$10=2012,profiles!D333,IF($C$10=2013,profiles!F333,IF($C$10=2014,profiles!H333,IF($C$10=2015,profiles!J333,IF($C$10=2016,profiles!L333)))))","v":1.6972875812178628E-2},3.3945751624357259,0,3.3945751624357259,69.662424837564274,0,0,0,0,69.662424837564274,69.662424837564274]
["h330",{"$f":"IF($C$10=2012,profiles!C334,IF($C$10=2013,profiles!E334,IF($C$10=2014,profiles!G334,IF($C$10=2015,profiles!I334,IF($C$10=2016,profiles!K334)))))","v":76.269000000000005},{"$f":"IF($C$10=2012,profiles!D334,IF($C$10=2013,profiles!F334,IF($C$10=2014,profiles!H334,IF($C$10=2015,profiles!J334,IF($C$10=2016,profiles!L334)))))","v":2.0891959984087927E-2},4.1783919968175853,0,4.1783919968175853,72.090608003182425,0,0,0,0,72.090608003182425,72.090608003182425]
["h331",{"$f":"IF($C$10=2012,profiles!C335,IF($C$10=2013,profiles!E335,IF($C$10=2014,profiles!G335,IF($C$10=2015,profiles!I335,IF($C$10=2016,profiles!K335)))))","v":75.786000000000001},{"$f":"IF($C$10=2012,profiles!D335,IF($C$10=2013,profiles!F335,IF($C$10=2014,profiles!H335,IF($C$10=2015,profiles!J335,IF($C$10=2016,profiles!L335)))))","v":2.4295375186009164E-2},4.8590750372018325,0,4.8590750372018325,70.926924962798168,0,0,0,0,70.926924962798168,70.926924962798168]
["h332",{"$f":"IF($C$10=2012,profiles!C336,IF($C$10=2013,profiles!E336,IF($C$10=2014,profiles!G336,IF($C$10=2015,profiles!I336,IF($C$10=2016,profiles!K336)))))","v":73.817999999999998},{"$f":"IF($C$10=2012,profiles!D336,IF($C$10=2013,profiles!F336,IF($C$10=2014,profiles!H336,IF($C$10=2015,profiles!J336,IF($C$10=2016,profiles!L336)))))","v":2.2424233494909612E-2},4.4848466989819222,0,4.4848466989819222,69.333153301018072,0,0,0,0,69.333153301018072,69.333153301018072]
["h333",{"$f":"IF($C$10=2012,profiles!C337,IF($C$10=2013,profiles!E337,IF($C$10=2014,profiles!G337,IF($C$10=2015,profiles!I337,IF($C$10=2016,profiles!K337)))))","v":69.462999999999994},{"$f":"IF($C$10=2012,profiles!D337,IF($C$10=2013,profiles!F337,IF($C$10=2014,profiles!H337,IF($C$10=2015,profiles!J337,IF($C$10=2016,profiles!L337)))))","v":2.1481295949788575E-2},4.2962591899577154,0,4.2962591899577154,65.166740810042285,0,0,0,0,65.166740810042285,65.166740810042285]
["h334",{"$f":"IF($C$10=2012,profiles!C338,IF($C$10=2013,profiles!E338,IF($C$10=2014,profiles!G338,IF($C$10=2015,profiles!I338,IF($C$10=2016,profiles!K338)))))","v":65.78},{"$f":"IF($C$10=2012,profiles!D338,IF($C$10=2013,profiles!F338,IF($C$10=2014,profiles!H338,IF($C$10=2015,profiles!J338,IF($C$10=2016,profiles!L338)))))","v":2.1009827177228057E-2},4.2019654354456115,0,4.2019654354456115,61.578034564554386,0,0,0,0,61.578034564554386,61.578034564554386]
["h335",{"$f":"IF($C$10=2012,profiles!C339,IF($C$10=2013,profiles!E339,IF($C$10=2014,profiles!G339,IF($C$10=2015,profiles!I339,IF($C$10=2016,profiles!K339)))))","v":62.542000000000002},{"$f":"IF($C$10=2012,profiles!D339,IF($C$10=2013,profiles!F339,IF($C$10=2014,profiles!H339,IF($C$10=2015,profiles!J339,IF($C$10=2016,profiles!L339)))))","v":2.084775978666038E-2},4.1695519573320761,0,4.1695519573320761,58.372448042667926,0,0,0,0,58.372448042667926,58.372448042667926]
["h336",{"$f":"IF($C$10=2012,profiles!C340,IF($C$10=2013,profiles!E340,IF($C$10=2014,profiles!G340,IF($C$10=2015,profiles!I340,IF($C$10=2016,profiles!K340)))))","v":57.374000000000002},{"$f":"IF($C$10=2012,profiles!D340,IF($C$10=2013,profiles!F340,IF($C$10=2014,profiles!H340,IF($C$10=2015,profiles!J340,IF($C$10=2016,profiles!L340)))))","v":2.2129565512059288E-2},4.4259131024118572,0,4.4259131024118572,52.948086897588148,0,0,0,0,52.948086897588148,52.948086897588148]
["h337",{"$f":"IF($C$10=2012,profiles!C341,IF($C$10=2013,profiles!E341,IF($C$10=2014,profiles!G341,IF($C$10=2015,profiles!I341,IF($C$10=2016,profiles!K341)))))","v":53.62},{"$f":"IF($C$10=2012,profiles!D341,IF($C$10=2013,profiles!F341,IF($C$10=2014,profiles!H341,IF($C$10=2015,profiles!J341,IF($C$10=2016,profiles!L341)))))","v":2.2629167464678756E-2},4.5258334929357513,0,4.5258334929357513,49.094166507064244,0,0,0,0,49.094166507064244,49.094166507064244]
["h338",{"$f":"IF($C$10=2012,profiles!C342,IF($C$10=2013,profiles!E342,IF($C$10=2014,profiles!G342,IF($C$10=2015,profiles!I342,IF($C$10=2016,profiles!K342)))))","v":51.460999999999999},{"$f":"IF($C$10=2012,profiles!D342,IF($C$10=2013,profiles!F342,IF($C$10=2014,profiles!H342,IF($C$10=2015,profiles!J342,IF($C$10=2016,profiles!L342)))))","v":2.2334516846649086E-2},4.4669033693298177,0,4.4669033693298177,46.994096630670178,0,0,0,0,46.994096630670178,46.994096630670178]
["h339",{"$f":"IF($C$10=2012,profiles!C343,IF($C$10=2013,profiles!E343,IF($C$10=2014,profiles!G343,IF($C$10=2015,profiles!I343,IF($C$10=2016,profiles!K343)))))","v":50.470999999999997},{"$f":"IF($C$10=2012,profiles!D343,IF($C$10=2013,profiles!F343,IF($C$10=2014,profiles!H343,IF($C$10=2015,profiles!J343,IF($C$10=2016,profiles!L343)))))","v":2.10675191891215E-2},4.2135038378242999,0,4.2135038378242999,46.257496162175698,0,0,0,0,46.257496162175698,46.257496162175698]
["h340",{"$f":"IF($C$10=2012,profiles!C344,IF($C$10=2013,profiles!E344,IF($C$10=2014,profiles!G344,IF($C$10=2015,profiles!I344,IF($C$10=2016,profiles!K344)))))","v":51.005000000000003},{"$f":"IF($C$10=2012,profiles!D344,IF($C$10=2013,profiles!F344,IF($C$10=2014,profiles!H344,IF($C$10=2015,profiles!J344,IF($C$10=2016,profiles!L344)))))","v":2.2187191537634252E-2},4.4374383075268504,0,4.4374383075268504,46.567561692473149,0,0,0,0,46.567561692473149,46.567561692473149]
["h341",{"$f":"IF($C$10=2012,profiles!C345,IF($C$10=2013,profiles!E345,IF($C$10=2014,profiles!G345,IF($C$10=2015,profiles!I345,IF($C$10=2016,profiles!K345)))))","v":52.548000000000002},{"$f":"IF($C$10=2012,profiles!D345,IF($C$10=2013,profiles!F345,IF($C$10=2014,profiles!H345,IF($C$10=2015,profiles!J345,IF($C$10=2016,profiles!L345)))))","v":2.2540772279269854E-2},4.5081544558539708,0,4.5081544558539708,48.039845544146033,0,0,0,0,48.039845544146033,48.039845544146033]
["h342",{"$f":"IF($C$10=2012,profiles!C346,IF($C$10=2013,profiles!E346,IF($C$10=2014,profiles!G346,IF($C$10=2015,profiles!I346,IF($C$10=2016,profiles!K346)))))","v":55.78},{"$f":"IF($C$10=2012,profiles!D346,IF($C$10=2013,profiles!F346,IF($C$10=2014,profiles!H346,IF($C$10=2015,profiles!J346,IF($C$10=2016,profiles!L346)))))","v":2.2467109624762439E-2},4.4934219249524876,0,4.4934219249524876,51.286578075047515,0,0,0,0,51.286578075047515,51.286578075047515]
["h343",{"$f":"IF($C$10=2012,profiles!C347,IF($C$10=2013,profiles!E347,IF($C$10=2014,profiles!G347,IF($C$10=2015,profiles!I347,IF($C$10=2016,profiles!K347)))))","v":64.174999999999997},{"$f":"IF($C$10=2012,profiles!D347,IF($C$10=2013,profiles!F347,IF($C$10=2014,profiles!H347,IF($C$10=2015,profiles!J347,IF($C$10=2016,profiles!L347)))))","v":2.3704642220487057E-2},4.7409284440974115,0,4.7409284440974115,59.434071555902584,0,0,0,0,59.434071555902584,59.434071555902584]
["h344",{"$f":"IF($C$10=2012,profiles!C348,IF($C$10=2013,profiles!E348,IF($C$10=2014,profiles!G348,IF($C$10=2015,profiles!I348,IF($C$10=2016,profiles!K348)))))","v":71.52},{"$f":"IF($C$10=2012,profiles!D348,IF($C$10=2013,profiles!F348,IF($C$10=2014,profiles!H348,IF($C$10=2015,profiles!J348,IF($C$10=2016,profiles!L348)))))","v":2.5575673644975469E-2},5.1151347289950939,0,5.1151347289950939,66.404865271004908,0,0,0,0,66.404865271004908,66.404865271004908]
["h345",{"$f":"IF($C$10=2012,profiles!C349,IF($C$10=2013,profiles!E349,IF($C$10=2014,profiles!G349,IF($C$10=2015,profiles!I349,IF($C$10=2016,profiles!K349)))))","v":73.453000000000003},{"$f":"IF($C$10=2012,profiles!D349,IF($C$10=2013,profiles!F349,IF($C$10=2014,profiles!H349,IF($C$10=2015,profiles!J349,IF($C$10=2016,profiles!L349)))))","v":3.4871900643811599E-2},6.9743801287623199,0,6.9743801287623199,66.478619871237683,0,0,0,0,66.478619871237683,66.478619871237683]
["h346",{"$f":"IF($C$10=2012,profiles!C350,IF($C$10=2013,profiles!E350,IF($C$10=2014,profiles!G350,IF($C$10=2015,profiles!I350,IF($C$10=2016,profiles!K350)))))","v":72.891000000000005},{"$f":"IF($C$10=2012,profiles!D350,IF($C$10=2013,profiles!F350,IF($C$10=2014,profiles!H350,IF($C$10=2015,profiles!J350,IF($C$10=2016,profiles!L350)))))","v":5.7559998232096295E-2},11.511999646419259,0,11.511999646419259,61.37900035358075,0,0,0,0,61.37900035358075,61.37900035358075]
["h347",{"$f":"IF($C$10=2012,profiles!C351,IF($C$10=2013,profiles!E351,IF($C$10=2014,profiles!G351,IF($C$10=2015,profiles!I351,IF($C$10=2016,profiles!K351)))))","v":73.259},{"$f":"IF($C$10=2012,profiles!D351,IF($C$10=2013,profiles!F351,IF($C$10=2014,profiles!H351,IF($C$10=2015,profiles!J351,IF($C$10=2016,profiles!L351)))))","v":9.3905151966056255E-2},18.78103039321125,0,18.78103039321125,54.477969606788747,0,0,0,0,54.477969606788747,54.477969606788747]
["h348",{"$f":"IF($C$10=2012,profiles!C352,IF($C$10=2013,profiles!E352,IF($C$10=2014,profiles!G352,IF($C$10=2015,profiles!I352,IF($C$10=2016,profiles!K352)))))","v":74.209000000000003},{"$f":"IF($C$10=2012,profiles!D352,IF($C$10=2013,profiles!F352,IF($C$10=2014,profiles!H352,IF($C$10=2015,profiles!J352,IF($C$10=2016,profiles!L352)))))","v":0.13400710107989453},26.801420215978904,0,26.801420215978904,47.407579784021095,0,0,0,0,47.407579784021095,47.407579784021095]
["h349",{"$f":"IF($C$10=2012,profiles!C353,IF($C$10=2013,profiles!E353,IF($C$10=2014,profiles!G353,IF($C$10=2015,profiles!I353,IF($C$10=2016,profiles!K353)))))","v":73.777000000000001},{"$f":"IF($C$10=2012,profiles!D353,IF($C$10=2013,profiles!F353,IF($C$10=2014,profiles!H353,IF($C$10=2015,profiles!J353,IF($C$10=2016,profiles!L353)))))","v":0.13981171825507904},27.962343651015807,0,27.962343651015807,45.814656348984194,0,0,0,0,45.814656348984194,45.814656348984194]
["h350",{"$f":"IF($C$10=2012,profiles!C354,IF($C$10=2013,profiles!E354,IF($C$10=2014,profiles!G354,IF($C$10=2015,profiles!I354,IF($C$10=2016,profiles!K354)))))","v":73.406000000000006},{"$f":"IF($C$10=2012,profiles!D354,IF($C$10=2013,profiles!F354,IF($C$10=2014,profiles!H354,IF($C$10=2015,profiles!J354,IF($C$10=2016,profiles!L354)))))","v":0.12602206933129043},25.204413866258086,0,25.204413866258086,48.20158613374192,0,0,0,0,48.20158613374192,48.20158613374192]
["h351",{"$f":"IF($C$10=2012,profiles!C355,IF($C$10=2013,profiles!E355,IF($C$10=2014,profiles!G355,IF($C$10=2015,profiles!I355,IF($C$10=2016,profiles!K355)))))","v":72.616},{"$f":"IF($C$10=2012,profiles!D355,IF($C$10=2013,profiles!F355,IF($C$10=2014,profiles!H355,IF($C$10=2015,profiles!J355,IF($C$10=2016,profiles!L355)))))","v":0.1102729937976045},22.0545987595209,0,22.0545987595209,50.5614012404791,0,0,0,0,50.5614012404791,50.5614012404791]
["h352",{"$f":"IF($C$10=2012,profiles!C356,IF($C$10=2013,profiles!E356,IF($C$10=2014,profiles!G356,IF($C$10=2015,profiles!I356,IF($C$10=2016,profiles!K356)))))","v":72.212000000000003},{"$f":"IF($C$10=2012,profiles!D356,IF($C$10=2013,profiles!F356,IF($C$10=2014,profiles!H356,IF($C$10=2015,profiles!J356,IF($C$10=2016,profiles!L356)))))","v":8.3651310458623687E-2},16.730262091724736,0,16.730262091724736,55.481737908275264,0,0,0,0,55.481737908275264,55.481737908275264]
["h353",{"$f":"IF($C$10=2012,profiles!C357,IF($C$10=2013,profiles!E357,IF($C$10=2014,profiles!G357,IF($C$10=2015,profiles!I357,IF($C$10=2016,profiles!K357)))))","v":72.789000000000001},{"$f":"IF($C$10=2012,profiles!D357,IF($C$10=2013,profiles!F357,IF($C$10=2014,profiles!H357,IF($C$10=2015,profiles!J357,IF($C$10=2016,profiles!L357)))))","v":6.7858037332233306E-2},13.571607466446661,0,13.571607466446661,59.217392533553337,0,0,0,0,59.217392533553337,59.217392533553337]
["h354",{"$f":"IF($C$10=2012,profiles!C358,IF($C$10=2013,profiles!E358,IF($C$10=2014,profiles!G358,IF($C$10=2015,profiles!I358,IF($C$10=2016,profiles!K358)))))","v":76.248000000000005},{"$f":"IF($C$10=2012,profiles!D358,IF($C$10=2013,profiles!F358,IF($C$10=2014,profiles!H358,IF($C$10=2015,profiles!J358,IF($C$10=2016,profiles!L358)))))","v":7.2189401417269469E-2},14.437880283453893,0,14.437880283453893,61.810119716546112,0,0,0,0,61.810119716546112,61.810119716546112]
["h355",{"$f":"IF($C$10=2012,profiles!C359,IF($C$10=2013,profiles!E359,IF($C$10=2014,profiles!G359,IF($C$10=2015,profiles!I359,IF($C$10=2016,profiles!K359)))))","v":75.873000000000005},{"$f":"IF($C$10=2012,profiles!D359,IF($C$10=2013,profiles!F359,IF($C$10=2014,profiles!H359,IF($C$10=2015,profiles!J359,IF($C$10=2016,profiles!L359)))))","v":7.8377064395892565E-2},15.675412879178513,0,15.675412879178513,60.197587120821495,0,0,0,0,60.197587120821495,60.197587120821495]
["h356",{"$f":"IF($C$10=2012,profiles!C360,IF($C$10=2013,profiles!E360,IF($C$10=2014,profiles!G360,IF($C$10=2015,profiles!I360,IF($C$10=2016,profiles!K360)))))","v":73.765000000000001},{"$f":"IF($C$10=2012,profiles!D360,IF($C$10=2013,profiles!F360,IF($C$10=2014,profiles!H360,IF($C$10=2015,profiles!J360,IF($C$10=2016,profiles!L360)))))","v":8.8513045656113259E-2},17.702609131222651,0,17.702609131222651,56.062390868777349,0,0,0,0,56.062390868777349,56.062390868777349]
["h357",{"$f":"IF($C$10=2012,profiles!C361,IF($C$10=2013,profiles!E361,IF($C$10=2014,profiles!G361,IF($C$10=2015,profiles!I361,IF($C$10=2016,profiles!K361)))))","v":69.375},{"$f":"IF($C$10=2012,profiles!D361,IF($C$10=2013,profiles!F361,IF($C$10=2014,profiles!H361,IF($C$10=2015,profiles!J361,IF($C$10=2016,profiles!L361)))))","v":9.185733017075004E-2},18.371466034150007,0,18.371466034150007,51.003533965849996,0,0,0,0,51.003533965849996,51.003533965849996]
["h358",{"$f":"IF($C$10=2012,profiles!C362,IF($C$10=2013,profiles!E362,IF($C$10=2014,profiles!G362,IF($C$10=2015,profiles!I362,IF($C$10=2016,profiles!K362)))))","v":65.900000000000006},{"$f":"IF($C$10=2012,profiles!D362,IF($C$10=2013,profiles!F362,IF($C$10=2014,profiles!H362,IF($C$10=2015,profiles!J362,IF($C$10=2016,profiles!L362)))))","v":9.5894043637756526E-2},19.178808727551306,0,19.178808727551306,46.721191272448699,0,0,0,0,46.721191272448699,46.721191272448699]
["h359",{"$f":"IF($C$10=2012,profiles!C363,IF($C$10=2013,profiles!E363,IF($C$10=2014,profiles!G363,IF($C$10=2015,profiles!I363,IF($C$10=2016,profiles!K363)))))","v":63.100999999999999},{"$f":"IF($C$10=2012,profiles!D363,IF($C$10=2013,profiles!F363,IF($C$10=2014,profiles!H363,IF($C$10=2015,profiles!J363,IF($C$10=2016,profiles!L363)))))","v":9.3787291718844382E-2},18.757458343768878,0,18.757458343768878,44.343541656231125,0,0,0,0,44.343541656231125,44.343541656231125]
["h360",{"$f":"IF($C$10=2012,profiles!C364,IF($C$10=2013,profiles!E364,IF($C$10=2014,profiles!G364,IF($C$10=2015,profiles!I364,IF($C$10=2016,profiles!K364)))))","v":58.148000000000003},{"$f":"IF($C$10=2012,profiles!D364,IF($C$10=2013,profiles!F364,IF($C$10=2014,profiles!H364,IF($C$10=2015,profiles!J364,IF($C$10=2016,profiles!L364)))))","v":9.5348939994401638E-2},19.069787998880329,0,19.069787998880329,39.078212001119674,0,0,0,0,39.078212001119674,39.078212001119674]
["h361",{"$f":"IF($C$10=2012,profiles!C365,IF($C$10=2013,profiles!E365,IF($C$10=2014,profiles!G365,IF($C$10=2015,profiles!I365,IF($C$10=2016,profiles!K365)))))","v":54.402000000000001},{"$f":"IF($C$10=2012,profiles!D365,IF($C$10=2013,profiles!F365,IF($C$10=2014,profiles!H365,IF($C$10=2015,profiles!J365,IF($C$10=2016,profiles!L365)))))","v":9.6162627973779183E-2},19.232525594755838,0,19.232525594755838,35.169474405244159,0,0,0,0,35.169474405244159,35.169474405244159]
["h362",{"$f":"IF($C$10=2012,profiles!C366,IF($C$10=2013,profiles!E366,IF($C$10=2014,profiles!G366,IF($C$10=2015,profiles!I366,IF($C$10=2016,profiles!K366)))))","v":52.011000000000003},{"$f":"IF($C$10=2012,profiles!D366,IF($C$10=2013,profiles!F366,IF($C$10=2014,profiles!H366,IF($C$10=2015,profiles!J366,IF($C$10=2016,profiles!L366)))))","v":9.6383589894674812E-2},19.276717978934961,0,19.276717978934961,32.734282021065042,0,0,0,0,32.734282021065042,32.734282021065042]
["h363",{"$f":"IF($C$10=2012,profiles!C367,IF($C$10=2013,profiles!E367,IF($C$10=2014,profiles!G367,IF($C$10=2015,profiles!I367,IF($C$10=2016,profiles!K367)))))","v":50.948},{"$f":"IF($C$10=2012,profiles!D367,IF($C$10=2013,profiles!F367,IF($C$10=2014,profiles!H367,IF($C$10=2015,profiles!J367,IF($C$10=2016,profiles!L367)))))","v":0.10290933195845915},20.581866391691829,0,20.581866391691829,30.366133608308171,0,0,0,0,30.366133608308171,30.366133608308171]
["h364",{"$f":"IF($C$10=2012,profiles!C368,IF($C$10=2013,profiles!E368,IF($C$10=2014,profiles!G368,IF($C$10=2015,profiles!I368,IF($C$10=2016,profiles!K368)))))","v":51.57},{"$f":"IF($C$10=2012,profiles!D368,IF($C$10=2013,profiles!F368,IF($C$10=2014,profiles!H368,IF($C$10=2015,profiles!J368,IF($C$10=2016,profiles!L368)))))","v":0.10762318627089931},21.524637254179861,0,21.524637254179861,30.045362745820139,0,0,0,0,30.045362745820139,30.045362745820139]
["h365",{"$f":"IF($C$10=2012,profiles!C369,IF($C$10=2013,profiles!E369,IF($C$10=2014,profiles!G369,IF($C$10=2015,profiles!I369,IF($C$10=2016,profiles!K369)))))","v":52.996000000000002},{"$f":"IF($C$10=2012,profiles!D369,IF($C$10=2013,profiles!F369,IF($C$10=2014,profiles!H369,IF($C$10=2015,profiles!J369,IF($C$10=2016,profiles!L369)))))","v":0.10311556308462841},20.623112616925681,0,20.623112616925681,32.372887383074321,0,0,0,0,32.372887383074321,32.372887383074321]
["h366",{"$f":"IF($C$10=2012,profiles!C370,IF($C$10=2013,profiles!E370,IF($C$10=2014,profiles!G370,IF($C$10=2015,profiles!I370,IF($C$10=2016,profiles!K370)))))","v":56.609000000000002},{"$f":"IF($C$10=2012,profiles!D370,IF($C$10=2013,profiles!F370,IF($C$10=2014,profiles!H370,IF($C$10=2015,profiles!J370,IF($C$10=2016,profiles!L370)))))","v":9.8298593209103627E-2},19.659718641820724,0,19.659718641820724,36.949281358179277,0,0,0,0,36.949281358179277,36.949281358179277]
["h367",{"$f":"IF($C$10=2012,profiles!C371,IF($C$10=2013,profiles!E371,IF($C$10=2014,profiles!G371,IF($C$10=2015,profiles!I371,IF($C$10=2016,profiles!K371)))))","v":64.870999999999995},{"$f":"IF($C$10=2012,profiles!D371,IF($C$10=2013,profiles!F371,IF($C$10=2014,profiles!H371,IF($C$10=2015,profiles!J371,IF($C$10=2016,profiles!L371)))))","v":0.10055240480223908},20.110480960447816,0,20.110480960447816,44.760519039552179,0,0,0,0,44.760519039552179,44.760519039552179]
["h368",{"$f":"IF($C$10=2012,profiles!C372,IF($C$10=2013,profiles!E372,IF($C$10=2014,profiles!G372,IF($C$10=2015,profiles!I372,IF($C$10=2016,profiles!K372)))))","v":72.272000000000006},{"$f":"IF($C$10=2012,profiles!D372,IF($C$10=2013,profiles!F372,IF($C$10=2014,profiles!H372,IF($C$10=2015,profiles!J372,IF($C$10=2016,profiles!L372)))))","v":9.6913898504824333E-2},19.382779700964868,0,19.382779700964868,52.889220299035138,0,0,0,0,52.889220299035138,52.889220299035138]
["h369",{"$f":"IF($C$10=2012,profiles!C373,IF($C$10=2013,profiles!E373,IF($C$10=2014,profiles!G373,IF($C$10=2015,profiles!I373,IF($C$10=2016,profiles!K373)))))","v":74.483999999999995},{"$f":"IF($C$10=2012,profiles!D373,IF($C$10=2013,profiles!F373,IF($C$10=2014,profiles!H373,IF($C$10=2015,profiles!J373,IF($C$10=2016,profiles!L373)))))","v":9.66340134050232E-2},19.32680268100464,0,19.32680268100464,55.157197318995358,0,0,0,0,55.157197318995358,55.157197318995358]
["h370",{"$f":"IF($C$10=2012,profiles!C374,IF($C$10=2013,profiles!E374,IF($C$10=2014,profiles!G374,IF($C$10=2015,profiles!I374,IF($C$10=2016,profiles!K374)))))","v":74.033000000000001},{"$f":"IF($C$10=2012,profiles!D374,IF($C$10=2013,profiles!F374,IF($C$10=2014,profiles!H374,IF($C$10=2015,profiles!J374,IF($C$10=2016,profiles!L374)))))","v":0.10921411210134786},21.842822420269574,0,21.842822420269574,52.190177579730431,0,0,0,0,52.190177579730431,52.190177579730431]
["h371",{"$f":"IF($C$10=2012,profiles!C375,IF($C$10=2013,profiles!E375,IF($C$10=2014,profiles!G375,IF($C$10=2015,profiles!I375,IF($C$10=2016,profiles!K375)))))","v":74.808000000000007},{"$f":"IF($C$10=2012,profiles!D375,IF($C$10=2013,profiles!F375,IF($C$10=2014,profiles!H375,IF($C$10=2015,profiles!J375,IF($C$10=2016,profiles!L375)))))","v":0.12444575384842012},24.889150769684022,0,24.889150769684022,49.918849230315985,0,0,0,0,49.918849230315985,49.918849230315985]
["h372",{"$f":"IF($C$10=2012,profiles!C376,IF($C$10=2013,profiles!E376,IF($C$10=2014,profiles!G376,IF($C$10=2015,profiles!I376,IF($C$10=2016,profiles!K376)))))","v":75.575000000000003},{"$f":"IF($C$10=2012,profiles!D376,IF($C$10=2013,profiles!F376,IF($C$10=2014,profiles!H376,IF($C$10=2015,profiles!J376,IF($C$10=2016,profiles!L376)))))","v":0.131973189953598},26.394637990719598,0,26.394637990719598,49.180362009280401,0,0,0,0,49.180362009280401,49.180362009280401]
["h373",{"$f":"IF($C$10=2012,profiles!C377,IF($C$10=2013,profiles!E377,IF($C$10=2014,profiles!G377,IF($C$10=2015,profiles!I377,IF($C$10=2016,profiles!K377)))))","v":75.128},{"$f":"IF($C$10=2012,profiles!D377,IF($C$10=2013,profiles!F377,IF($C$10=2014,profiles!H377,IF($C$10=2015,profiles!J377,IF($C$10=2016,profiles!L377)))))","v":0.12918906975031302},25.837813950062603,0,25.837813950062603,49.290186049937397,0,0,0,0,49.290186049937397,49.290186049937397]
["h374",{"$f":"IF($C$10=2012,profiles!C378,IF($C$10=2013,profiles!E378,IF($C$10=2014,profiles!G378,IF($C$10=2015,profiles!I378,IF($C$10=2016,profiles!K378)))))","v":74.650000000000006},{"$f":"IF($C$10=2012,profiles!D378,IF($C$10=2013,profiles!F378,IF($C$10=2014,profiles!H378,IF($C$10=2015,profiles!J378,IF($C$10=2016,profiles!L378)))))","v":0.12300213596523532},24.600427193047064,0,24.600427193047064,50.049572806952938,0,0,0,0,50.049572806952938,50.049572806952938]
["h375",{"$f":"IF($C$10=2012,profiles!C379,IF($C$10=2013,profiles!E379,IF($C$10=2014,profiles!G379,IF($C$10=2015,profiles!I379,IF($C$10=2016,profiles!K379)))))","v":73.835999999999999},{"$f":"IF($C$10=2012,profiles!D379,IF($C$10=2013,profiles!F379,IF($C$10=2014,profiles!H379,IF($C$10=2015,profiles!J379,IF($C$10=2016,profiles!L379)))))","v":0.11943728364145245},23.887456728290491,0,23.887456728290491,49.948543271709511,0,0,0,0,49.948543271709511,49.948543271709511]
["h376",{"$f":"IF($C$10=2012,profiles!C380,IF($C$10=2013,profiles!E380,IF($C$10=2014,profiles!G380,IF($C$10=2015,profiles!I380,IF($C$10=2016,profiles!K380)))))","v":73.251000000000005},{"$f":"IF($C$10=2012,profiles!D380,IF($C$10=2013,profiles!F380,IF($C$10=2014,profiles!H380,IF($C$10=2015,profiles!J380,IF($C$10=2016,profiles!L380)))))","v":0.12278117404433969},24.556234808867938,0,24.556234808867938,48.694765191132063,0,0,0,0,48.694765191132063,48.694765191132063]
["h377",{"$f":"IF($C$10=2012,profiles!C381,IF($C$10=2013,profiles!E381,IF($C$10=2014,profiles!G381,IF($C$10=2015,profiles!I381,IF($C$10=2016,profiles!K381)))))","v":73.731999999999999},{"$f":"IF($C$10=2012,profiles!D381,IF($C$10=2013,profiles!F381,IF($C$10=2014,profiles!H381,IF($C$10=2015,profiles!J381,IF($C$10=2016,profiles!L381)))))","v":0.12275171245488695},24.550342490977389,0,24.550342490977389,49.181657509022614,0,0,0,0,49.181657509022614,49.181657509022614]
["h378",{"$f":"IF($C$10=2012,profiles!C382,IF($C$10=2013,profiles!E382,IF($C$10=2014,profiles!G382,IF($C$10=2015,profiles!I382,IF($C$10=2016,profiles!K382)))))","v":76.594999999999999},{"$f":"IF($C$10=2012,profiles!D382,IF($C$10=2013,profiles!F382,IF($C$10=2014,profiles!H382,IF($C$10=2015,profiles!J382,IF($C$10=2016,profiles!L382)))))","v":0.12076305516682626},24.15261103336525,0,24.15261103336525,52.442388966634752,0,0,0,0,52.442388966634752,52.442388966634752]
["h379",{"$f":"IF($C$10=2012,profiles!C383,IF($C$10=2013,profiles!E383,IF($C$10=2014,profiles!G383,IF($C$10=2015,profiles!I383,IF($C$10=2016,profiles!K383)))))","v":76},{"$f":"IF($C$10=2012,profiles!D383,IF($C$10=2013,profiles!F383,IF($C$10=2014,profiles!H383,IF($C$10=2015,profiles!J383,IF($C$10=2016,profiles!L383)))))","v":0.12014436178831849},24.028872357663698,0,24.028872357663698,51.971127642336299,0,0,0,0,51.971127642336299,51.971127642336299]
["h380",{"$f":"IF($C$10=2012,profiles!C384,IF($C$10=2013,profiles!E384,IF($C$10=2014,profiles!G384,IF($C$10=2015,profiles!I384,IF($C$10=2016,profiles!K384)))))","v":73.995999999999995},{"$f":"IF($C$10=2012,profiles!D384,IF($C$10=2013,profiles!F384,IF($C$10=2014,profiles!H384,IF($C$10=2015,profiles!J384,IF($C$10=2016,profiles!L384)))))","v":0.13083891875966708},26.167783751933417,0,26.167783751933417,47.828216248066582,0,0,0,0,47.828216248066582,47.828216248066582]
["h381",{"$f":"IF($C$10=2012,profiles!C385,IF($C$10=2013,profiles!E385,IF($C$10=2014,profiles!G385,IF($C$10=2015,profiles!I385,IF($C$10=2016,profiles!K385)))))","v":69.650000000000006},{"$f":"IF($C$10=2012,profiles!D385,IF($C$10=2013,profiles!F385,IF($C$10=2014,profiles!H385,IF($C$10=2015,profiles!J385,IF($C$10=2016,profiles!L385)))))","v":0.13820431612285483},27.640863224570968,0,27.640863224570968,42.009136775429042,0,0,0,0,42.009136775429042,42.009136775429042]
["h382",{"$f":"IF($C$10=2012,profiles!C386,IF($C$10=2013,profiles!E386,IF($C$10=2014,profiles!G386,IF($C$10=2015,profiles!I386,IF($C$10=2016,profiles!K386)))))","v":66.054000000000002},{"$f":"IF($C$10=2012,profiles!D386,IF($C$10=2013,profiles!F386,IF($C$10=2014,profiles!H386,IF($C$10=2015,profiles!J386,IF($C$10=2016,profiles!L386)))))","v":0.13646608234514251},27.293216469028504,0,27.293216469028504,38.760783530971494,0,0,0,0,38.760783530971494,38.760783530971494]
["h383",{"$f":"IF($C$10=2012,profiles!C387,IF($C$10=2013,profiles!E387,IF($C$10=2014,profiles!G387,IF($C$10=2015,profiles!I387,IF($C$10=2016,profiles!K387)))))","v":63.05},{"$f":"IF($C$10=2012,profiles!D387,IF($C$10=2013,profiles!F387,IF($C$10=2014,profiles!H387,IF($C$10=2015,profiles!J387,IF($C$10=2016,profiles!L387)))))","v":0.12258967371289681},24.51793474257936,0,24.51793474257936,38.532065257420641,0,0,0,0,38.532065257420641,38.532065257420641]
["h384",{"$f":"IF($C$10=2012,profiles!C388,IF($C$10=2013,profiles!E388,IF($C$10=2014,profiles!G388,IF($C$10=2015,profiles!I388,IF($C$10=2016,profiles!K388)))))","v":57.945},{"$f":"IF($C$10=2012,profiles!D388,IF($C$10=2013,profiles!F388,IF($C$10=2014,profiles!H388,IF($C$10=2015,profiles!J388,IF($C$10=2016,profiles!L388)))))","v":0.11033365250055241},22.066730500110481,0,22.066730500110481,35.87826949988952,0,0,0,0,35.87826949988952,35.87826949988952]
["h385",{"$f":"IF($C$10=2012,profiles!C389,IF($C$10=2013,profiles!E389,IF($C$10=2014,profiles!G389,IF($C$10=2015,profiles!I389,IF($C$10=2016,profiles!K389)))))","v":53.74},{"$f":"IF($C$10=2012,profiles!D389,IF($C$10=2013,profiles!F389,IF($C$10=2014,profiles!H389,IF($C$10=2015,profiles!J389,IF($C$10=2016,profiles!L389)))))","v":0.10080716431980204},20.161432863960407,{"$f":"D402-F402","v":0},{"$f":"MIN(D402,B402)","v":20.161432863960407},{"$f":"B402-F402","v":33.578567136039595},{"$f":"-MIN(-E402+$C$3,0)","v":0},{"$f":"E402-H402","v":0},0,0,33.578567136039595,33.578567136039595]
["h386",{"$f":"IF($C$10=2012,profiles!C390,IF($C$10=2013,profiles!E390,IF($C$10=2014,profiles!G390,IF($C$10=2015,profiles!I390,IF($C$10=2016,profiles!K390)))))","v":51.509},{"$f":"IF($C$10=2012,profiles!D390,IF($C$10=2013,profiles!F390,IF($C$10=2014,profiles!H390,IF($C$10=2015,profiles!J390,IF($C$10=2016,profiles!L390)))))","v":9.0378836976374236E-2},{"$f":"C403*$C$2","v":18.075767395274848},0,18.075767395274848,33.433232604725148,0,0,0,0,{"$f":"MAX(G403-J403,0)","v":33.433232604725148},{"$f":"B403-D403","v":33.433232604725148}]
["h387",{"$f":"IF($C$10=2012,profiles!C391,IF($C$10=2013,profiles!E391,IF($C$10=2014,profiles!G391,IF($C$10=2015,profiles!I391,IF($C$10=2016,profiles!K391)))))","v":50.567},{"$f":"IF($C$10=2012,profiles!D391,IF($C$10=2013,profiles!F391,IF($C$10=2014,profiles!H391,IF($C$10=2015,profiles!J391,IF($C$10=2016,profiles!L391)))))","v":8.5473988098745068E-2},17.094797619749013,0,17.094797619749013,33.472202380250991,0,0,0,{"$f":"K403+I404*$F$2-J404/$F$3","v":0},33.472202380250991,33.472202380250991]
["h388",{"$f":"IF($C$10=2012,profiles!C392,IF($C$10=2013,profiles!E392,IF($C$10=2014,profiles!G392,IF($C$10=2015,profiles!I392,IF($C$10=2016,profiles!K392)))))","v":50.948},{"$f":"IF($C$10=2012,profiles!D392,IF($C$10=2013,profiles!F392,IF($C$10=2014,profiles!H392,IF($C$10=2015,profiles!J392,IF($C$10=2016,profiles!L392)))))","v":8.8066340658693218E-2},17.613268131738643,0,17.613268131738643,33.334731868261358,0,0,0,0,33.334731868261358,33.334731868261358]
["h389",{"$f":"IF($C$10=2012,profiles!C393,IF($C$10=2013,profiles!E393,IF($C$10=2014,profiles!G393,IF($C$10=2015,profiles!I393,IF($C$10=2016,profiles!K393)))))","v":52.506},{"$f":"IF($C$10=2012,profiles!D393,IF($C$10=2013,profiles!F393,IF($C$10=2014,profiles!H393,IF($C$10=2015,profiles!J393,IF($C$10=2016,profiles!L393)))))","v":9.3737111883579805E-2},18.74742237671596,0,18.74742237671596,33.75857762328404,0,0,0,0,33.75857762328404,33.75857762328404]
["h390",{"$f":"IF($C$10=2012,profiles!C394,IF($C$10=2013,profiles!E394,IF($C$10=2014,profiles!G394,IF($C$10=2015,profiles!I394,IF($C$10=2016,profiles!K394)))))","v":55.817999999999998},{"$f":"IF($C$10=2012,profiles!D394,IF($C$10=2013,profiles!F394,IF($C$10=2014,profiles!H394,IF($C$10=2015,profiles!J394,IF($C$10=2016,profiles!L394)))))","v":9.939315383255759E-2},19.878630766511517,0,19.878630766511517,35.939369233488478,0,0,0,0,35.939369233488478,35.939369233488478]
["h391",{"$f":"IF($C$10=2012,profiles!C395,IF($C$10=2013,profiles!E395,IF($C$10=2014,profiles!G395,IF($C$10=2015,profiles!I395,IF($C$10=2016,profiles!K395)))))","v":63.869},{"$f":"IF($C$10=2012,profiles!D395,IF($C$10=2013,profiles!F395,IF($C$10=2014,profiles!H395,IF($C$10=2015,profiles!J395,IF($C$10=2016,profiles!L395)))))","v":9.1925410946797861E-2},18.385082189359572,0,18.385082189359572,45.483917810640428,0,0,0,0,45.483917810640428,45.483917810640428]
["h392",{"$f":"IF($C$10=2012,profiles!C396,IF($C$10=2013,profiles!E396,IF($C$10=2014,profiles!G396,IF($C$10=2015,profiles!I396,IF($C$10=2016,profiles!K396)))))","v":71.561000000000007},{"$f":"IF($C$10=2012,profiles!D396,IF($C$10=2013,profiles!F396,IF($C$10=2014,profiles!H396,IF($C$10=2015,profiles!J396,IF($C$10=2016,profiles!L396)))))","v":8.7992694279149242E-2},17.598538855829847,0,17.598538855829847,53.962461144170163,0,0,{"$f":"MIN(MAX(0,G409),K408*$F$3)","v":0},0,53.962461144170163,53.962461144170163]
["h393",{"$f":"IF($C$10=2012,profiles!C397,IF($C$10=2013,profiles!E397,IF($C$10=2014,profiles!G397,IF($C$10=2015,profiles!I397,IF($C$10=2016,profiles!K397)))))","v":74.262},{"$f":"IF($C$10=2012,profiles!D397,IF($C$10=2013,profiles!F397,IF($C$10=2014,profiles!H397,IF($C$10=2015,profiles!J397,IF($C$10=2016,profiles!L397)))))","v":8.9701290284569607E-2},17.940258056913923,0,17.940258056913923,56.321741943086082,0,0,0,0,56.321741943086082,56.321741943086082]
["h394",{"$f":"IF($C$10=2012,profiles!C398,IF($C$10=2013,profiles!E398,IF($C$10=2014,profiles!G398,IF($C$10=2015,profiles!I398,IF($C$10=2016,profiles!K398)))))","v":74.105000000000004},{"$f":"IF($C$10=2012,profiles!D398,IF($C$10=2013,profiles!F398,IF($C$10=2014,profiles!H398,IF($C$10=2015,profiles!J398,IF($C$10=2016,profiles!L398)))))","v":9.8376833794850641E-2},19.675366758970128,0,19.675366758970128,54.429633241029876,0,0,0,0,54.429633241029876,54.429633241029876]
["h395",{"$f":"IF($C$10=2012,profiles!C399,IF($C$10=2013,profiles!E399,IF($C$10=2014,profiles!G399,IF($C$10=2015,profiles!I399,IF($C$10=2016,profiles!K399)))))","v":74.59},{"$f":"IF($C$10=2012,profiles!D399,IF($C$10=2013,profiles!F399,IF($C$10=2014,profiles!H399,IF($C$10=2015,profiles!J399,IF($C$10=2016,profiles!L399)))))","v":0.11223708242502799},22.447416485005597,0,22.447416485005597,52.142583514994406,0,0,0,0,52.142583514994406,52.142583514994406]
["h396",{"$f":"IF($C$10=2012,profiles!C400,IF($C$10=2013,profiles!E400,IF($C$10=2014,profiles!G400,IF($C$10=2015,profiles!I400,IF($C$10=2016,profiles!K400)))))","v":74.891999999999996},{"$f":"IF($C$10=2012,profiles!D400,IF($C$10=2013,profiles!F400,IF($C$10=2014,profiles!H400,IF($C$10=2015,profiles!J400,IF($C$10=2016,profiles!L400)))))","v":0.12164908973074884},24.329817946149767,0,24.329817946149767,50.562182053850229,0,0,0,0,50.562182053850229,50.562182053850229]
["h397",{"$f":"IF($C$10=2012,profiles!C401,IF($C$10=2013,profiles!E401,IF($C$10=2014,profiles!G401,IF($C$10=2015,profiles!I401,IF($C$10=2016,profiles!K401)))))","v":73.546000000000006},{"$f":"IF($C$10=2012,profiles!D401,IF($C$10=2013,profiles!F401,IF($C$10=2014,profiles!H401,IF($C$10=2015,profiles!J401,IF($C$10=2016,profiles!L401)))))","v":0.12148706769575207},24.297413539150416,0,24.297413539150416,49.248586460849594,0,0,0,0,49.248586460849594,49.248586460849594]
["h398",{"$f":"IF($C$10=2012,profiles!C402,IF($C$10=2013,profiles!E402,IF($C$10=2014,profiles!G402,IF($C$10=2015,profiles!I402,IF($C$10=2016,profiles!K402)))))","v":72.02},{"$f":"IF($C$10=2012,profiles!D402,IF($C$10=2013,profiles!F402,IF($C$10=2014,profiles!H402,IF($C$10=2015,profiles!J402,IF($C$10=2016,profiles!L402)))))","v":0.1141813468449891},22.836269368997819,0,22.836269368997819,49.183730631002177,0,0,0,0,49.183730631002177,49.183730631002177]
["h399",{"$f":"IF($C$10=2012,profiles!C403,IF($C$10=2013,profiles!E403,IF($C$10=2014,profiles!G403,IF($C$10=2015,profiles!I403,IF($C$10=2016,profiles!K403)))))","v":70.613},{"$f":"IF($C$10=2012,profiles!D403,IF($C$10=2013,profiles!F403,IF($C$10=2014,profiles!H403,IF($C$10=2015,profiles!J403,IF($C$10=2016,profiles!L403)))))","v":9.5003829611736285E-2},19.000765922347256,0,19.000765922347256,51.612234077652744,0,0,0,0,51.612234077652744,51.612234077652744]
["h400",{"$f":"IF($C$10=2012,profiles!C404,IF($C$10=2013,profiles!E404,IF($C$10=2014,profiles!G404,IF($C$10=2015,profiles!I404,IF($C$10=2016,profiles!K404)))))","v":69.584000000000003},{"$f":"IF($C$10=2012,profiles!D404,IF($C$10=2013,profiles!F404,IF($C$10=2014,profiles!H404,IF($C$10=2015,profiles!J404,IF($C$10=2016,profiles!L404)))))","v":7.3661108819890408E-2},14.732221763978082,0,14.732221763978082,54.851778236021921,0,0,0,0,54.851778236021921,54.851778236021921]
["h401",{"$f":"IF($C$10=2012,profiles!C405,IF($C$10=2013,profiles!E405,IF($C$10=2014,profiles!G405,IF($C$10=2015,profiles!I405,IF($C$10=2016,profiles!K405)))))","v":69.875},{"$f":"IF($C$10=2012,profiles!D405,IF($C$10=2013,profiles!F405,IF($C$10=2014,profiles!H405,IF($C$10=2015,profiles!J405,IF($C$10=2016,profiles!L405)))))","v":5.7075944146585754E-2},11.415188829317151,0,11.415188829317151,58.459811170682848,0,0,0,0,58.459811170682848,58.459811170682848]
["h402",{"$f":"IF($C$10=2012,profiles!C406,IF($C$10=2013,profiles!E406,IF($C$10=2014,profiles!G406,IF($C$10=2015,profiles!I406,IF($C$10=2016,profiles!K406)))))","v":73.840999999999994},{"$f":"IF($C$10=2012,profiles!D406,IF($C$10=2013,profiles!F406,IF($C$10=2014,profiles!H406,IF($C$10=2015,profiles!J406,IF($C$10=2016,profiles!L406)))))","v":6.1642019678312614E-2},12.328403935662523,0,12.328403935662523,61.512596064337473,0,0,0,0,61.512596064337473,61.512596064337473]
["h403",{"$f":"IF($C$10=2012,profiles!C407,IF($C$10=2013,profiles!E407,IF($C$10=2014,profiles!G407,IF($C$10=2015,profiles!I407,IF($C$10=2016,profiles!K407)))))","v":74.03},{"$f":"IF($C$10=2012,profiles!D407,IF($C$10=2013,profiles!F407,IF($C$10=2014,profiles!H407,IF($C$10=2015,profiles!J407,IF($C$10=2016,profiles!L407)))))","v":7.432392623578625E-2},14.864785247157251,0,14.864785247157251,59.165214752842751,0,0,0,0,59.165214752842751,59.165214752842751]
["h404",{"$f":"IF($C$10=2012,profiles!C408,IF($C$10=2013,profiles!E408,IF($C$10=2014,profiles!G408,IF($C$10=2015,profiles!I408,IF($C$10=2016,profiles!K408)))))","v":71.632000000000005},{"$f":"IF($C$10=2012,profiles!D408,IF($C$10=2013,profiles!F408,IF($C$10=2014,profiles!H408,IF($C$10=2015,profiles!J408,IF($C$10=2016,profiles!L408)))))","v":8.0686973428386266E-2},16.137394685677254,0,16.137394685677254,55.494605314322754,0,0,0,0,55.494605314322754,55.494605314322754]
["h405",{"$f":"IF($C$10=2012,profiles!C409,IF($C$10=2013,profiles!E409,IF($C$10=2014,profiles!G409,IF($C$10=2015,profiles!I409,IF($C$10=2016,profiles!K409)))))","v":66.995999999999995},{"$f":"IF($C$10=2012,profiles!D409,IF($C$10=2013,profiles!F409,IF($C$10=2014,profiles!H409,IF($C$10=2015,profiles!J409,IF($C$10=2016,profiles!L409)))))","v":8.1938961880633945E-2},16.387792376126789,0,16.387792376126789,50.608207623873206,0,0,0,0,50.608207623873206,50.608207623873206]
["h406",{"$f":"IF($C$10=2012,profiles!C410,IF($C$10=2013,profiles!E410,IF($C$10=2014,profiles!G410,IF($C$10=2015,profiles!I410,IF($C$10=2016,profiles!K410)))))","v":63.402000000000001},{"$f":"IF($C$10=2012,profiles!D410,IF($C$10=2013,profiles!F410,IF($C$10=2014,profiles!H410,IF($C$10=2015,profiles!J410,IF($C$10=2016,profiles!L410)))))","v":7.69310080716432E-2},15.386201614328639,0,15.386201614328639,48.01579838567136,0,0,0,0,48.01579838567136,48.01579838567136]
["h407",{"$f":"IF($C$10=2012,profiles!C411,IF($C$10=2013,profiles!E411,IF($C$10=2014,profiles!G411,IF($C$10=2015,profiles!I411,IF($C$10=2016,profiles!K411)))))","v":61.118000000000002},{"$f":"IF($C$10=2012,profiles!D411,IF($C$10=2013,profiles!F411,IF($C$10=2014,profiles!H411,IF($C$10=2015,profiles!J411,IF($C$10=2016,profiles!L411)))))","v":7.037648029222883E-2},14.075296058445765,0,14.075296058445765,47.042703941554237,0,0,0,0,47.042703941554237,47.042703941554237]
["h408",{"$f":"IF($C$10=2012,profiles!C412,IF($C$10=2013,profiles!E412,IF($C$10=2014,profiles!G412,IF($C$10=2015,profiles!I412,IF($C$10=2016,profiles!K412)))))","v":57.085999999999999},{"$f":"IF($C$10=2012,profiles!D412,IF($C$10=2013,profiles!F412,IF($C$10=2014,profiles!H412,IF($C$10=2015,profiles!J412,IF($C$10=2016,profiles!L412)))))","v":6.4690979791433456E-2},12.938195958286691,0,12.938195958286691,44.147804041713307,0,0,0,0,44.147804041713307,44.147804041713307]
["h409",{"$f":"IF($C$10=2012,profiles!C413,IF($C$10=2013,profiles!E413,IF($C$10=2014,profiles!G413,IF($C$10=2015,profiles!I413,IF($C$10=2016,profiles!K413)))))","v":53.267000000000003},{"$f":"IF($C$10=2012,profiles!D413,IF($C$10=2013,profiles!F413,IF($C$10=2014,profiles!H413,IF($C$10=2015,profiles!J413,IF($C$10=2016,profiles!L413)))))","v":6.0507865433335299E-2},12.101573086667059,0,12.101573086667059,41.165426913332944,0,0,0,0,41.165426913332944,41.165426913332944]
["h410",{"$f":"IF($C$10=2012,profiles!C414,IF($C$10=2013,profiles!E414,IF($C$10=2014,profiles!G414,IF($C$10=2015,profiles!I414,IF($C$10=2016,profiles!K414)))))","v":50.884},{"$f":"IF($C$10=2012,profiles!D414,IF($C$10=2013,profiles!F414,IF($C$10=2014,profiles!H414,IF($C$10=2015,profiles!J414,IF($C$10=2016,profiles!L414)))))","v":5.9079125670182052E-2},11.815825134036411,0,11.815825134036411,39.068174865963591,0,0,0,0,39.068174865963591,39.068174865963591]
["h411",{"$f":"IF($C$10=2012,profiles!C415,IF($C$10=2013,profiles!E415,IF($C$10=2014,profiles!G415,IF($C$10=2015,profiles!I415,IF($C$10=2016,profiles!K415)))))","v":49.48},{"$f":"IF($C$10=2012,profiles!D415,IF($C$10=2013,profiles!F415,IF($C$10=2014,profiles!H415,IF($C$10=2015,profiles!J415,IF($C$10=2016,profiles!L415)))))","v":5.3923879102103341E-2},10.784775820420668,0,10.784775820420668,38.695224179579327,0,0,0,0,38.695224179579327,38.695224179579327]
["h412",{"$f":"IF($C$10=2012,profiles!C416,IF($C$10=2013,profiles!E416,IF($C$10=2014,profiles!G416,IF($C$10=2015,profiles!I416,IF($C$10=2016,profiles!K416)))))","v":49.302999999999997},{"$f":"IF($C$10=2012,profiles!D416,IF($C$10=2013,profiles!F416,IF($C$10=2014,profiles!H416,IF($C$10=2015,profiles!J416,IF($C$10=2016,profiles!L416)))))","v":5.4056442585282506E-2},10.811288517056502,0,10.811288517056502,38.491711482943494,0,0,0,0,38.491711482943494,38.491711482943494]
["h413",{"$f":"IF($C$10=2012,profiles!C417,IF($C$10=2013,profiles!E417,IF($C$10=2014,profiles!G417,IF($C$10=2015,profiles!I417,IF($C$10=2016,profiles!K417)))))","v":49.314999999999998},{"$f":"IF($C$10=2012,profiles!D417,IF($C$10=2013,profiles!F417,IF($C$10=2014,profiles!H417,IF($C$10=2015,profiles!J417,IF($C$10=2016,profiles!L417)))))","v":5.2509868614858894E-2},10.501973722971778,0,10.501973722971778,38.813026277028222,0,0,0,0,38.813026277028222,38.813026277028222]
["h414",{"$f":"IF($C$10=2012,profiles!C418,IF($C$10=2013,profiles!E418,IF($C$10=2014,profiles!G418,IF($C$10=2015,profiles!I418,IF($C$10=2016,profiles!K418)))))","v":49.468000000000004},{"$f":"IF($C$10=2012,profiles!D418,IF($C$10=2013,profiles!F418,IF($C$10=2014,profiles!H418,IF($C$10=2015,profiles!J418,IF($C$10=2016,profiles!L418)))))","v":5.0344665056265836E-2},10.068933011253167,0,10.068933011253167,39.399066988746839,0,0,0,0,39.399066988746839,39.399066988746839]
["h415",{"$f":"IF($C$10=2012,profiles!C419,IF($C$10=2013,profiles!E419,IF($C$10=2014,profiles!G419,IF($C$10=2015,profiles!I419,IF($C$10=2016,profiles!K419)))))","v":50.195},{"$f":"IF($C$10=2012,profiles!D419,IF($C$10=2013,profiles!F419,IF($C$10=2014,profiles!H419,IF($C$10=2015,profiles!J419,IF($C$10=2016,profiles!L419)))))","v":5.7267424733400109E-2},11.453484946680021,0,11.453484946680021,38.741515053319979,0,0,0,0,38.741515053319979,38.741515053319979]
["h416",{"$f":"IF($C$10=2012,profiles!C420,IF($C$10=2013,profiles!E420,IF($C$10=2014,profiles!G420,IF($C$10=2015,profiles!I420,IF($C$10=2016,profiles!K420)))))","v":53.637},{"$f":"IF($C$10=2012,profiles!D420,IF($C$10=2013,profiles!F420,IF($C$10=2014,profiles!H420,IF($C$10=2015,profiles!J420,IF($C$10=2016,profiles!L420)))))","v":6.1833500265126969E-2},12.366700053025394,0,12.366700053025394,41.270299946974603,0,0,0,0,41.270299946974603,41.270299946974603]
["h417",{"$f":"IF($C$10=2012,profiles!C421,IF($C$10=2013,profiles!E421,IF($C$10=2014,profiles!G421,IF($C$10=2015,profiles!I421,IF($C$10=2016,profiles!K421)))))","v":57.628999999999998},{"$f":"IF($C$10=2012,profiles!D421,IF($C$10=2013,profiles!F421,IF($C$10=2014,profiles!H421,IF($C$10=2015,profiles!J421,IF($C$10=2016,profiles!L421)))))","v":7.2482766747186705E-2},14.496553349437342,0,14.496553349437342,43.132446650562656,0,0,0,0,43.132446650562656,43.132446650562656]
["h418",{"$f":"IF($C$10=2012,profiles!C422,IF($C$10=2013,profiles!E422,IF($C$10=2014,profiles!G422,IF($C$10=2015,profiles!I422,IF($C$10=2016,profiles!K422)))))","v":60.502000000000002},{"$f":"IF($C$10=2012,profiles!D422,IF($C$10=2013,profiles!F422,IF($C$10=2014,profiles!H422,IF($C$10=2015,profiles!J422,IF($C$10=2016,profiles!L422)))))","v":0.10233900901431686},20.467801802863374,0,20.467801802863374,40.034198197136632,0,0,0,0,40.034198197136632,40.034198197136632]
["h419",{"$f":"IF($C$10=2012,profiles!C423,IF($C$10=2013,profiles!E423,IF($C$10=2014,profiles!G423,IF($C$10=2015,profiles!I423,IF($C$10=2016,profiles!K423)))))","v":62.305999999999997},{"$f":"IF($C$10=2012,profiles!D423,IF($C$10=2013,profiles!F423,IF($C$10=2014,profiles!H423,IF($C$10=2015,profiles!J423,IF($C$10=2016,profiles!L423)))))","v":0.13038355034466506},26.076710068933011,0,26.076710068933011,36.229289931066987,0,0,0,0,36.229289931066987,36.229289931066987]
["h420",{"$f":"IF($C$10=2012,profiles!C424,IF($C$10=2013,profiles!E424,IF($C$10=2014,profiles!G424,IF($C$10=2015,profiles!I424,IF($C$10=2016,profiles!K424)))))","v":63.073999999999998},{"$f":"IF($C$10=2012,profiles!D424,IF($C$10=2013,profiles!F424,IF($C$10=2014,profiles!H424,IF($C$10=2015,profiles!J424,IF($C$10=2016,profiles!L424)))))","v":0.15007659223472575},30.015318446945148,0,30.015318446945148,33.058681553054853,0,0,0,0,33.058681553054853,33.058681553054853]
["h421",{"$f":"IF($C$10=2012,profiles!C425,IF($C$10=2013,profiles!E425,IF($C$10=2014,profiles!G425,IF($C$10=2015,profiles!I425,IF($C$10=2016,profiles!K425)))))","v":62.103999999999999},{"$f":"IF($C$10=2012,profiles!D425,IF($C$10=2013,profiles!F425,IF($C$10=2014,profiles!H425,IF($C$10=2015,profiles!J425,IF($C$10=2016,profiles!L425)))))","v":0.16079950509632945},32.159901019265888,0,32.159901019265888,29.944098980734111,0,0,0,0,29.944098980734111,29.944098980734111]
["h422",{"$f":"IF($C$10=2012,profiles!C426,IF($C$10=2013,profiles!E426,IF($C$10=2014,profiles!G426,IF($C$10=2015,profiles!I426,IF($C$10=2016,profiles!K426)))))","v":59.921999999999997},{"$f":"IF($C$10=2012,profiles!D426,IF($C$10=2013,profiles!F426,IF($C$10=2014,profiles!H426,IF($C$10=2015,profiles!J426,IF($C$10=2016,profiles!L426)))))","v":0.15683732987686325},31.367465975372649,0,31.367465975372649,28.554534024627348,0,0,0,0,28.554534024627348,28.554534024627348]
["h423",{"$f":"IF($C$10=2012,profiles!C427,IF($C$10=2013,profiles!E427,IF($C$10=2014,profiles!G427,IF($C$10=2015,profiles!I427,IF($C$10=2016,profiles!K427)))))","v":58.101999999999997},{"$f":"IF($C$10=2012,profiles!D427,IF($C$10=2013,profiles!F427,IF($C$10=2014,profiles!H427,IF($C$10=2015,profiles!J427,IF($C$10=2016,profiles!L427)))))","v":0.13951570140811878},27.903140281623756,0,27.903140281623756,30.198859718376241,0,0,0,0,30.198859718376241,30.198859718376241]
["h424",{"$f":"IF($C$10=2012,profiles!C428,IF($C$10=2013,profiles!E428,IF($C$10=2014,profiles!G428,IF($C$10=2015,profiles!I428,IF($C$10=2016,profiles!K428)))))","v":57.859000000000002},{"$f":"IF($C$10=2012,profiles!D428,IF($C$10=2013,profiles!F428,IF($C$10=2014,profiles!H428,IF($C$10=2015,profiles!J428,IF($C$10=2016,profiles!L428)))))","v":0.11979320096624049},23.958640193248097,0,23.958640193248097,33.900359806751908,0,0,0,0,33.900359806751908,33.900359806751908]
["h425",{"$f":"IF($C$10=2012,profiles!C429,IF($C$10=2013,profiles!E429,IF($C$10=2014,profiles!G429,IF($C$10=2015,profiles!I429,IF($C$10=2016,profiles!K429)))))","v":58.984000000000002},{"$f":"IF($C$10=2012,profiles!D429,IF($C$10=2013,profiles!F429,IF($C$10=2014,profiles!H429,IF($C$10=2015,profiles!J429,IF($C$10=2016,profiles!L429)))))","v":0.119395510516703},23.8791021033406,0,23.8791021033406,35.104897896659402,0,0,0,0,35.104897896659402,35.104897896659402]
["h426",{"$f":"IF($C$10=2012,profiles!C430,IF($C$10=2013,profiles!E430,IF($C$10=2014,profiles!G430,IF($C$10=2015,profiles!I430,IF($C$10=2016,profiles!K430)))))","v":64.058000000000007},{"$f":"IF($C$10=2012,profiles!D430,IF($C$10=2013,profiles!F430,IF($C$10=2014,profiles!H430,IF($C$10=2015,profiles!J430,IF($C$10=2016,profiles!L430)))))","v":0.13542096270547341},27.08419254109468,0,27.08419254109468,36.973807458905327,0,0,0,0,36.973807458905327,36.973807458905327]
["h427",{"$f":"IF($C$10=2012,profiles!C431,IF($C$10=2013,profiles!E431,IF($C$10=2014,profiles!G431,IF($C$10=2015,profiles!I431,IF($C$10=2016,profiles!K431)))))","v":64.772999999999996},{"$f":"IF($C$10=2012,profiles!D431,IF($C$10=2013,profiles!F431,IF($C$10=2014,profiles!H431,IF($C$10=2015,profiles!J431,IF($C$10=2016,profiles!L431)))))","v":0.14966417250927944},29.932834501855886,0,29.932834501855886,34.84016549814411,0,0,0,0,34.84016549814411,34.84016549814411]
["h428",{"$f":"IF($C$10=2012,profiles!C432,IF($C$10=2013,profiles!E432,IF($C$10=2014,profiles!G432,IF($C$10=2015,profiles!I432,IF($C$10=2016,profiles!K432)))))","v":62.341000000000001},{"$f":"IF($C$10=2012,profiles!D432,IF($C$10=2013,profiles!F432,IF($C$10=2014,profiles!H432,IF($C$10=2015,profiles!J432,IF($C$10=2016,profiles!L432)))))","v":0.15844282095092205},31.688564190184408,0,31.688564190184408,30.652435809815593,0,0,0,0,30.652435809815593,30.652435809815593]
["h429",{"$f":"IF($C$10=2012,profiles!C433,IF($C$10=2013,profiles!E433,IF($C$10=2014,profiles!G433,IF($C$10=2015,profiles!I433,IF($C$10=2016,profiles!K433)))))","v":58.158000000000001},{"$f":"IF($C$10=2012,profiles!D433,IF($C$10=2013,profiles!F433,IF($C$10=2014,profiles!H433,IF($C$10=2015,profiles!J433,IF($C$10=2016,profiles!L433)))))","v":0.17242090378836977},34.484180757673954,0,34.484180757673954,23.673819242326047,0,0,0,0,23.673819242326047,23.673819242326047]
["h430",{"$f":"IF($C$10=2012,profiles!C434,IF($C$10=2013,profiles!E434,IF($C$10=2014,profiles!G434,IF($C$10=2015,profiles!I434,IF($C$10=2016,profiles!K434)))))","v":55.886000000000003},{"$f":"IF($C$10=2012,profiles!D434,IF($C$10=2013,profiles!F434,IF($C$10=2014,profiles!H434,IF($C$10=2015,profiles!J434,IF($C$10=2016,profiles!L434)))))","v":0.18563306427856008},37.126612855712018,0,37.126612855712018,18.759387144287984,0,0,0,0,18.759387144287984,18.759387144287984]
["h431",{"$f":"IF($C$10=2012,profiles!C435,IF($C$10=2013,profiles!E435,IF($C$10=2014,profiles!G435,IF($C$10=2015,profiles!I435,IF($C$10=2016,profiles!K435)))))","v":55.16},{"$f":"IF($C$10=2012,profiles!D435,IF($C$10=2013,profiles!F435,IF($C$10=2014,profiles!H435,IF($C$10=2015,profiles!J435,IF($C$10=2016,profiles!L435)))))","v":0.1890649855653096},37.812997113061918,0,37.812997113061918,17.347002886938078,0,0,0,0,17.347002886938078,17.347002886938078]
["h432",{"$f":"IF($C$10=2012,profiles!C436,IF($C$10=2013,profiles!E436,IF($C$10=2014,profiles!G436,IF($C$10=2015,profiles!I436,IF($C$10=2016,profiles!K436)))))","v":51.875999999999998},{"$f":"IF($C$10=2012,profiles!D436,IF($C$10=2013,profiles!F436,IF($C$10=2014,profiles!H436,IF($C$10=2015,profiles!J436,IF($C$10=2016,profiles!L436)))))","v":0.19106816708890592},38.213633417781182,0,38.213633417781182,13.662366582218816,0,0,0,0,13.662366582218816,13.662366582218816]
["h433",{"$f":"IF($C$10=2012,profiles!C437,IF($C$10=2013,profiles!E437,IF($C$10=2014,profiles!G437,IF($C$10=2015,profiles!I437,IF($C$10=2016,profiles!K437)))))","v":48.439},{"$f":"IF($C$10=2012,profiles!D437,IF($C$10=2013,profiles!F437,IF($C$10=2014,profiles!H437,IF($C$10=2015,profiles!J437,IF($C$10=2016,profiles!L437)))))","v":0.19685387300605364},39.370774601210726,0,39.370774601210726,9.0682253987892736,0,0,0,0,9.0682253987892736,9.0682253987892736]
["h434",{"$f":"IF($C$10=2012,profiles!C438,IF($C$10=2013,profiles!E438,IF($C$10=2014,profiles!G438,IF($C$10=2015,profiles!I438,IF($C$10=2016,profiles!K438)))))","v":46.198999999999998},{"$f":"IF($C$10=2012,profiles!D438,IF($C$10=2013,profiles!F438,IF($C$10=2014,profiles!H438,IF($C$10=2015,profiles!J438,IF($C$10=2016,profiles!L438)))))","v":0.20334938800760019},40.669877601520035,0,40.669877601520035,5.5291223984799629,0,0,0,0,5.5291223984799629,5.5291223984799629]
["h435",{"$f":"IF($C$10=2012,profiles!C439,IF($C$10=2013,profiles!E439,IF($C$10=2014,profiles!G439,IF($C$10=2015,profiles!I439,IF($C$10=2016,profiles!K439)))))","v":45.021999999999998},{"$f":"IF($C$10=2012,profiles!D439,IF($C$10=2013,profiles!F439,IF($C$10=2014,profiles!H439,IF($C$10=2015,profiles!J439,IF($C$10=2016,profiles!L439)))))","v":0.2089758885304818},41.795177706096361,0,41.795177706096361,3.2268222939036377,0,0,0,0,3.2268222939036377,3.2268222939036377]
["h436",{"$f":"IF($C$10=2012,profiles!C440,IF($C$10=2013,profiles!E440,IF($C$10=2014,profiles!G440,IF($C$10=2015,profiles!I440,IF($C$10=2016,profiles!K440)))))","v":44.531999999999996},{"$f":"IF($C$10=2012,profiles!D440,IF($C$10=2013,profiles!F440,IF($C$10=2014,profiles!H440,IF($C$10=2015,profiles!J440,IF($C$10=2016,profiles!L440)))))","v":0.2158985462418806},43.17970924837612,0,43.17970924837612,1.352290751623876,0,0,0,0,1.352290751623876,1.352290751623876]
["h437",{"$f":"IF($C$10=2012,profiles!C441,IF($C$10=2013,profiles!E441,IF($C$10=2014,profiles!G441,IF($C$10=2015,profiles!I441,IF($C$10=2016,profiles!K441)))))","v":44.628999999999998},{"$f":"IF($C$10=2012,profiles!D441,IF($C$10=2013,profiles!F441,IF($C$10=2014,profiles!H441,IF($C$10=2015,profiles!J441,IF($C$10=2016,profiles!L441)))))","v":0.2161489402442078},43.229788048841563,0,43.229788048841563,1.3992119511584349,0,0,0,0,1.3992119511584349,1.3992119511584349]
["h438",{"$f":"IF($C$10=2012,profiles!C442,IF($C$10=2013,profiles!E442,IF($C$10=2014,profiles!G442,IF($C$10=2015,profiles!I442,IF($C$10=2016,profiles!K442)))))","v":44.003},{"$f":"IF($C$10=2012,profiles!D442,IF($C$10=2013,profiles!F442,IF($C$10=2014,profiles!H442,IF($C$10=2015,profiles!J442,IF($C$10=2016,profiles!L442)))))","v":0.2117302225560809},42.346044511216178,0,42.346044511216178,1.6569554887838223,0,0,0,0,1.6569554887838223,1.6569554887838223]
["h439",{"$f":"IF($C$10=2012,profiles!C443,IF($C$10=2013,profiles!E443,IF($C$10=2014,profiles!G443,IF($C$10=2015,profiles!I443,IF($C$10=2016,profiles!K443)))))","v":43.468000000000004},{"$f":"IF($C$10=2012,profiles!D443,IF($C$10=2013,profiles!F443,IF($C$10=2014,profiles!H443,IF($C$10=2015,profiles!J443,IF($C$10=2016,profiles!L443)))))","v":0.21884435803396521},43.768871606793041,0.30087160679303793,43.468000000000004,0,0,0.30087160679303793,0,0.24370600150236074,0,-0.30087160679303793]
["h440",{"$f":"IF($C$10=2012,profiles!C444,IF($C$10=2013,profiles!E444,IF($C$10=2014,profiles!G444,IF($C$10=2015,profiles!I444,IF($C$10=2016,profiles!K444)))))","v":45.593000000000004},{"$f":"IF($C$10=2012,profiles!D444,IF($C$10=2013,profiles!F444,IF($C$10=2014,profiles!H444,IF($C$10=2015,profiles!J444,IF($C$10=2016,profiles!L444)))))","v":0.22595849351184952},45.191698702369905,0,45.191698702369905,0.40130129763009847,0,0,0.22567175739118606,0,0.17562954023891242,0.40130129763009847]
["h441",{"$f":"IF($C$10=2012,profiles!C445,IF($C$10=2013,profiles!E445,IF($C$10=2014,profiles!G445,IF($C$10=2015,profiles!I445,IF($C$10=2016,profiles!K445)))))","v":48.991},{"$f":"IF($C$10=2012,profiles!D445,IF($C$10=2013,profiles!F445,IF($C$10=2014,profiles!H445,IF($C$10=2015,profiles!J445,IF($C$10=2016,profiles!L445)))))","v":0.23890533633806135},47.781067267612272,0,47.781067267612272,1.2099327323877276,0,0,0,0,1.2099327323877276,1.2099327323877276]
["h442",{"$f":"IF($C$10=2012,profiles!C446,IF($C$10=2013,profiles!E446,IF($C$10=2014,profiles!G446,IF($C$10=2015,profiles!I446,IF($C$10=2016,profiles!K446)))))","v":52.75},{"$f":"IF($C$10=2012,profiles!D446,IF($C$10=2013,profiles!F446,IF($C$10=2014,profiles!H446,IF($C$10=2015,profiles!J446,IF($C$10=2016,profiles!L446)))))","v":0.25213203128452122},50.426406256904244,0,50.426406256904244,2.3235937430957563,0,0,0,0,2.3235937430957563,2.3235937430957563]
["h443",{"$f":"IF($C$10=2012,profiles!C447,IF($C$10=2013,profiles!E447,IF($C$10=2014,profiles!G447,IF($C$10=2015,profiles!I447,IF($C$10=2016,profiles!K447)))))","v":55.646999999999998},{"$f":"IF($C$10=2012,profiles!D447,IF($C$10=2013,profiles!F447,IF($C$10=2014,profiles!H447,IF($C$10=2015,profiles!J447,IF($C$10=2016,profiles!L447)))))","v":0.26684636118598382},53.36927223719676,0,53.36927223719676,2.277727762803238,0,0,0,0,2.277727762803238,2.277727762803238]
["h444",{"$f":"IF($C$10=2012,profiles!C448,IF($C$10=2013,profiles!E448,IF($C$10=2014,profiles!G448,IF($C$10=2015,profiles!I448,IF($C$10=2016,profiles!K448)))))","v":58.332000000000001},{"$f":"IF($C$10=2012,profiles!D448,IF($C$10=2013,profiles!F448,IF($C$10=2014,profiles!H448,IF($C$10=2015,profiles!J448,IF($C$10=2016,profiles!L448)))))","v":0.27765749046293431},55.531498092586858,0,55.531498092586858,2.8005019074131425,0,0,0,0,2.8005019074131425,2.8005019074131425]
["h445",{"$f":"IF($C$10=2012,profiles!C449,IF($C$10=2013,profiles!E449,IF($C$10=2014,profiles!G449,IF($C$10=2015,profiles!I449,IF($C$10=2016,profiles!K449)))))","v":57.944000000000003},{"$f":"IF($C$10=2012,profiles!D449,IF($C$10=2013,profiles!F449,IF($C$10=2014,profiles!H449,IF($C$10=2015,profiles!J449,IF($C$10=2016,profiles!L449)))))","v":0.26833399614098657},53.666799228197313,0,53.666799228197313,4.2772007718026899,0,0,0,0,4.2772007718026899,4.2772007718026899]
["h446",{"$f":"IF($C$10=2012,profiles!C450,IF($C$10=2013,profiles!E450,IF($C$10=2014,profiles!G450,IF($C$10=2015,profiles!I450,IF($C$10=2016,profiles!K450)))))","v":55.64},{"$f":"IF($C$10=2012,profiles!D450,IF($C$10=2013,profiles!F450,IF($C$10=2014,profiles!H450,IF($C$10=2015,profiles!J450,IF($C$10=2016,profiles!L450)))))","v":0.2548569071921995},50.971381438439899,0,50.971381438439899,4.6686185615601019,0,0,0,0,4.6686185615601019,4.6686185615601019]
["h447",{"$f":"IF($C$10=2012,profiles!C451,IF($C$10=2013,profiles!E451,IF($C$10=2014,profiles!G451,IF($C$10=2015,profiles!I451,IF($C$10=2016,profiles!K451)))))","v":54.005000000000003},{"$f":"IF($C$10=2012,profiles!D451,IF($C$10=2013,profiles!F451,IF($C$10=2014,profiles!H451,IF($C$10=2015,profiles!J451,IF($C$10=2016,profiles!L451)))))","v":0.22916942836522175},45.83388567304435,0,45.83388567304435,8.171114326955653,0,0,0,0,8.171114326955653,8.171114326955653]
["h448",{"$f":"IF($C$10=2012,profiles!C452,IF($C$10=2013,profiles!E452,IF($C$10=2014,profiles!G452,IF($C$10=2015,profiles!I452,IF($C$10=2016,profiles!K452)))))","v":53.442999999999998},{"$f":"IF($C$10=2012,profiles!D452,IF($C$10=2013,profiles!F452,IF($C$10=2014,profiles!H452,IF($C$10=2015,profiles!J452,IF($C$10=2016,profiles!L452)))))","v":0.20501377167012799},41.002754334025596,0,41.002754334025596,12.440245665974402,0,0,0,0,12.440245665974402,12.440245665974402]
["h449",{"$f":"IF($C$10=2012,profiles!C453,IF($C$10=2013,profiles!E453,IF($C$10=2014,profiles!G453,IF($C$10=2015,profiles!I453,IF($C$10=2016,profiles!K453)))))","v":54.764000000000003},{"$f":"IF($C$10=2012,profiles!D453,IF($C$10=2013,profiles!F453,IF($C$10=2014,profiles!H453,IF($C$10=2015,profiles!J453,IF($C$10=2016,profiles!L453)))))","v":0.18240466616587866},36.480933233175733,{"$f":"D466-F466","v":0},{"$f":"MIN(D466,B466)","v":36.480933233175733},{"$f":"B466-F466","v":18.28306676682427},{"$f":"-MIN(-E466+$C$3,0)","v":0},{"$f":"E466-H466","v":0},0,0,18.28306676682427,18.28306676682427]
["h450",{"$f":"IF($C$10=2012,profiles!C454,IF($C$10=2013,profiles!E454,IF($C$10=2014,profiles!G454,IF($C$10=2015,profiles!I454,IF($C$10=2016,profiles!K454)))))","v":59.543999999999997},{"$f":"IF($C$10=2012,profiles!D454,IF($C$10=2013,profiles!F454,IF($C$10=2014,profiles!H454,IF($C$10=2015,profiles!J454,IF($C$10=2016,profiles!L454)))))","v":0.17356723078962485},{"$f":"C467*$C$2","v":34.71344615792497},0,34.71344615792497,24.830553842075027,0,0,0,0,{"$f":"MAX(G467-J467,0)","v":24.830553842075027},{"$f":"B467-D467","v":24.830553842075027}]
["h451",{"$f":"IF($C$10=2012,profiles!C455,IF($C$10=2013,profiles!E455,IF($C$10=2014,profiles!G455,IF($C$10=2015,profiles!I455,IF($C$10=2016,profiles!K455)))))","v":61.276000000000003},{"$f":"IF($C$10=2012,profiles!D455,IF($C$10=2013,profiles!F455,IF($C$10=2014,profiles!H455,IF($C$10=2015,profiles!J455,IF($C$10=2016,profiles!L455)))))","v":0.15860250688583508},31.720501377167015,0,31.720501377167015,29.555498622832989,0,0,0,{"$f":"K467+I468*$F$2-J468/$F$3","v":0},29.555498622832989,29.555498622832989]
["h452",{"$f":"IF($C$10=2012,profiles!C456,IF($C$10=2013,profiles!E456,IF($C$10=2014,profiles!G456,IF($C$10=2015,profiles!I456,IF($C$10=2016,profiles!K456)))))","v":59.801000000000002},{"$f":"IF($C$10=2012,profiles!D456,IF($C$10=2013,profiles!F456,IF($C$10=2014,profiles!H456,IF($C$10=2015,profiles!J456,IF($C$10=2016,profiles!L456)))))","v":0.14836581090834106},29.673162181668211,0,29.673162181668211,30.127837818331791,0,0,0,0,30.127837818331791,30.127837818331791]
["h453",{"$f":"IF($C$10=2012,profiles!C457,IF($C$10=2013,profiles!E457,IF($C$10=2014,profiles!G457,IF($C$10=2015,profiles!I457,IF($C$10=2016,profiles!K457)))))","v":57.093000000000004},{"$f":"IF($C$10=2012,profiles!D457,IF($C$10=2013,profiles!F457,IF($C$10=2014,profiles!H457,IF($C$10=2015,profiles!J457,IF($C$10=2016,profiles!L457)))))","v":0.13444685019074132},26.889370038148265,0,26.889370038148265,30.203629961851739,0,0,0,0,30.203629961851739,30.203629961851739]
["h454",{"$f":"IF($C$10=2012,profiles!C458,IF($C$10=2013,profiles!E458,IF($C$10=2014,profiles!G458,IF($C$10=2015,profiles!I458,IF($C$10=2016,profiles!K458)))))","v":55.609000000000002},{"$f":"IF($C$10=2012,profiles!D458,IF($C$10=2013,profiles!F458,IF($C$10=2014,profiles!H458,IF($C$10=2015,profiles!J458,IF($C$10=2016,profiles!L458)))))","v":0.12636059682146908},25.272119364293815,0,25.272119364293815,30.336880635706187,0,0,0,0,30.336880635706187,30.336880635706187]
["h455",{"$f":"IF($C$10=2012,profiles!C459,IF($C$10=2013,profiles!E459,IF($C$10=2014,profiles!G459,IF($C$10=2015,profiles!I459,IF($C$10=2016,profiles!K459)))))","v":55.722999999999999},{"$f":"IF($C$10=2012,profiles!D459,IF($C$10=2013,profiles!F459,IF($C$10=2014,profiles!H459,IF($C$10=2015,profiles!J459,IF($C$10=2016,profiles!L459)))))","v":0.11529907354219139},23.059814708438278,0,23.059814708438278,32.663185291561717,0,0,0,0,32.663185291561717,32.663185291561717]
["h456",{"$f":"IF($C$10=2012,profiles!C460,IF($C$10=2013,profiles!E460,IF($C$10=2014,profiles!G460,IF($C$10=2015,profiles!I460,IF($C$10=2016,profiles!K460)))))","v":52.365000000000002},{"$f":"IF($C$10=2012,profiles!D460,IF($C$10=2013,profiles!F460,IF($C$10=2014,profiles!H460,IF($C$10=2015,profiles!J460,IF($C$10=2016,profiles!L460)))))","v":0.1066678449913835},21.3335689982767,0,21.3335689982767,31.031431001723302,0,0,{"$f":"MIN(MAX(0,G473),K472*$F$3)","v":0},0,31.031431001723302,31.031431001723302]
["h457",{"$f":"IF($C$10=2012,profiles!C461,IF($C$10=2013,profiles!E461,IF($C$10=2014,profiles!G461,IF($C$10=2015,profiles!I461,IF($C$10=2016,profiles!K461)))))","v":49.441000000000003},{"$f":"IF($C$10=2012,profiles!D461,IF($C$10=2013,profiles!F461,IF($C$10=2014,profiles!H461,IF($C$10=2015,profiles!J461,IF($C$10=2016,profiles!L461)))))","v":9.7469734012783887E-2},19.493946802556778,0,19.493946802556778,29.947053197443225,0,0,0,0,29.947053197443225,29.947053197443225]
["h458",{"$f":"IF($C$10=2012,profiles!C462,IF($C$10=2013,profiles!E462,IF($C$10=2014,profiles!G462,IF($C$10=2015,profiles!I462,IF($C$10=2016,profiles!K462)))))","v":47.802999999999997},{"$f":"IF($C$10=2012,profiles!D462,IF($C$10=2013,profiles!F462,IF($C$10=2014,profiles!H462,IF($C$10=2015,profiles!J462,IF($C$10=2016,profiles!L462)))))","v":8.7543079324869655E-2},17.50861586497393,0,17.50861586497393,30.294384135026068,0,0,0,0,30.294384135026068,30.294384135026068]
["h459",{"$f":"IF($C$10=2012,profiles!C463,IF($C$10=2013,profiles!E463,IF($C$10=2014,profiles!G463,IF($C$10=2015,profiles!I463,IF($C$10=2016,profiles!K463)))))","v":47.07},{"$f":"IF($C$10=2012,profiles!D463,IF($C$10=2013,profiles!F463,IF($C$10=2014,profiles!H463,IF($C$10=2015,profiles!J463,IF($C$10=2016,profiles!L463)))))","v":8.2903767415829624E-2},16.580753483165925,0,16.580753483165925,30.489246516834076,0,0,0,0,30.489246516834076,30.489246516834076]
["h460",{"$f":"IF($C$10=2012,profiles!C464,IF($C$10=2013,profiles!E464,IF($C$10=2014,profiles!G464,IF($C$10=2015,profiles!I464,IF($C$10=2016,profiles!K464)))))","v":47.503999999999998},{"$f":"IF($C$10=2012,profiles!D464,IF($C$10=2013,profiles!F464,IF($C$10=2014,profiles!H464,IF($C$10=2015,profiles!J464,IF($C$10=2016,profiles!L464)))))","v":8.0031812424519136E-2},16.006362484903828,0,16.006362484903828,31.497637515096169,0,0,0,0,31.497637515096169,31.497637515096169]
["h461",{"$f":"IF($C$10=2012,profiles!C465,IF($C$10=2013,profiles!E465,IF($C$10=2014,profiles!G465,IF($C$10=2015,profiles!I465,IF($C$10=2016,profiles!K465)))))","v":49.345999999999997},{"$f":"IF($C$10=2012,profiles!D465,IF($C$10=2013,profiles!F465,IF($C$10=2014,profiles!H465,IF($C$10=2015,profiles!J465,IF($C$10=2016,profiles!L465)))))","v":7.4302630416212559E-2},14.860526083242512,0,14.860526083242512,34.485473916757485,0,0,0,0,34.485473916757485,34.485473916757485]
["h462",{"$f":"IF($C$10=2012,profiles!C466,IF($C$10=2013,profiles!E466,IF($C$10=2014,profiles!G466,IF($C$10=2015,profiles!I466,IF($C$10=2016,profiles!K466)))))","v":53.325000000000003},{"$f":"IF($C$10=2012,profiles!D466,IF($C$10=2013,profiles!F466,IF($C$10=2014,profiles!H466,IF($C$10=2015,profiles!J466,IF($C$10=2016,profiles!L466)))))","v":7.3551503726177497E-2},14.7103007452355,0,14.7103007452355,38.614699254764503,0,0,0,0,38.614699254764503,38.614699254764503]
["h463",{"$f":"IF($C$10=2012,profiles!C467,IF($C$10=2013,profiles!E467,IF($C$10=2014,profiles!G467,IF($C$10=2015,profiles!I467,IF($C$10=2016,profiles!K467)))))","v":62.674999999999997},{"$f":"IF($C$10=2012,profiles!D467,IF($C$10=2013,profiles!F467,IF($C$10=2014,profiles!H467,IF($C$10=2015,profiles!J467,IF($C$10=2016,profiles!L467)))))","v":7.009042976229049E-2},14.018085952458097,0,14.018085952458097,48.656914047541903,0,0,0,0,48.656914047541903,48.656914047541903]
["h464",{"$f":"IF($C$10=2012,profiles!C468,IF($C$10=2013,profiles!E468,IF($C$10=2014,profiles!G468,IF($C$10=2015,profiles!I468,IF($C$10=2016,profiles!K468)))))","v":70.501000000000005},{"$f":"IF($C$10=2012,profiles!D468,IF($C$10=2013,profiles!F468,IF($C$10=2014,profiles!H468,IF($C$10=2015,profiles!J468,IF($C$10=2016,profiles!L468)))))","v":6.2402427170167016E-2},12.480485434033403,0,12.480485434033403,58.0205145659666,0,0,0,0,58.0205145659666,58.0205145659666]
["h465",{"$f":"IF($C$10=2012,profiles!C469,IF($C$10=2013,profiles!E469,IF($C$10=2014,profiles!G469,IF($C$10=2015,profiles!I469,IF($C$10=2016,profiles!K469)))))","v":73.016000000000005},{"$f":"IF($C$10=2012,profiles!D469,IF($C$10=2013,profiles!F469,IF($C$10=2014,profiles!H469,IF($C$10=2015,profiles!J469,IF($C$10=2016,profiles!L469)))))","v":5.9456832307284456E-2},11.891366461456892,0,11.891366461456892,61.124633538543115,0,0,0,0,61.124633538543115,61.124633538543115]
["h466",{"$f":"IF($C$10=2012,profiles!C470,IF($C$10=2013,profiles!E470,IF($C$10=2014,profiles!G470,IF($C$10=2015,profiles!I470,IF($C$10=2016,profiles!K470)))))","v":74.102000000000004},{"$f":"IF($C$10=2012,profiles!D470,IF($C$10=2013,profiles!F470,IF($C$10=2014,profiles!H470,IF($C$10=2015,profiles!J470,IF($C$10=2016,profiles!L470)))))","v":6.3094641962944412E-2},12.618928392588883,0,12.618928392588883,61.483071607411119,0,0,0,0,61.483071607411119,61.483071607411119]
["h467",{"$f":"IF($C$10=2012,profiles!C471,IF($C$10=2013,profiles!E471,IF($C$10=2014,profiles!G471,IF($C$10=2015,profiles!I471,IF($C$10=2016,profiles!K471)))))","v":75.155000000000001},{"$f":"IF($C$10=2012,profiles!D471,IF($C$10=2013,profiles!F471,IF($C$10=2014,profiles!H471,IF($C$10=2015,profiles!J471,IF($C$10=2016,profiles!L471)))))","v":7.199033844884975E-2},14.398067689769951,0,14.398067689769951,60.756932310230049,0,0,0,0,60.756932310230049,60.756932310230049]
["h468",{"$f":"IF($C$10=2012,profiles!C472,IF($C$10=2013,profiles!E472,IF($C$10=2014,profiles!G472,IF($C$10=2015,profiles!I472,IF($C$10=2016,profiles!K472)))))","v":76.176000000000002},{"$f":"IF($C$10=2012,profiles!D472,IF($C$10=2013,profiles!F472,IF($C$10=2014,profiles!H472,IF($C$10=2015,profiles!J472,IF($C$10=2016,profiles!L472)))))","v":7.0664820760552596E-2},14.132964152110519,0,14.132964152110519,62.043035847889485,0,0,0,0,62.043035847889485,62.043035847889485]
["h469",{"$f":"IF($C$10=2012,profiles!C473,IF($C$10=2013,profiles!E473,IF($C$10=2014,profiles!G473,IF($C$10=2015,profiles!I473,IF($C$10=2016,profiles!K473)))))","v":76.040999999999997},{"$f":"IF($C$10=2012,profiles!D473,IF($C$10=2013,profiles!F473,IF($C$10=2014,profiles!H473,IF($C$10=2015,profiles!J473,IF($C$10=2016,profiles!L473)))))","v":6.5996052902883739E-2},13.199210580576748,0,13.199210580576748,62.84178941942325,0,0,0,0,62.84178941942325,62.84178941942325]
["h470",{"$f":"IF($C$10=2012,profiles!C474,IF($C$10=2013,profiles!E474,IF($C$10=2014,profiles!G474,IF($C$10=2015,profiles!I474,IF($C$10=2016,profiles!K474)))))","v":75.876000000000005},{"$f":"IF($C$10=2012,profiles!D474,IF($C$10=2013,profiles!F474,IF($C$10=2014,profiles!H474,IF($C$10=2015,profiles!J474,IF($C$10=2016,profiles!L474)))))","v":5.8779345488821466E-2},11.755869097764293,0,11.755869097764293,64.120130902235715,0,0,0,0,64.120130902235715,64.120130902235715]
["h471",{"$f":"IF($C$10=2012,profiles!C475,IF($C$10=2013,profiles!E475,IF($C$10=2014,profiles!G475,IF($C$10=2015,profiles!I475,IF($C$10=2016,profiles!K475)))))","v":75.156999999999996},{"$f":"IF($C$10=2012,profiles!D475,IF($C$10=2013,profiles!F475,IF($C$10=2014,profiles!H475,IF($C$10=2015,profiles!J475,IF($C$10=2016,profiles!L475)))))","v":5.2902883737370759E-2},10.580576747474153,0,10.580576747474153,64.576423252525842,0,0,0,0,64.576423252525842,64.576423252525842]
["h472",{"$f":"IF($C$10=2012,profiles!C476,IF($C$10=2013,profiles!E476,IF($C$10=2014,profiles!G476,IF($C$10=2015,profiles!I476,IF($C$10=2016,profiles!K476)))))","v":74.542000000000002},{"$f":"IF($C$10=2012,profiles!D476,IF($C$10=2013,profiles!F476,IF($C$10=2014,profiles!H476,IF($C$10=2015,profiles!J476,IF($C$10=2016,profiles!L476)))))","v":4.552416860584995E-2},9.1048337211699906,0,9.1048337211699906,65.437166278830006,0,0,0,0,65.437166278830006,65.437166278830006]
["h473",{"$f":"IF($C$10=2012,profiles!C477,IF($C$10=2013,profiles!E477,IF($C$10=2014,profiles!G477,IF($C$10=2015,profiles!I477,IF($C$10=2016,profiles!K477)))))","v":74.299000000000007},{"$f":"IF($C$10=2012,profiles!D477,IF($C$10=2013,profiles!F477,IF($C$10=2014,profiles!H477,IF($C$10=2015,profiles!J477,IF($C$10=2016,profiles!L477)))))","v":3.9986450263630742E-2},7.9972900527261483,0,7.9972900527261483,66.301709947273864,0,0,0,0,66.301709947273864,66.301709947273864]
["h474",{"$f":"IF($C$10=2012,profiles!C478,IF($C$10=2013,profiles!E478,IF($C$10=2014,profiles!G478,IF($C$10=2015,profiles!I478,IF($C$10=2016,profiles!K478)))))","v":76.564999999999998},{"$f":"IF($C$10=2012,profiles!D478,IF($C$10=2013,profiles!F478,IF($C$10=2014,profiles!H478,IF($C$10=2015,profiles!J478,IF($C$10=2016,profiles!L478)))))","v":3.6275000736398715E-2},7.255000147279743,0,7.255000147279743,69.309999852720253,0,0,0,0,69.309999852720253,69.309999852720253]
["h475",{"$f":"IF($C$10=2012,profiles!C479,IF($C$10=2013,profiles!E479,IF($C$10=2014,profiles!G479,IF($C$10=2015,profiles!I479,IF($C$10=2016,profiles!K479)))))","v":75.960999999999999},{"$f":"IF($C$10=2012,profiles!D479,IF($C$10=2013,profiles!F479,IF($C$10=2014,profiles!H479,IF($C$10=2015,profiles!J479,IF($C$10=2016,profiles!L479)))))","v":3.3741789154319718E-2},6.7483578308639434,0,6.7483578308639434,69.21264216913606,0,0,0,0,69.21264216913606,69.21264216913606]
["h476",{"$f":"IF($C$10=2012,profiles!C480,IF($C$10=2013,profiles!E480,IF($C$10=2014,profiles!G480,IF($C$10=2015,profiles!I480,IF($C$10=2016,profiles!K480)))))","v":73.878},{"$f":"IF($C$10=2012,profiles!D480,IF($C$10=2013,profiles!F480,IF($C$10=2014,profiles!H480,IF($C$10=2015,profiles!J480,IF($C$10=2016,profiles!L480)))))","v":2.8012607146013137E-2},5.6025214292026275,0,5.6025214292026275,68.275478570797375,0,0,0,0,68.275478570797375,68.275478570797375]
["h477",{"$f":"IF($C$10=2012,profiles!C481,IF($C$10=2013,profiles!E481,IF($C$10=2014,profiles!G481,IF($C$10=2015,profiles!I481,IF($C$10=2016,profiles!K481)))))","v":69.238},{"$f":"IF($C$10=2012,profiles!D481,IF($C$10=2013,profiles!F481,IF($C$10=2014,profiles!H481,IF($C$10=2015,profiles!J481,IF($C$10=2016,profiles!L481)))))","v":2.4124421927008158E-2},4.8248843854016314,0,4.8248843854016314,64.413115614598368,0,0,0,0,64.413115614598368,64.413115614598368]
["h478",{"$f":"IF($C$10=2012,profiles!C482,IF($C$10=2013,profiles!E482,IF($C$10=2014,profiles!G482,IF($C$10=2015,profiles!I482,IF($C$10=2016,profiles!K482)))))","v":65.861999999999995},{"$f":"IF($C$10=2012,profiles!D482,IF($C$10=2013,profiles!F482,IF($C$10=2014,profiles!H482,IF($C$10=2015,profiles!J482,IF($C$10=2016,profiles!L482)))))","v":2.0678075937435564E-2},4.1356151874871125,0,4.1356151874871125,61.726384812512883,0,0,0,0,61.726384812512883,61.726384812512883]
["h479",{"$f":"IF($C$10=2012,profiles!C483,IF($C$10=2013,profiles!E483,IF($C$10=2014,profiles!G483,IF($C$10=2015,profiles!I483,IF($C$10=2016,profiles!K483)))))","v":63.046999999999997},{"$f":"IF($C$10=2012,profiles!D483,IF($C$10=2013,profiles!F483,IF($C$10=2014,profiles!H483,IF($C$10=2015,profiles!J483,IF($C$10=2016,profiles!L483)))))","v":1.9087454711478984E-2},3.8174909422957968,0,3.8174909422957968,59.229509057704199,0,0,0,0,59.229509057704199,59.229509057704199]
["h480",{"$f":"IF($C$10=2012,profiles!C484,IF($C$10=2013,profiles!E484,IF($C$10=2014,profiles!G484,IF($C$10=2015,profiles!I484,IF($C$10=2016,profiles!K484)))))","v":58.616999999999997},{"$f":"IF($C$10=2012,profiles!D484,IF($C$10=2013,profiles!F484,IF($C$10=2014,profiles!H484,IF($C$10=2015,profiles!J484,IF($C$10=2016,profiles!L484)))))","v":1.5832572387993755E-2},3.166514477598751,0,3.166514477598751,55.450485522401245,0,0,0,0,55.450485522401245,55.450485522401245]
["h481",{"$f":"IF($C$10=2012,profiles!C485,IF($C$10=2013,profiles!E485,IF($C$10=2014,profiles!G485,IF($C$10=2015,profiles!I485,IF($C$10=2016,profiles!K485)))))","v":54.930999999999997},{"$f":"IF($C$10=2012,profiles!D485,IF($C$10=2013,profiles!F485,IF($C$10=2014,profiles!H485,IF($C$10=2015,profiles!J485,IF($C$10=2016,profiles!L485)))))","v":1.5168249760695088E-2},3.0336499521390179,0,3.0336499521390179,51.897350047860982,0,0,0,0,51.897350047860982,51.897350047860982]
["h482",{"$f":"IF($C$10=2012,profiles!C486,IF($C$10=2013,profiles!E486,IF($C$10=2014,profiles!G486,IF($C$10=2015,profiles!I486,IF($C$10=2016,profiles!K486)))))","v":52.725000000000001},{"$f":"IF($C$10=2012,profiles!D486,IF($C$10=2013,profiles!F486,IF($C$10=2014,profiles!H486,IF($C$10=2015,profiles!J486,IF($C$10=2016,profiles!L486)))))","v":1.4741182534423091E-2},2.9482365068846184,0,2.9482365068846184,49.776763493115382,0,0,0,0,49.776763493115382,49.776763493115382]
["h483",{"$f":"IF($C$10=2012,profiles!C487,IF($C$10=2013,profiles!E487,IF($C$10=2014,profiles!G487,IF($C$10=2015,profiles!I487,IF($C$10=2016,profiles!K487)))))","v":51.683999999999997},{"$f":"IF($C$10=2012,profiles!D487,IF($C$10=2013,profiles!F487,IF($C$10=2014,profiles!H487,IF($C$10=2015,profiles!J487,IF($C$10=2016,profiles!L487)))))","v":1.2546940578749725E-2},2.5093881157499451,0,2.5093881157499451,49.174611884250055,0,0,0,0,49.174611884250055,49.174611884250055]
["h484",{"$f":"IF($C$10=2012,profiles!C488,IF($C$10=2013,profiles!E488,IF($C$10=2014,profiles!G488,IF($C$10=2015,profiles!I488,IF($C$10=2016,profiles!K488)))))","v":51.930999999999997},{"$f":"IF($C$10=2012,profiles!D488,IF($C$10=2013,profiles!F488,IF($C$10=2014,profiles!H488,IF($C$10=2015,profiles!J488,IF($C$10=2016,profiles!L488)))))","v":1.0411604447389736E-2},2.082320889477947,0,2.082320889477947,49.848679110522049,0,0,0,0,49.848679110522049,49.848679110522049]
["h485",{"$f":"IF($C$10=2012,profiles!C489,IF($C$10=2013,profiles!E489,IF($C$10=2014,profiles!G489,IF($C$10=2015,profiles!I489,IF($C$10=2016,profiles!K489)))))","v":53.366999999999997},{"$f":"IF($C$10=2012,profiles!D489,IF($C$10=2013,profiles!F489,IF($C$10=2014,profiles!H489,IF($C$10=2015,profiles!J489,IF($C$10=2016,profiles!L489)))))","v":1.0161254694057875E-2},2.032250938811575,0,2.032250938811575,51.334749061188425,0,0,0,0,51.334749061188425,51.334749061188425]
["h486",{"$f":"IF($C$10=2012,profiles!C490,IF($C$10=2013,profiles!E490,IF($C$10=2014,profiles!G490,IF($C$10=2015,profiles!I490,IF($C$10=2016,profiles!K490)))))","v":56.749000000000002},{"$f":"IF($C$10=2012,profiles!D490,IF($C$10=2013,profiles!F490,IF($C$10=2014,profiles!H490,IF($C$10=2015,profiles!J490,IF($C$10=2016,profiles!L490)))))","v":1.014652823797953E-2},2.0293056475959061,0,2.0293056475959061,54.719694352404098,0,0,0,0,54.719694352404098,54.719694352404098]
["h487",{"$f":"IF($C$10=2012,profiles!C491,IF($C$10=2013,profiles!E491,IF($C$10=2014,profiles!G491,IF($C$10=2015,profiles!I491,IF($C$10=2016,profiles!K491)))))","v":64.921000000000006},{"$f":"IF($C$10=2012,profiles!D491,IF($C$10=2013,profiles!F491,IF($C$10=2014,profiles!H491,IF($C$10=2015,profiles!J491,IF($C$10=2016,profiles!L491)))))","v":1.0264339886606287E-2},2.0528679773212577,0,2.0528679773212577,62.868132022678751,0,0,0,0,62.868132022678751,62.868132022678751]
["h488",{"$f":"IF($C$10=2012,profiles!C492,IF($C$10=2013,profiles!E492,IF($C$10=2014,profiles!G492,IF($C$10=2015,profiles!I492,IF($C$10=2016,profiles!K492)))))","v":72.304000000000002},{"$f":"IF($C$10=2012,profiles!D492,IF($C$10=2013,profiles!F492,IF($C$10=2014,profiles!H492,IF($C$10=2015,profiles!J492,IF($C$10=2016,profiles!L492)))))","v":1.0190707606214565E-2},2.0381415212429128,0,2.0381415212429128,70.265858478757096,0,0,0,0,70.265858478757096,70.265858478757096]
["h489",{"$f":"IF($C$10=2012,profiles!C493,IF($C$10=2013,profiles!E493,IF($C$10=2014,profiles!G493,IF($C$10=2015,profiles!I493,IF($C$10=2016,profiles!K493)))))","v":74.950999999999993},{"$f":"IF($C$10=2012,profiles!D493,IF($C$10=2013,profiles!F493,IF($C$10=2014,profiles!H493,IF($C$10=2015,profiles!J493,IF($C$10=2016,profiles!L493)))))","v":9.9550843089610489E-3},1.9910168617922097,0,1.9910168617922097,72.959983138207789,0,0,0,0,72.959983138207789,72.959983138207789]
["h490",{"$f":"IF($C$10=2012,profiles!C494,IF($C$10=2013,profiles!E494,IF($C$10=2014,profiles!G494,IF($C$10=2015,profiles!I494,IF($C$10=2016,profiles!K494)))))","v":74.936000000000007},{"$f":"IF($C$10=2012,profiles!D494,IF($C$10=2013,profiles!F494,IF($C$10=2014,profiles!H494,IF($C$10=2015,profiles!J494,IF($C$10=2016,profiles!L494)))))","v":1.2841469700316618E-2},2.5682939400633238,0,2.5682939400633238,72.36770605993668,0,0,0,0,72.36770605993668,72.36770605993668]
["h491",{"$f":"IF($C$10=2012,profiles!C495,IF($C$10=2013,profiles!E495,IF($C$10=2014,profiles!G495,IF($C$10=2015,profiles!I495,IF($C$10=2016,profiles!K495)))))","v":75.927999999999997},{"$f":"IF($C$10=2012,profiles!D495,IF($C$10=2013,profiles!F495,IF($C$10=2014,profiles!H495,IF($C$10=2015,profiles!J495,IF($C$10=2016,profiles!L495)))))","v":1.8084088064207349E-2},3.6168176128414697,0,3.6168176128414697,72.311182387158524,0,0,0,0,72.311182387158524,72.311182387158524]
["h492",{"$f":"IF($C$10=2012,profiles!C496,IF($C$10=2013,profiles!E496,IF($C$10=2014,profiles!G496,IF($C$10=2015,profiles!I496,IF($C$10=2016,profiles!K496)))))","v":76.929000000000002},{"$f":"IF($C$10=2012,profiles!D496,IF($C$10=2013,profiles!F496,IF($C$10=2014,profiles!H496,IF($C$10=2015,profiles!J496,IF($C$10=2016,profiles!L496)))))","v":2.4004123407701937E-2},4.8008246815403872,0,4.8008246815403872,72.128175318459611,0,0,0,0,72.128175318459611,72.128175318459611]
["h493",{"$f":"IF($C$10=2012,profiles!C497,IF($C$10=2013,profiles!E497,IF($C$10=2014,profiles!G497,IF($C$10=2015,profiles!I497,IF($C$10=2016,profiles!K497)))))","v":76.337000000000003},{"$f":"IF($C$10=2012,profiles!D497,IF($C$10=2013,profiles!F497,IF($C$10=2014,profiles!H497,IF($C$10=2015,profiles!J497,IF($C$10=2016,profiles!L497)))))","v":2.7420661217877916E-2},5.4841322435755835,0,5.4841322435755835,70.852867756424416,0,0,0,0,70.852867756424416,70.852867756424416]
["h494",{"$f":"IF($C$10=2012,profiles!C498,IF($C$10=2013,profiles!E498,IF($C$10=2014,profiles!G498,IF($C$10=2015,profiles!I498,IF($C$10=2016,profiles!K498)))))","v":75.941000000000003},{"$f":"IF($C$10=2012,profiles!D498,IF($C$10=2013,profiles!F498,IF($C$10=2014,profiles!H498,IF($C$10=2015,profiles!J498,IF($C$10=2016,profiles!L498)))))","v":2.6566526765333921E-2},5.3133053530667844,0,5.3133053530667844,70.627694646933222,0,0,0,0,70.627694646933222,70.627694646933222]
["h495",{"$f":"IF($C$10=2012,profiles!C499,IF($C$10=2013,profiles!E499,IF($C$10=2014,profiles!G499,IF($C$10=2015,profiles!I499,IF($C$10=2016,profiles!K499)))))","v":75.19},{"$f":"IF($C$10=2012,profiles!D499,IF($C$10=2013,profiles!F499,IF($C$10=2014,profiles!H499,IF($C$10=2015,profiles!J499,IF($C$10=2016,profiles!L499)))))","v":2.2295854502613947E-2},4.4591709005227891,0,4.4591709005227891,70.730829099477205,0,0,0,0,70.730829099477205,70.730829099477205]
["h496",{"$f":"IF($C$10=2012,profiles!C500,IF($C$10=2013,profiles!E500,IF($C$10=2014,profiles!G500,IF($C$10=2015,profiles!I500,IF($C$10=2016,profiles!K500)))))","v":74.397000000000006},{"$f":"IF($C$10=2012,profiles!D500,IF($C$10=2013,profiles!F500,IF($C$10=2014,profiles!H500,IF($C$10=2015,profiles!J500,IF($C$10=2016,profiles!L500)))))","v":1.6626168912451219E-2},3.3252337824902436,0,3.3252337824902436,71.071766217509762,0,0,0,0,71.071766217509762,71.071766217509762]
["h497",{"$f":"IF($C$10=2012,profiles!C501,IF($C$10=2013,profiles!E501,IF($C$10=2014,profiles!G501,IF($C$10=2015,profiles!I501,IF($C$10=2016,profiles!K501)))))","v":74.227000000000004},{"$f":"IF($C$10=2012,profiles!D501,IF($C$10=2013,profiles!F501,IF($C$10=2014,profiles!H501,IF($C$10=2015,profiles!J501,IF($C$10=2016,profiles!L501)))))","v":1.0823945217583389E-2},2.1647890435166777,0,2.1647890435166777,72.062210956483327,0,0,0,0,72.062210956483327,72.062210956483327]
["h498",{"$f":"IF($C$10=2012,profiles!C502,IF($C$10=2013,profiles!E502,IF($C$10=2014,profiles!G502,IF($C$10=2015,profiles!I502,IF($C$10=2016,profiles!K502)))))","v":76.858000000000004},{"$f":"IF($C$10=2012,profiles!D502,IF($C$10=2013,profiles!F502,IF($C$10=2014,profiles!H502,IF($C$10=2015,profiles!J502,IF($C$10=2016,profiles!L502)))))","v":7.3632280391723731E-3},1.4726456078344747,0,1.4726456078344747,75.385354392165524,0,0,0,0,75.385354392165524,75.385354392165524]
["h499",{"$f":"IF($C$10=2012,profiles!C503,IF($C$10=2013,profiles!E503,IF($C$10=2014,profiles!G503,IF($C$10=2015,profiles!I503,IF($C$10=2016,profiles!K503)))))","v":76.512},{"$f":"IF($C$10=2012,profiles!D503,IF($C$10=2013,profiles!F503,IF($C$10=2014,profiles!H503,IF($C$10=2015,profiles!J503,IF($C$10=2016,profiles!L503)))))","v":7.8492010897577499E-3},1.56984021795155,0,1.56984021795155,74.942159782048449,0,0,0,0,74.942159782048449,74.942159782048449]
["h500",{"$f":"IF($C$10=2012,profiles!C504,IF($C$10=2013,profiles!E504,IF($C$10=2014,profiles!G504,IF($C$10=2015,profiles!I504,IF($C$10=2016,profiles!K504)))))","v":74.343000000000004},{"$f":"IF($C$10=2012,profiles!D504,IF($C$10=2013,profiles!F504,IF($C$10=2014,profiles!H504,IF($C$10=2015,profiles!J504,IF($C$10=2016,profiles!L504)))))","v":8.3646270524998165E-3},1.6729254104999634,0,1.6729254104999634,72.670074589500047,0,0,0,0,72.670074589500047,72.670074589500047]
["h501",{"$f":"IF($C$10=2012,profiles!C505,IF($C$10=2013,profiles!E505,IF($C$10=2014,profiles!G505,IF($C$10=2015,profiles!I505,IF($C$10=2016,profiles!K505)))))","v":70.093999999999994},{"$f":"IF($C$10=2012,profiles!D505,IF($C$10=2013,profiles!F505,IF($C$10=2014,profiles!H505,IF($C$10=2015,profiles!J505,IF($C$10=2016,profiles!L505)))))","v":8.9831382077902953E-3},1.7966276415580591,0,1.7966276415580591,68.297372358441933,0,0,0,0,68.297372358441933,68.297372358441933]
["h502",{"$f":"IF($C$10=2012,profiles!C506,IF($C$10=2013,profiles!E506,IF($C$10=2014,profiles!G506,IF($C$10=2015,profiles!I506,IF($C$10=2016,profiles!K506)))))","v":66.638999999999996},{"$f":"IF($C$10=2012,profiles!D506,IF($C$10=2013,profiles!F506,IF($C$10=2014,profiles!H506,IF($C$10=2015,profiles!J506,IF($C$10=2016,profiles!L506)))))","v":9.3660260658272581E-3},1.8732052131654515,0,1.8732052131654515,64.765794786834547,0,0,0,0,64.765794786834547,64.765794786834547]
["h503",{"$f":"IF($C$10=2012,profiles!C507,IF($C$10=2013,profiles!E507,IF($C$10=2014,profiles!G507,IF($C$10=2015,profiles!I507,IF($C$10=2016,profiles!K507)))))","v":63.654000000000003},{"$f":"IF($C$10=2012,profiles!D507,IF($C$10=2013,profiles!F507,IF($C$10=2014,profiles!H507,IF($C$10=2015,profiles!J507,IF($C$10=2016,profiles!L507)))))","v":9.6458287313158086E-3},1.9291657462631617,0,1.9291657462631617,61.724834253736844,0,0,0,0,61.724834253736844,61.724834253736844]
["h504",{"$f":"IF($C$10=2012,profiles!C508,IF($C$10=2013,profiles!E508,IF($C$10=2014,profiles!G508,IF($C$10=2015,profiles!I508,IF($C$10=2016,profiles!K508)))))","v":59.021000000000001},{"$f":"IF($C$10=2012,profiles!D508,IF($C$10=2013,profiles!F508,IF($C$10=2014,profiles!H508,IF($C$10=2015,profiles!J508,IF($C$10=2016,profiles!L508)))))","v":8.9389588395552607E-3},1.7877917679110522,0,1.7877917679110522,57.233208232088948,0,0,0,0,57.233208232088948,57.233208232088948]
["h505",{"$f":"IF($C$10=2012,profiles!C509,IF($C$10=2013,profiles!E509,IF($C$10=2014,profiles!G509,IF($C$10=2015,profiles!I509,IF($C$10=2016,profiles!K509)))))","v":55.167999999999999},{"$f":"IF($C$10=2012,profiles!D509,IF($C$10=2013,profiles!F509,IF($C$10=2014,profiles!H509,IF($C$10=2015,profiles!J509,IF($C$10=2016,profiles!L509)))))","v":8.7025665945134074E-3},1.7405133189026816,0,1.7405133189026816,53.427486681097321,0,0,0,0,53.427486681097321,53.427486681097321]
["h506",{"$f":"IF($C$10=2012,profiles!C510,IF($C$10=2013,profiles!E510,IF($C$10=2014,profiles!G510,IF($C$10=2015,profiles!I510,IF($C$10=2016,profiles!K510)))))","v":52.963000000000001},{"$f":"IF($C$10=2012,profiles!D510,IF($C$10=2013,profiles!F510,IF($C$10=2014,profiles!H510,IF($C$10=2015,profiles!J510,IF($C$10=2016,profiles!L510)))))","v":1.0248707867650307E-2},2.0497415735300613,0,2.0497415735300613,50.913258426469937,0,0,0,0,50.913258426469937,50.913258426469937]
["h507",{"$f":"IF($C$10=2012,profiles!C511,IF($C$10=2013,profiles!E511,IF($C$10=2014,profiles!G511,IF($C$10=2015,profiles!I511,IF($C$10=2016,profiles!K511)))))","v":51.985999999999997},{"$f":"IF($C$10=2012,profiles!D511,IF($C$10=2013,profiles!F511,IF($C$10=2014,profiles!H511,IF($C$10=2015,profiles!J511,IF($C$10=2016,profiles!L511)))))","v":1.228077925520166E-2},2.4561558510403323,0,2.4561558510403323,49.529844148959668,0,0,0,0,49.529844148959668,49.529844148959668]
["h508",{"$f":"IF($C$10=2012,profiles!C512,IF($C$10=2013,profiles!E512,IF($C$10=2014,profiles!G512,IF($C$10=2015,profiles!I512,IF($C$10=2016,profiles!K512)))))","v":52.311999999999998},{"$f":"IF($C$10=2012,profiles!D512,IF($C$10=2013,profiles!F512,IF($C$10=2014,profiles!H512,IF($C$10=2015,profiles!J512,IF($C$10=2016,profiles!L512)))))","v":1.5240535406635156E-2},3.0481070813270312,0,3.0481070813270312,49.263892918672965,0,0,0,0,49.263892918672965,49.263892918672965]
["h509",{"$f":"IF($C$10=2012,profiles!C513,IF($C$10=2013,profiles!E513,IF($C$10=2014,profiles!G513,IF($C$10=2015,profiles!I513,IF($C$10=2016,profiles!K513)))))","v":53.738},{"$f":"IF($C$10=2012,profiles!D513,IF($C$10=2013,profiles!F513,IF($C$10=2014,profiles!H513,IF($C$10=2015,profiles!J513,IF($C$10=2016,profiles!L513)))))","v":1.8170841248104138E-2},3.6341682496208274,0,3.6341682496208274,50.103831750379172,0,0,0,0,50.103831750379172,50.103831750379172]
["h510",{"$f":"IF($C$10=2012,profiles!C514,IF($C$10=2013,profiles!E514,IF($C$10=2014,profiles!G514,IF($C$10=2015,profiles!I514,IF($C$10=2016,profiles!K514)))))","v":57.076999999999998},{"$f":"IF($C$10=2012,profiles!D514,IF($C$10=2013,profiles!F514,IF($C$10=2014,profiles!H514,IF($C$10=2015,profiles!J514,IF($C$10=2016,profiles!L514)))))","v":2.0806643989927993E-2},4.1613287979855986,0,4.1613287979855986,52.915671202014401,0,0,0,0,52.915671202014401,52.915671202014401]
["h511",{"$f":"IF($C$10=2012,profiles!C515,IF($C$10=2013,profiles!E515,IF($C$10=2014,profiles!G515,IF($C$10=2015,profiles!I515,IF($C$10=2016,profiles!K515)))))","v":65.186999999999998},{"$f":"IF($C$10=2012,profiles!D515,IF($C$10=2013,profiles!F515,IF($C$10=2014,profiles!H515,IF($C$10=2015,profiles!J515,IF($C$10=2016,profiles!L515)))))","v":2.4532108200438808E-2},4.9064216400877614,0,4.9064216400877614,60.280578359912234,0,0,0,0,60.280578359912234,60.280578359912234]
["h512",{"$f":"IF($C$10=2012,profiles!C516,IF($C$10=2013,profiles!E516,IF($C$10=2014,profiles!G516,IF($C$10=2015,profiles!I516,IF($C$10=2016,profiles!K516)))))","v":72.343999999999994},{"$f":"IF($C$10=2012,profiles!D516,IF($C$10=2013,profiles!F516,IF($C$10=2014,profiles!H516,IF($C$10=2015,profiles!J516,IF($C$10=2016,profiles!L516)))))","v":2.5445067809338692E-2},5.0890135618677386,0,5.0890135618677386,67.254986438132249,0,0,0,0,67.254986438132249,67.254986438132249]
["h513",{"$f":"IF($C$10=2012,profiles!C517,IF($C$10=2013,profiles!E517,IF($C$10=2014,profiles!G517,IF($C$10=2015,profiles!I517,IF($C$10=2016,profiles!K517)))))","v":74.83},{"$f":"IF($C$10=2012,profiles!D517,IF($C$10=2013,profiles!F517,IF($C$10=2014,profiles!H517,IF($C$10=2015,profiles!J517,IF($C$10=2016,profiles!L517)))))","v":3.0201292868607441E-2},6.0402585737214878,{"$f":"D530-F530","v":0},{"$f":"MIN(D530,B530)","v":6.0402585737214878},{"$f":"B530-F530","v":68.789741426278511},{"$f":"-MIN(-E530+$C$3,0)","v":0},{"$f":"E530-H530","v":0},0,0,68.789741426278511,68.789741426278511]
["h514",{"$f":"IF($C$10=2012,profiles!C518,IF($C$10=2013,profiles!E518,IF($C$10=2014,profiles!G518,IF($C$10=2015,profiles!I518,IF($C$10=2016,profiles!K518)))))","v":74.835999999999999},{"$f":"IF($C$10=2012,profiles!D518,IF($C$10=2013,profiles!F518,IF($C$10=2014,profiles!H518,IF($C$10=2015,profiles!J518,IF($C$10=2016,profiles!L518)))))","v":4.3984037931999231E-2},{"$f":"C531*$C$2","v":8.7968075863998472},0,8.7968075863998472,66.039192413600148,0,0,0,0,{"$f":"MAX(G531-J531,0)","v":66.039192413600148},{"$f":"B531-D531","v":66.039192413600148}]
["h515",{"$f":"IF($C$10=2012,profiles!C519,IF($C$10=2013,profiles!E519,IF($C$10=2014,profiles!G519,IF($C$10=2015,profiles!I519,IF($C$10=2016,profiles!K519)))))","v":75.570999999999998},{"$f":"IF($C$10=2012,profiles!D519,IF($C$10=2013,profiles!F519,IF($C$10=2014,profiles!H519,IF($C$10=2015,profiles!J519,IF($C$10=2016,profiles!L519)))))","v":5.7634256600550722E-2},11.526851320110145,0,11.526851320110145,64.044148679889858,0,0,0,{"$f":"K531+I532*$F$2-J532/$F$3","v":0},64.044148679889858,64.044148679889858]
["h516",{"$f":"IF($C$10=2012,profiles!C520,IF($C$10=2013,profiles!E520,IF($C$10=2014,profiles!G520,IF($C$10=2015,profiles!I520,IF($C$10=2016,profiles!K520)))))","v":76.594999999999999},{"$f":"IF($C$10=2012,profiles!D520,IF($C$10=2013,profiles!F520,IF($C$10=2014,profiles!H520,IF($C$10=2015,profiles!J520,IF($C$10=2016,profiles!L520)))))","v":7.0592392984936164E-2},14.118478596987233,0,14.118478596987233,62.476521403012768,0,0,0,0,62.476521403012768,62.476521403012768]
["h517",{"$f":"IF($C$10=2012,profiles!C521,IF($C$10=2013,profiles!E521,IF($C$10=2014,profiles!G521,IF($C$10=2015,profiles!I521,IF($C$10=2016,profiles!K521)))))","v":75.786000000000001},{"$f":"IF($C$10=2012,profiles!D521,IF($C$10=2013,profiles!F521,IF($C$10=2014,profiles!H521,IF($C$10=2015,profiles!J521,IF($C$10=2016,profiles!L521)))))","v":7.5157191029435591E-2},15.031438205887119,0,15.031438205887119,60.754561794112881,0,0,0,0,60.754561794112881,60.754561794112881]
["h518",{"$f":"IF($C$10=2012,profiles!C522,IF($C$10=2013,profiles!E522,IF($C$10=2014,profiles!G522,IF($C$10=2015,profiles!I522,IF($C$10=2016,profiles!K522)))))","v":75.234999999999999},{"$f":"IF($C$10=2012,profiles!D522,IF($C$10=2013,profiles!F522,IF($C$10=2014,profiles!H522,IF($C$10=2015,profiles!J522,IF($C$10=2016,profiles!L522)))))","v":6.9753059150947566E-2},13.950611830189514,0,13.950611830189514,61.284388169810484,0,0,0,0,61.284388169810484,61.284388169810484]
["h519",{"$f":"IF($C$10=2012,profiles!C523,IF($C$10=2013,profiles!E523,IF($C$10=2014,profiles!G523,IF($C$10=2015,profiles!I523,IF($C$10=2016,profiles!K523)))))","v":74.251999999999995},{"$f":"IF($C$10=2012,profiles!D523,IF($C$10=2013,profiles!F523,IF($C$10=2014,profiles!H523,IF($C$10=2015,profiles!J523,IF($C$10=2016,profiles!L523)))))","v":6.1241919571203486E-2},12.248383914240698,0,12.248383914240698,62.003616085759298,0,0,0,0,62.003616085759298,62.003616085759298]
["h520",{"$f":"IF($C$10=2012,profiles!C524,IF($C$10=2013,profiles!E524,IF($C$10=2014,profiles!G524,IF($C$10=2015,profiles!I524,IF($C$10=2016,profiles!K524)))))","v":73.617999999999995},{"$f":"IF($C$10=2012,profiles!D524,IF($C$10=2013,profiles!F524,IF($C$10=2014,profiles!H524,IF($C$10=2015,profiles!J524,IF($C$10=2016,profiles!L524)))))","v":5.2716054836477157E-2},10.543210967295432,0,10.543210967295432,63.074789032704565,0,0,{"$f":"MIN(MAX(0,G537),K536*$F$3)","v":0},0,63.074789032704565,63.074789032704565]
["h521",{"$f":"IF($C$10=2012,profiles!C525,IF($C$10=2013,profiles!E525,IF($C$10=2014,profiles!G525,IF($C$10=2015,profiles!I525,IF($C$10=2016,profiles!K525)))))","v":73.524000000000001},{"$f":"IF($C$10=2012,profiles!D525,IF($C$10=2013,profiles!F525,IF($C$10=2014,profiles!H525,IF($C$10=2015,profiles!J525,IF($C$10=2016,profiles!L525)))))","v":4.632533757417797E-2},9.2650675148355948,0,9.2650675148355948,64.258932485164408,0,0,0,0,64.258932485164408,64.258932485164408]
["h522",{"$f":"IF($C$10=2012,profiles!C526,IF($C$10=2013,profiles!E526,IF($C$10=2014,profiles!G526,IF($C$10=2015,profiles!I526,IF($C$10=2016,profiles!K526)))))","v":76.754000000000005},{"$f":"IF($C$10=2012,profiles!D526,IF($C$10=2013,profiles!F526,IF($C$10=2014,profiles!H526,IF($C$10=2015,profiles!J526,IF($C$10=2016,profiles!L526)))))","v":4.8946415161019573E-2},9.7892830322039153,0,9.7892830322039153,66.964716967796093,0,0,0,0,66.964716967796093,66.964716967796093]
["h523",{"$f":"IF($C$10=2012,profiles!C527,IF($C$10=2013,profiles!E527,IF($C$10=2014,profiles!G527,IF($C$10=2015,profiles!I527,IF($C$10=2016,profiles!K527)))))","v":76.891000000000005},{"$f":"IF($C$10=2012,profiles!D527,IF($C$10=2013,profiles!F527,IF($C$10=2014,profiles!H527,IF($C$10=2015,profiles!J527,IF($C$10=2016,profiles!L527)))))","v":5.3599564135412524E-2},10.719912827082505,0,10.719912827082505,66.171087172917495,0,0,0,0,66.171087172917495,66.171087172917495]
["h524",{"$f":"IF($C$10=2012,profiles!C528,IF($C$10=2013,profiles!E528,IF($C$10=2014,profiles!G528,IF($C$10=2015,profiles!I528,IF($C$10=2016,profiles!K528)))))","v":74.927999999999997},{"$f":"IF($C$10=2012,profiles!D528,IF($C$10=2013,profiles!F528,IF($C$10=2014,profiles!H528,IF($C$10=2015,profiles!J528,IF($C$10=2016,profiles!L528)))))","v":5.4453623124383385E-2},10.890724624876677,0,10.890724624876677,64.037275375123315,0,0,0,0,64.037275375123315,64.037275375123315]
["h525",{"$f":"IF($C$10=2012,profiles!C529,IF($C$10=2013,profiles!E529,IF($C$10=2014,profiles!G529,IF($C$10=2015,profiles!I529,IF($C$10=2016,profiles!K529)))))","v":70.313000000000002},{"$f":"IF($C$10=2012,profiles!D529,IF($C$10=2013,profiles!F529,IF($C$10=2014,profiles!H529,IF($C$10=2015,profiles!J529,IF($C$10=2016,profiles!L529)))))","v":5.4100219404809233E-2},10.820043880961846,0,10.820043880961846,59.492956119038155,0,0,0,0,59.492956119038155,59.492956119038155]
["h526",{"$f":"IF($C$10=2012,profiles!C530,IF($C$10=2013,profiles!E530,IF($C$10=2014,profiles!G530,IF($C$10=2015,profiles!I530,IF($C$10=2016,profiles!K530)))))","v":66.823999999999998},{"$f":"IF($C$10=2012,profiles!D530,IF($C$10=2013,profiles!F530,IF($C$10=2014,profiles!H530,IF($C$10=2015,profiles!J530,IF($C$10=2016,profiles!L530)))))","v":5.5661085832928392E-2},11.132217166585679,0,11.132217166585679,55.691782833414322,0,0,0,0,55.691782833414322,55.691782833414322]
["h527",{"$f":"IF($C$10=2012,profiles!C531,IF($C$10=2013,profiles!E531,IF($C$10=2014,profiles!G531,IF($C$10=2015,profiles!I531,IF($C$10=2016,profiles!K531)))))","v":64.162000000000006},{"$f":"IF($C$10=2012,profiles!D531,IF($C$10=2013,profiles!F531,IF($C$10=2014,profiles!H531,IF($C$10=2015,profiles!J531,IF($C$10=2016,profiles!L531)))))","v":5.4365272194489847E-2},10.87305443889797,0,10.87305443889797,53.28894556110204,0,0,0,0,53.28894556110204,53.28894556110204]
["h528",{"$f":"IF($C$10=2012,profiles!C532,IF($C$10=2013,profiles!E532,IF($C$10=2014,profiles!G532,IF($C$10=2015,profiles!I532,IF($C$10=2016,profiles!K532)))))","v":59.631},{"$f":"IF($C$10=2012,profiles!D532,IF($C$10=2013,profiles!F532,IF($C$10=2014,profiles!H532,IF($C$10=2015,profiles!J532,IF($C$10=2016,profiles!L532)))))","v":5.4541974054276923E-2},10.908394810855384,0,10.908394810855384,48.722605189144616,0,0,0,0,48.722605189144616,48.722605189144616]
["h529",{"$f":"IF($C$10=2012,profiles!C533,IF($C$10=2013,profiles!E533,IF($C$10=2014,profiles!G533,IF($C$10=2015,profiles!I533,IF($C$10=2016,profiles!K533)))))","v":55.798000000000002},{"$f":"IF($C$10=2012,profiles!D533,IF($C$10=2013,profiles!F533,IF($C$10=2014,profiles!H533,IF($C$10=2015,profiles!J533,IF($C$10=2016,profiles!L533)))))","v":5.3896887789653444E-2},10.779377557930689,0,10.779377557930689,45.018622442069315,0,0,0,0,45.018622442069315,45.018622442069315]
["h530",{"$f":"IF($C$10=2012,profiles!C534,IF($C$10=2013,profiles!E534,IF($C$10=2014,profiles!G534,IF($C$10=2015,profiles!I534,IF($C$10=2016,profiles!K534)))))","v":53.484999999999999},{"$f":"IF($C$10=2012,profiles!D534,IF($C$10=2013,profiles!F534,IF($C$10=2014,profiles!H534,IF($C$10=2015,profiles!J534,IF($C$10=2016,profiles!L534)))))","v":5.5089361952713245E-2},11.017872390542649,0,11.017872390542649,42.46712760945735,0,0,0,0,42.46712760945735,42.46712760945735]
["h531",{"$f":"IF($C$10=2012,profiles!C535,IF($C$10=2013,profiles!E535,IF($C$10=2014,profiles!G535,IF($C$10=2015,profiles!I535,IF($C$10=2016,profiles!K535)))))","v":52.6},{"$f":"IF($C$10=2012,profiles!D535,IF($C$10=2013,profiles!F535,IF($C$10=2014,profiles!H535,IF($C$10=2015,profiles!J535,IF($C$10=2016,profiles!L535)))))","v":5.4647704855283689E-2},10.929540971056738,0,10.929540971056738,41.670459028943263,0,0,0,0,41.670459028943263,41.670459028943263]
["h532",{"$f":"IF($C$10=2012,profiles!C536,IF($C$10=2013,profiles!E536,IF($C$10=2014,profiles!G536,IF($C$10=2015,profiles!I536,IF($C$10=2016,profiles!K536)))))","v":52.764000000000003},{"$f":"IF($C$10=2012,profiles!D536,IF($C$10=2013,profiles!F536,IF($C$10=2014,profiles!H536,IF($C$10=2015,profiles!J536,IF($C$10=2016,profiles!L536)))))","v":5.3131348820775547E-2},10.62626976415511,0,10.62626976415511,42.137730235844892,0,0,0,0,42.137730235844892,42.137730235844892]
["h533",{"$f":"IF($C$10=2012,profiles!C537,IF($C$10=2013,profiles!E537,IF($C$10=2014,profiles!G537,IF($C$10=2015,profiles!I537,IF($C$10=2016,profiles!K537)))))","v":54.073999999999998},{"$f":"IF($C$10=2012,profiles!D537,IF($C$10=2013,profiles!F537,IF($C$10=2014,profiles!H537,IF($C$10=2015,profiles!J537,IF($C$10=2016,profiles!L537)))))","v":5.3101905014280248E-2},10.62038100285605,0,10.62038100285605,43.453618997143948,0,0,0,0,43.453618997143948,43.453618997143948]
["h534",{"$f":"IF($C$10=2012,profiles!C538,IF($C$10=2013,profiles!E538,IF($C$10=2014,profiles!G538,IF($C$10=2015,profiles!I538,IF($C$10=2016,profiles!K538)))))","v":57.427999999999997},{"$f":"IF($C$10=2012,profiles!D538,IF($C$10=2013,profiles!F538,IF($C$10=2014,profiles!H538,IF($C$10=2015,profiles!J538,IF($C$10=2016,profiles!L538)))))","v":5.47065924682743E-2},10.94131849365486,0,10.94131849365486,46.486681506345136,0,0,0,0,46.486681506345136,46.486681506345136]
["h535",{"$f":"IF($C$10=2012,profiles!C539,IF($C$10=2013,profiles!E539,IF($C$10=2014,profiles!G539,IF($C$10=2015,profiles!I539,IF($C$10=2016,profiles!K539)))))","v":65.400000000000006},{"$f":"IF($C$10=2012,profiles!D539,IF($C$10=2013,profiles!F539,IF($C$10=2014,profiles!H539,IF($C$10=2015,profiles!J539,IF($C$10=2016,profiles!L539)))))","v":5.806318640873892E-2},11.612637281747784,0,11.612637281747784,53.787362718252226,0,0,0,0,53.787362718252226,53.787362718252226]
["h536",{"$f":"IF($C$10=2012,profiles!C540,IF($C$10=2013,profiles!E540,IF($C$10=2014,profiles!G540,IF($C$10=2015,profiles!I540,IF($C$10=2016,profiles!K540)))))","v":72.754999999999995},{"$f":"IF($C$10=2012,profiles!D540,IF($C$10=2013,profiles!F540,IF($C$10=2014,profiles!H540,IF($C$10=2015,profiles!J540,IF($C$10=2016,profiles!L540)))))","v":6.0816182316049822E-2},12.163236463209964,0,12.163236463209964,60.591763536790033,0,0,0,0,60.591763536790033,60.591763536790033]
["h537",{"$f":"IF($C$10=2012,profiles!C541,IF($C$10=2013,profiles!E541,IF($C$10=2014,profiles!G541,IF($C$10=2015,profiles!I541,IF($C$10=2016,profiles!K541)))))","v":74.736999999999995},{"$f":"IF($C$10=2012,profiles!D541,IF($C$10=2013,profiles!F541,IF($C$10=2014,profiles!H541,IF($C$10=2015,profiles!J541,IF($C$10=2016,profiles!L541)))))","v":6.451138003121043E-2},12.902276006242086,0,12.902276006242086,61.834723993757905,0,0,0,0,61.834723993757905,61.834723993757905]
["h538",{"$f":"IF($C$10=2012,profiles!C542,IF($C$10=2013,profiles!E542,IF($C$10=2014,profiles!G542,IF($C$10=2015,profiles!I542,IF($C$10=2016,profiles!K542)))))","v":74.769000000000005},{"$f":"IF($C$10=2012,profiles!D542,IF($C$10=2013,profiles!F542,IF($C$10=2014,profiles!H542,IF($C$10=2015,profiles!J542,IF($C$10=2016,profiles!L542)))))","v":7.3756735270735799E-2},14.751347054147161,0,14.751347054147161,60.017652945852845,0,0,0,0,60.017652945852845,60.017652945852845]
["h539",{"$f":"IF($C$10=2012,profiles!C543,IF($C$10=2013,profiles!E543,IF($C$10=2014,profiles!G543,IF($C$10=2015,profiles!I543,IF($C$10=2016,profiles!K543)))))","v":75.498999999999995},{"$f":"IF($C$10=2012,profiles!D543,IF($C$10=2013,profiles!F543,IF($C$10=2014,profiles!H543,IF($C$10=2015,profiles!J543,IF($C$10=2016,profiles!L543)))))","v":8.9347230809999123E-2},17.869446161999825,0,17.869446161999825,57.62955383800017,0,0,0,0,57.62955383800017,57.62955383800017]
["h540",{"$f":"IF($C$10=2012,profiles!C544,IF($C$10=2013,profiles!E544,IF($C$10=2014,profiles!G544,IF($C$10=2015,profiles!I544,IF($C$10=2016,profiles!K544)))))","v":76.209000000000003},{"$f":"IF($C$10=2012,profiles!D544,IF($C$10=2013,profiles!F544,IF($C$10=2014,profiles!H544,IF($C$10=2015,profiles!J544,IF($C$10=2016,profiles!L544)))))","v":0.10693990519094308},21.387981038188617,0,21.387981038188617,54.82101896181139,0,0,0,0,54.82101896181139,54.82101896181139]
["h541",{"$f":"IF($C$10=2012,profiles!C545,IF($C$10=2013,profiles!E545,IF($C$10=2014,profiles!G545,IF($C$10=2015,profiles!I545,IF($C$10=2016,profiles!K545)))))","v":75.733000000000004},{"$f":"IF($C$10=2012,profiles!D545,IF($C$10=2013,profiles!F545,IF($C$10=2014,profiles!H545,IF($C$10=2015,profiles!J545,IF($C$10=2016,profiles!L545)))))","v":0.11824632688513971},23.649265377027941,0,23.649265377027941,52.083734622972059,0,0,0,0,52.083734622972059,52.083734622972059]
["h542",{"$f":"IF($C$10=2012,profiles!C546,IF($C$10=2013,profiles!E546,IF($C$10=2014,profiles!G546,IF($C$10=2015,profiles!I546,IF($C$10=2016,profiles!K546)))))","v":75.369},{"$f":"IF($C$10=2012,profiles!D546,IF($C$10=2013,profiles!F546,IF($C$10=2014,profiles!H546,IF($C$10=2015,profiles!J546,IF($C$10=2016,profiles!L546)))))","v":0.11382975591084415},22.765951182168831,0,22.765951182168831,52.603048817831166,0,0,0,0,52.603048817831166,52.603048817831166]
["h543",{"$f":"IF($C$10=2012,profiles!C547,IF($C$10=2013,profiles!E547,IF($C$10=2014,profiles!G547,IF($C$10=2015,profiles!I547,IF($C$10=2016,profiles!K547)))))","v":74.667000000000002},{"$f":"IF($C$10=2012,profiles!D547,IF($C$10=2013,profiles!F547,IF($C$10=2014,profiles!H547,IF($C$10=2015,profiles!J547,IF($C$10=2016,profiles!L547)))))","v":0.10418690928363218},20.837381856726438,0,20.837381856726438,53.829618143273564,0,0,0,0,53.829618143273564,53.829618143273564]
["h544",{"$f":"IF($C$10=2012,profiles!C548,IF($C$10=2013,profiles!E548,IF($C$10=2014,profiles!G548,IF($C$10=2015,profiles!I548,IF($C$10=2016,profiles!K548)))))","v":74.010000000000005},{"$f":"IF($C$10=2012,profiles!D548,IF($C$10=2013,profiles!F548,IF($C$10=2014,profiles!H548,IF($C$10=2015,profiles!J548,IF($C$10=2016,profiles!L548)))))","v":9.6693460530577396E-2},19.338692106115481,0,19.338692106115481,54.671307893884524,0,0,0,0,54.671307893884524,54.671307893884524]
["h545",{"$f":"IF($C$10=2012,profiles!C549,IF($C$10=2013,profiles!E549,IF($C$10=2014,profiles!G549,IF($C$10=2015,profiles!I549,IF($C$10=2016,profiles!K549)))))","v":74.013999999999996},{"$f":"IF($C$10=2012,profiles!D549,IF($C$10=2013,profiles!F549,IF($C$10=2014,profiles!H549,IF($C$10=2015,profiles!J549,IF($C$10=2016,profiles!L549)))))","v":9.5309601625298113E-2},19.061920325059624,0,19.061920325059624,54.952079674940371,0,0,0,0,54.952079674940371,54.952079674940371]
["h546",{"$f":"IF($C$10=2012,profiles!C550,IF($C$10=2013,profiles!E550,IF($C$10=2014,profiles!G550,IF($C$10=2015,profiles!I550,IF($C$10=2016,profiles!K550)))))","v":76.986999999999995},{"$f":"IF($C$10=2012,profiles!D550,IF($C$10=2013,profiles!F550,IF($C$10=2014,profiles!H550,IF($C$10=2015,profiles!J550,IF($C$10=2016,profiles!L550)))))","v":0.10150752289255956},20.30150457851191,0,20.30150457851191,56.685495421488085,0,0,0,0,56.685495421488085,56.685495421488085]
["h547",{"$f":"IF($C$10=2012,profiles!C551,IF($C$10=2013,profiles!E551,IF($C$10=2014,profiles!G551,IF($C$10=2015,profiles!I551,IF($C$10=2016,profiles!K551)))))","v":76.962999999999994},{"$f":"IF($C$10=2012,profiles!D551,IF($C$10=2013,profiles!F551,IF($C$10=2014,profiles!H551,IF($C$10=2015,profiles!J551,IF($C$10=2016,profiles!L551)))))","v":0.10820598887024115},21.64119777404823,0,21.64119777404823,55.321802225951764,0,0,0,0,55.321802225951764,55.321802225951764]
["h548",{"$f":"IF($C$10=2012,profiles!C552,IF($C$10=2013,profiles!E552,IF($C$10=2014,profiles!G552,IF($C$10=2015,profiles!I552,IF($C$10=2016,profiles!K552)))))","v":75.001000000000005},{"$f":"IF($C$10=2012,profiles!D552,IF($C$10=2013,profiles!F552,IF($C$10=2014,profiles!H552,IF($C$10=2015,profiles!J552,IF($C$10=2016,profiles!L552)))))","v":0.1102376115184171},22.047522303683419,0,22.047522303683419,52.953477696316583,0,0,0,0,52.953477696316583,52.953477696316583]
["h549",{"$f":"IF($C$10=2012,profiles!C553,IF($C$10=2013,profiles!E553,IF($C$10=2014,profiles!G553,IF($C$10=2015,profiles!I553,IF($C$10=2016,profiles!K553)))))","v":70.710999999999999},{"$f":"IF($C$10=2012,profiles!D553,IF($C$10=2013,profiles!F553,IF($C$10=2014,profiles!H553,IF($C$10=2015,profiles!J553,IF($C$10=2016,profiles!L553)))))","v":0.10638047286753231},21.276094573506462,0,21.276094573506462,49.434905426493536,0,0,0,0,49.434905426493536,49.434905426493536]
["h550",{"$f":"IF($C$10=2012,profiles!C554,IF($C$10=2013,profiles!E554,IF($C$10=2014,profiles!G554,IF($C$10=2015,profiles!I554,IF($C$10=2016,profiles!K554)))))","v":67.320999999999998},{"$f":"IF($C$10=2012,profiles!D554,IF($C$10=2013,profiles!F554,IF($C$10=2014,profiles!H554,IF($C$10=2015,profiles!J554,IF($C$10=2016,profiles!L554)))))","v":9.7517887112445897E-2},19.50357742248918,0,19.50357742248918,47.817422577510818,0,0,0,0,47.817422577510818,47.817422577510818]
["h551",{"$f":"IF($C$10=2012,profiles!C555,IF($C$10=2013,profiles!E555,IF($C$10=2014,profiles!G555,IF($C$10=2015,profiles!I555,IF($C$10=2016,profiles!K555)))))","v":64.584000000000003},{"$f":"IF($C$10=2012,profiles!D555,IF($C$10=2013,profiles!F555,IF($C$10=2014,profiles!H555,IF($C$10=2015,profiles!J555,IF($C$10=2016,profiles!L555)))))","v":9.0937196360745515E-2},18.187439272149103,0,18.187439272149103,46.396560727850897,0,0,0,0,46.396560727850897,46.396560727850897]
["h552",{"$f":"IF($C$10=2012,profiles!C556,IF($C$10=2013,profiles!E556,IF($C$10=2014,profiles!G556,IF($C$10=2015,profiles!I556,IF($C$10=2016,profiles!K556)))))","v":59.993000000000002},{"$f":"IF($C$10=2012,profiles!D556,IF($C$10=2013,profiles!F556,IF($C$10=2014,profiles!H556,IF($C$10=2015,profiles!J556,IF($C$10=2016,profiles!L556)))))","v":8.9847775520419282E-2},17.969555104083856,0,17.969555104083856,42.023444895916143,0,0,0,0,42.023444895916143,42.023444895916143]
["h553",{"$f":"IF($C$10=2012,profiles!C557,IF($C$10=2013,profiles!E557,IF($C$10=2014,profiles!G557,IF($C$10=2015,profiles!I557,IF($C$10=2016,profiles!K557)))))","v":56.3},{"$f":"IF($C$10=2012,profiles!D557,IF($C$10=2013,profiles!F557,IF($C$10=2014,profiles!H557,IF($C$10=2015,profiles!J557,IF($C$10=2016,profiles!L557)))))","v":8.6928364316097795E-2},17.385672863219558,0,17.385672863219558,38.914327136780443,0,0,0,0,38.914327136780443,38.914327136780443]
["h554",{"$f":"IF($C$10=2012,profiles!C558,IF($C$10=2013,profiles!E558,IF($C$10=2014,profiles!G558,IF($C$10=2015,profiles!I558,IF($C$10=2016,profiles!K558)))))","v":54.154000000000003},{"$f":"IF($C$10=2012,profiles!D558,IF($C$10=2013,profiles!F558,IF($C$10=2014,profiles!H558,IF($C$10=2015,profiles!J558,IF($C$10=2016,profiles!L558)))))","v":8.0702374118720652E-2},16.140474823744132,0,16.140474823744132,38.013525176255868,0,0,0,0,38.013525176255868,38.013525176255868]
["h555",{"$f":"IF($C$10=2012,profiles!C559,IF($C$10=2013,profiles!E559,IF($C$10=2014,profiles!G559,IF($C$10=2015,profiles!I559,IF($C$10=2016,profiles!K559)))))","v":52.963000000000001},{"$f":"IF($C$10=2012,profiles!D559,IF($C$10=2013,profiles!F559,IF($C$10=2014,profiles!H559,IF($C$10=2015,profiles!J559,IF($C$10=2016,profiles!L559)))))","v":7.8597606747030507E-2},15.719521349406101,0,15.719521349406101,37.2434786505939,0,0,0,0,37.2434786505939,37.2434786505939]
["h556",{"$f":"IF($C$10=2012,profiles!C560,IF($C$10=2013,profiles!E560,IF($C$10=2014,profiles!G560,IF($C$10=2015,profiles!I560,IF($C$10=2016,profiles!K560)))))","v":53.262999999999998},{"$f":"IF($C$10=2012,profiles!D560,IF($C$10=2013,profiles!F560,IF($C$10=2014,profiles!H560,IF($C$10=2015,profiles!J560,IF($C$10=2016,profiles!L560)))))","v":7.2872050749915374E-2},14.574410149983075,0,14.574410149983075,38.688589850016925,0,0,0,0,38.688589850016925,38.688589850016925]
["h557",{"$f":"IF($C$10=2012,profiles!C561,IF($C$10=2013,profiles!E561,IF($C$10=2014,profiles!G561,IF($C$10=2015,profiles!I561,IF($C$10=2016,profiles!K561)))))","v":54.423999999999999},{"$f":"IF($C$10=2012,profiles!D561,IF($C$10=2013,profiles!F561,IF($C$10=2014,profiles!H561,IF($C$10=2015,profiles!J561,IF($C$10=2016,profiles!L561)))))","v":6.8677234659483957E-2},13.735446931896792,0,13.735446931896792,40.688553068103204,0,0,0,0,40.688553068103204,40.688553068103204]
["h558",{"$f":"IF($C$10=2012,profiles!C562,IF($C$10=2013,profiles!E562,IF($C$10=2014,profiles!G562,IF($C$10=2015,profiles!I562,IF($C$10=2016,profiles!K562)))))","v":57.567},{"$f":"IF($C$10=2012,profiles!D562,IF($C$10=2013,profiles!F562,IF($C$10=2014,profiles!H562,IF($C$10=2015,profiles!J562,IF($C$10=2016,profiles!L562)))))","v":7.2739582873375425E-2},14.547916574675085,0,14.547916574675085,43.019083425324915,0,0,0,0,43.019083425324915,43.019083425324915]
["h559",{"$f":"IF($C$10=2012,profiles!C563,IF($C$10=2013,profiles!E563,IF($C$10=2014,profiles!G563,IF($C$10=2015,profiles!I563,IF($C$10=2016,profiles!K563)))))","v":65.489000000000004},{"$f":"IF($C$10=2012,profiles!D563,IF($C$10=2013,profiles!F563,IF($C$10=2014,profiles!H563,IF($C$10=2015,profiles!J563,IF($C$10=2016,profiles!L563)))))","v":7.4299760085956928E-2},14.859952017191386,0,14.859952017191386,50.629047982808615,0,0,0,0,50.629047982808615,50.629047982808615]
["h560",{"$f":"IF($C$10=2012,profiles!C564,IF($C$10=2013,profiles!E564,IF($C$10=2014,profiles!G564,IF($C$10=2015,profiles!I564,IF($C$10=2016,profiles!K564)))))","v":72.712999999999994},{"$f":"IF($C$10=2012,profiles!D564,IF($C$10=2013,profiles!F564,IF($C$10=2014,profiles!H564,IF($C$10=2015,profiles!J564,IF($C$10=2016,profiles!L564)))))","v":7.4020105679928172E-2},14.804021135985634,0,14.804021135985634,57.908978864014358,0,0,0,0,57.908978864014358,57.908978864014358]
["h561",{"$f":"IF($C$10=2012,profiles!C565,IF($C$10=2013,profiles!E565,IF($C$10=2014,profiles!G565,IF($C$10=2015,profiles!I565,IF($C$10=2016,profiles!K565)))))","v":75.397000000000006},{"$f":"IF($C$10=2012,profiles!D565,IF($C$10=2013,profiles!F565,IF($C$10=2014,profiles!H565,IF($C$10=2015,profiles!J565,IF($C$10=2016,profiles!L565)))))","v":7.2136118102471267E-2},14.427223620494253,0,14.427223620494253,60.969776379505753,0,0,0,0,60.969776379505753,60.969776379505753]
["h562",{"$f":"IF($C$10=2012,profiles!C566,IF($C$10=2013,profiles!E566,IF($C$10=2014,profiles!G566,IF($C$10=2015,profiles!I566,IF($C$10=2016,profiles!K566)))))","v":75.382999999999996},{"$f":"IF($C$10=2012,profiles!D566,IF($C$10=2013,profiles!F566,IF($C$10=2014,profiles!H566,IF($C$10=2015,profiles!J566,IF($C$10=2016,profiles!L566)))))","v":7.6169029010464961E-2},15.233805802092991,0,15.233805802092991,60.149194197907008,0,0,0,0,60.149194197907008,60.149194197907008]
["h563",{"$f":"IF($C$10=2012,profiles!C567,IF($C$10=2013,profiles!E567,IF($C$10=2014,profiles!G567,IF($C$10=2015,profiles!I567,IF($C$10=2016,profiles!K567)))))","v":76.233000000000004},{"$f":"IF($C$10=2012,profiles!D567,IF($C$10=2013,profiles!F567,IF($C$10=2014,profiles!H567,IF($C$10=2015,profiles!J567,IF($C$10=2016,profiles!L567)))))","v":8.4470349273634476E-2},16.894069854726894,0,16.894069854726894,59.33893014527311,0,0,0,0,59.33893014527311,59.33893014527311]
["h564",{"$f":"IF($C$10=2012,profiles!C568,IF($C$10=2013,profiles!E568,IF($C$10=2014,profiles!G568,IF($C$10=2015,profiles!I568,IF($C$10=2016,profiles!K568)))))","v":76.688999999999993},{"$f":"IF($C$10=2012,profiles!D568,IF($C$10=2013,profiles!F568,IF($C$10=2014,profiles!H568,IF($C$10=2015,profiles!J568,IF($C$10=2016,profiles!L568)))))","v":9.1079024447682552E-2},18.215804889536511,0,18.215804889536511,58.473195110463479,0,0,0,0,58.473195110463479,58.473195110463479]
["h565",{"$f":"IF($C$10=2012,profiles!C569,IF($C$10=2013,profiles!E569,IF($C$10=2014,profiles!G569,IF($C$10=2015,profiles!I569,IF($C$10=2016,profiles!K569)))))","v":76.027000000000001},{"$f":"IF($C$10=2012,profiles!D569,IF($C$10=2013,profiles!F569,IF($C$10=2014,profiles!H569,IF($C$10=2015,profiles!J569,IF($C$10=2016,profiles!L569)))))","v":9.056387159447167E-2},18.112774318894335,0,18.112774318894335,57.914225681105663,0,0,0,0,57.914225681105663,57.914225681105663]
["h566",{"$f":"IF($C$10=2012,profiles!C570,IF($C$10=2013,profiles!E570,IF($C$10=2014,profiles!G570,IF($C$10=2015,profiles!I570,IF($C$10=2016,profiles!K570)))))","v":74.608000000000004},{"$f":"IF($C$10=2012,profiles!D570,IF($C$10=2013,profiles!F570,IF($C$10=2014,profiles!H570,IF($C$10=2015,profiles!J570,IF($C$10=2016,profiles!L570)))))","v":8.5912777262624931E-2},17.182555452524987,0,17.182555452524987,57.425444547475017,0,0,0,0,57.425444547475017,57.425444547475017]
["h567",{"$f":"IF($C$10=2012,profiles!C571,IF($C$10=2013,profiles!E571,IF($C$10=2014,profiles!G571,IF($C$10=2015,profiles!I571,IF($C$10=2016,profiles!K571)))))","v":73.111999999999995},{"$f":"IF($C$10=2012,profiles!D571,IF($C$10=2013,profiles!F571,IF($C$10=2014,profiles!H571,IF($C$10=2015,profiles!J571,IF($C$10=2016,profiles!L571)))))","v":7.5536126933663031E-2},15.107225386732607,0,15.107225386732607,58.004774613267386,0,0,0,0,58.004774613267386,58.004774613267386]
["h568",{"$f":"IF($C$10=2012,profiles!C572,IF($C$10=2013,profiles!E572,IF($C$10=2014,profiles!G572,IF($C$10=2015,profiles!I572,IF($C$10=2016,profiles!K572)))))","v":72.241},{"$f":"IF($C$10=2012,profiles!D572,IF($C$10=2013,profiles!F572,IF($C$10=2014,profiles!H572,IF($C$10=2015,profiles!J572,IF($C$10=2016,profiles!L572)))))","v":6.2465963115055707E-2},12.493192623011142,0,12.493192623011142,59.74780737698886,0,0,0,0,59.74780737698886,59.74780737698886]
["h569",{"$f":"IF($C$10=2012,profiles!C573,IF($C$10=2013,profiles!E573,IF($C$10=2014,profiles!G573,IF($C$10=2015,profiles!I573,IF($C$10=2016,profiles!K573)))))","v":72.176000000000002},{"$f":"IF($C$10=2012,profiles!D573,IF($C$10=2013,profiles!F573,IF($C$10=2014,profiles!H573,IF($C$10=2015,profiles!J573,IF($C$10=2016,profiles!L573)))))","v":5.5136073946512418E-2},11.027214789302484,0,11.027214789302484,61.148785210697518,0,0,0,0,61.148785210697518,61.148785210697518]
["h570",{"$f":"IF($C$10=2012,profiles!C574,IF($C$10=2013,profiles!E574,IF($C$10=2014,profiles!G574,IF($C$10=2015,profiles!I574,IF($C$10=2016,profiles!K574)))))","v":75.313999999999993},{"$f":"IF($C$10=2012,profiles!D574,IF($C$10=2013,profiles!F574,IF($C$10=2014,profiles!H574,IF($C$10=2015,profiles!J574,IF($C$10=2016,profiles!L574)))))","v":5.7638244947822374E-2},11.527648989564474,0,11.527648989564474,63.786351010435517,0,0,0,0,63.786351010435517,63.786351010435517]
["h571",{"$f":"IF($C$10=2012,profiles!C575,IF($C$10=2013,profiles!E575,IF($C$10=2014,profiles!G575,IF($C$10=2015,profiles!I575,IF($C$10=2016,profiles!K575)))))","v":75.311000000000007},{"$f":"IF($C$10=2012,profiles!D575,IF($C$10=2013,profiles!F575,IF($C$10=2014,profiles!H575,IF($C$10=2015,profiles!J575,IF($C$10=2016,profiles!L575)))))","v":6.4291076080717088E-2},12.858215216143417,0,12.858215216143417,62.452784783856586,0,0,0,0,62.452784783856586,62.452784783856586]
["h572",{"$f":"IF($C$10=2012,profiles!C576,IF($C$10=2013,profiles!E576,IF($C$10=2014,profiles!G576,IF($C$10=2015,profiles!I576,IF($C$10=2016,profiles!K576)))))","v":72.620999999999995},{"$f":"IF($C$10=2012,profiles!D576,IF($C$10=2013,profiles!F576,IF($C$10=2014,profiles!H576,IF($C$10=2015,profiles!J576,IF($C$10=2016,profiles!L576)))))","v":6.7529179729471159E-2},13.505835945894232,0,13.505835945894232,59.115164054105762,0,0,0,0,59.115164054105762,59.115164054105762]
["h573",{"$f":"IF($C$10=2012,profiles!C577,IF($C$10=2013,profiles!E577,IF($C$10=2014,profiles!G577,IF($C$10=2015,profiles!I577,IF($C$10=2016,profiles!K577)))))","v":68.477999999999994},{"$f":"IF($C$10=2012,profiles!D577,IF($C$10=2013,profiles!F577,IF($C$10=2014,profiles!H577,IF($C$10=2015,profiles!J577,IF($C$10=2016,profiles!L577)))))","v":6.8927451759614955E-2},13.785490351922991,0,13.785490351922991,54.692509648077007,0,0,0,0,54.692509648077007,54.692509648077007]
["h574",{"$f":"IF($C$10=2012,profiles!C578,IF($C$10=2013,profiles!E578,IF($C$10=2014,profiles!G578,IF($C$10=2015,profiles!I578,IF($C$10=2016,profiles!K578)))))","v":65.040999999999997},{"$f":"IF($C$10=2012,profiles!D578,IF($C$10=2013,profiles!F578,IF($C$10=2014,profiles!H578,IF($C$10=2015,profiles!J578,IF($C$10=2016,profiles!L578)))))","v":6.7808834135499915E-2},13.561766827099984,0,13.561766827099984,51.47923317290001,0,0,0,0,51.47923317290001,51.47923317290001]
["h575",{"$f":"IF($C$10=2012,profiles!C579,IF($C$10=2013,profiles!E579,IF($C$10=2014,profiles!G579,IF($C$10=2015,profiles!I579,IF($C$10=2016,profiles!K579)))))","v":63.084000000000003},{"$f":"IF($C$10=2012,profiles!D579,IF($C$10=2013,profiles!F579,IF($C$10=2014,profiles!H579,IF($C$10=2015,profiles!J579,IF($C$10=2016,profiles!L579)))))","v":6.4379387998410392E-2},12.875877599682079,0,12.875877599682079,50.208122400317926,0,0,0,0,50.208122400317926,50.208122400317926]
["h576",{"$f":"IF($C$10=2012,profiles!C580,IF($C$10=2013,profiles!E580,IF($C$10=2014,profiles!G580,IF($C$10=2015,profiles!I580,IF($C$10=2016,profiles!K580)))))","v":59.137999999999998},{"$f":"IF($C$10=2012,profiles!D580,IF($C$10=2013,profiles!F580,IF($C$10=2014,profiles!H580,IF($C$10=2015,profiles!J580,IF($C$10=2016,profiles!L580)))))","v":5.600447447049646E-2},11.200894894099292,0,11.200894894099292,47.937105105900706,0,0,0,0,47.937105105900706,47.937105105900706]
["h577",{"$f":"IF($C$10=2012,profiles!C581,IF($C$10=2013,profiles!E581,IF($C$10=2014,profiles!G581,IF($C$10=2015,profiles!I581,IF($C$10=2016,profiles!K581)))))","v":55.984999999999999},{"$f":"IF($C$10=2012,profiles!D581,IF($C$10=2013,profiles!F581,IF($C$10=2014,profiles!H581,IF($C$10=2015,profiles!J581,IF($C$10=2016,profiles!L581)))))","v":5.0322333755261843E-2},10.064466751052368,{"$f":"D594-F594","v":0},{"$f":"MIN(D594,B594)","v":10.064466751052368},{"$f":"B594-F594","v":45.920533248947635},{"$f":"-MIN(-E594+$C$3,0)","v":0},{"$f":"E594-H594","v":0},0,0,45.920533248947635,45.920533248947635]
["h578",{"$f":"IF($C$10=2012,profiles!C582,IF($C$10=2013,profiles!E582,IF($C$10=2014,profiles!G582,IF($C$10=2015,profiles!I582,IF($C$10=2016,profiles!K582)))))","v":53.497},{"$f":"IF($C$10=2012,profiles!D582,IF($C$10=2013,profiles!F582,IF($C$10=2014,profiles!H582,IF($C$10=2015,profiles!J582,IF($C$10=2016,profiles!L582)))))","v":5.0587265608901713E-2},{"$f":"C595*$C$2","v":10.117453121780343},0,10.117453121780343,43.379546878219656,0,0,0,0,{"$f":"MAX(G595-J595,0)","v":43.379546878219656},{"$f":"B595-D595","v":43.379546878219656}]
["h579",{"$f":"IF($C$10=2012,profiles!C583,IF($C$10=2013,profiles!E583,IF($C$10=2014,profiles!G583,IF($C$10=2015,profiles!I583,IF($C$10=2016,profiles!K583)))))","v":52.021000000000001},{"$f":"IF($C$10=2012,profiles!D583,IF($C$10=2013,profiles!F583,IF($C$10=2014,profiles!H583,IF($C$10=2015,profiles!J583,IF($C$10=2016,profiles!L583)))))","v":5.2250448912307554E-2},10.450089782461511,0,10.450089782461511,41.57091021753849,0,0,0,{"$f":"K595+I596*$F$2-J596/$F$3","v":0},41.57091021753849,41.57091021753849]
["h580",{"$f":"IF($C$10=2012,profiles!C584,IF($C$10=2013,profiles!E584,IF($C$10=2014,profiles!G584,IF($C$10=2015,profiles!I584,IF($C$10=2016,profiles!K584)))))","v":51.356999999999999},{"$f":"IF($C$10=2012,profiles!D584,IF($C$10=2013,profiles!F584,IF($C$10=2014,profiles!H584,IF($C$10=2015,profiles!J584,IF($C$10=2016,profiles!L584)))))","v":4.7275617438403347E-2},9.4551234876806696,0,9.4551234876806696,41.901876512319333,0,0,0,0,41.901876512319333,41.901876512319333]
["h581",{"$f":"IF($C$10=2012,profiles!C585,IF($C$10=2013,profiles!E585,IF($C$10=2014,profiles!G585,IF($C$10=2015,profiles!I585,IF($C$10=2016,profiles!K585)))))","v":51.31},{"$f":"IF($C$10=2012,profiles!D585,IF($C$10=2013,profiles!F585,IF($C$10=2014,profiles!H585,IF($C$10=2015,profiles!J585,IF($C$10=2016,profiles!L585)))))","v":5.2515380765947424E-2},10.503076153189484,0,10.503076153189484,40.80692384681052,0,0,0,0,40.80692384681052,40.80692384681052]
["h582",{"$f":"IF($C$10=2012,profiles!C586,IF($C$10=2013,profiles!E586,IF($C$10=2014,profiles!G586,IF($C$10=2015,profiles!I586,IF($C$10=2016,profiles!K586)))))","v":50.866},{"$f":"IF($C$10=2012,profiles!D586,IF($C$10=2013,profiles!F586,IF($C$10=2014,profiles!H586,IF($C$10=2015,profiles!J586,IF($C$10=2016,profiles!L586)))))","v":5.9256424597450764E-2},11.851284919490153,0,11.851284919490153,39.014715080509845,0,0,0,0,39.014715080509845,39.014715080509845]
["h583",{"$f":"IF($C$10=2012,profiles!C587,IF($C$10=2013,profiles!E587,IF($C$10=2014,profiles!G587,IF($C$10=2015,profiles!I587,IF($C$10=2016,profiles!K587)))))","v":51.344000000000001},{"$f":"IF($C$10=2012,profiles!D587,IF($C$10=2013,profiles!F587,IF($C$10=2014,profiles!H587,IF($C$10=2015,profiles!J587,IF($C$10=2016,profiles!L587)))))","v":6.090488946454329E-2},12.180977892908658,0,12.180977892908658,39.163022107091344,0,0,0,0,39.163022107091344,39.163022107091344]
["h584",{"$f":"IF($C$10=2012,profiles!C588,IF($C$10=2013,profiles!E588,IF($C$10=2014,profiles!G588,IF($C$10=2015,profiles!I588,IF($C$10=2016,profiles!K588)))))","v":54.866},{"$f":"IF($C$10=2012,profiles!D588,IF($C$10=2013,profiles!F588,IF($C$10=2014,profiles!H588,IF($C$10=2015,profiles!J588,IF($C$10=2016,profiles!L588)))))","v":6.5953313120014123E-2},13.190662624002824,0,13.190662624002824,41.675337375997174,0,0,{"$f":"MIN(MAX(0,G601),K600*$F$3)","v":0},0,41.675337375997174,41.675337375997174]
["h585",{"$f":"IF($C$10=2012,profiles!C589,IF($C$10=2013,profiles!E589,IF($C$10=2014,profiles!G589,IF($C$10=2015,profiles!I589,IF($C$10=2016,profiles!K589)))))","v":58.518000000000001},{"$f":"IF($C$10=2012,profiles!D589,IF($C$10=2013,profiles!F589,IF($C$10=2014,profiles!H589,IF($C$10=2015,profiles!J589,IF($C$10=2016,profiles!L589)))))","v":7.4504724618056573E-2},14.900944923611315,0,14.900944923611315,43.617055076388688,0,0,0,0,43.617055076388688,43.617055076388688]
["h586",{"$f":"IF($C$10=2012,profiles!C590,IF($C$10=2013,profiles!E590,IF($C$10=2014,profiles!G590,IF($C$10=2015,profiles!I590,IF($C$10=2016,profiles!K590)))))","v":61.914000000000001},{"$f":"IF($C$10=2012,profiles!D590,IF($C$10=2013,profiles!F590,IF($C$10=2014,profiles!H590,IF($C$10=2015,profiles!J590,IF($C$10=2016,profiles!L590)))))","v":8.1569574048453095E-2},16.313914809690619,0,16.313914809690619,45.600085190309386,0,0,0,0,45.600085190309386,45.600085190309386]
["h587",{"$f":"IF($C$10=2012,profiles!C591,IF($C$10=2013,profiles!E591,IF($C$10=2014,profiles!G591,IF($C$10=2015,profiles!I591,IF($C$10=2016,profiles!K591)))))","v":64.004000000000005},{"$f":"IF($C$10=2012,profiles!D591,IF($C$10=2013,profiles!F591,IF($C$10=2014,profiles!H591,IF($C$10=2015,profiles!J591,IF($C$10=2016,profiles!L591)))))","v":9.0356480527508762E-2},18.071296105501752,0,18.071296105501752,45.932703894498253,0,0,0,0,45.932703894498253,45.932703894498253]
["h588",{"$f":"IF($C$10=2012,profiles!C592,IF($C$10=2013,profiles!E592,IF($C$10=2014,profiles!G592,IF($C$10=2015,profiles!I592,IF($C$10=2016,profiles!K592)))))","v":64.858999999999995},{"$f":"IF($C$10=2012,profiles!D592,IF($C$10=2013,profiles!F592,IF($C$10=2014,profiles!H592,IF($C$10=2015,profiles!J592,IF($C$10=2016,profiles!L592)))))","v":0.10405934473521533},20.811868947043067,0,20.811868947043067,44.047131052956928,0,0,0,0,44.047131052956928,44.047131052956928]
["h589",{"$f":"IF($C$10=2012,profiles!C593,IF($C$10=2013,profiles!E593,IF($C$10=2014,profiles!G593,IF($C$10=2015,profiles!I593,IF($C$10=2016,profiles!K593)))))","v":63.963999999999999},{"$f":"IF($C$10=2012,profiles!D593,IF($C$10=2013,profiles!F593,IF($C$10=2014,profiles!H593,IF($C$10=2015,profiles!J593,IF($C$10=2016,profiles!L593)))))","v":0.11249300874275117},22.498601748550236,0,22.498601748550236,41.465398251449763,0,0,0,0,41.465398251449763,41.465398251449763]
["h590",{"$f":"IF($C$10=2012,profiles!C594,IF($C$10=2013,profiles!E594,IF($C$10=2014,profiles!G594,IF($C$10=2015,profiles!I594,IF($C$10=2016,profiles!K594)))))","v":62.258000000000003},{"$f":"IF($C$10=2012,profiles!D594,IF($C$10=2013,profiles!F594,IF($C$10=2014,profiles!H594,IF($C$10=2015,profiles!J594,IF($C$10=2016,profiles!L594)))))","v":0.1116099025639516},22.321980512790322,0,22.321980512790322,39.936019487209677,0,0,0,0,39.936019487209677,39.936019487209677]
["h591",{"$f":"IF($C$10=2012,profiles!C595,IF($C$10=2013,profiles!E595,IF($C$10=2014,profiles!G595,IF($C$10=2015,profiles!I595,IF($C$10=2016,profiles!K595)))))","v":60.652000000000001},{"$f":"IF($C$10=2012,profiles!D595,IF($C$10=2013,profiles!F595,IF($C$10=2014,profiles!H595,IF($C$10=2015,profiles!J595,IF($C$10=2016,profiles!L595)))))","v":9.973212445909746E-2},19.946424891819493,0,19.946424891819493,40.705575108180511,0,0,0,0,40.705575108180511,40.705575108180511]
["h592",{"$f":"IF($C$10=2012,profiles!C596,IF($C$10=2013,profiles!E596,IF($C$10=2014,profiles!G596,IF($C$10=2015,profiles!I596,IF($C$10=2016,profiles!K596)))))","v":60.066000000000003},{"$f":"IF($C$10=2012,profiles!D596,IF($C$10=2013,profiles!F596,IF($C$10=2014,profiles!H596,IF($C$10=2015,profiles!J596,IF($C$10=2016,profiles!L596)))))","v":8.9605840275529133E-2},17.921168055105827,0,17.921168055105827,42.144831944894179,0,0,0,0,42.144831944894179,42.144831944894179]
["h593",{"$f":"IF($C$10=2012,profiles!C597,IF($C$10=2013,profiles!E597,IF($C$10=2014,profiles!G597,IF($C$10=2015,profiles!I597,IF($C$10=2016,profiles!K597)))))","v":60.506},{"$f":"IF($C$10=2012,profiles!D597,IF($C$10=2013,profiles!F597,IF($C$10=2014,profiles!H597,IF($C$10=2015,profiles!J597,IF($C$10=2016,profiles!L597)))))","v":9.2858614700774195E-2},18.571722940154839,0,18.571722940154839,41.934277059845158,0,0,0,0,41.934277059845158,41.934277059845158]
["h594",{"$f":"IF($C$10=2012,profiles!C598,IF($C$10=2013,profiles!E598,IF($C$10=2014,profiles!G598,IF($C$10=2015,profiles!I598,IF($C$10=2016,profiles!K598)))))","v":64.888999999999996},{"$f":"IF($C$10=2012,profiles!D598,IF($C$10=2013,profiles!F598,IF($C$10=2014,profiles!H598,IF($C$10=2015,profiles!J598,IF($C$10=2016,profiles!L598)))))","v":0.10017367754849725},20.034735509699448,0,20.034735509699448,44.854264490300551,0,0,0,0,44.854264490300551,44.854264490300551]
["h595",{"$f":"IF($C$10=2012,profiles!C599,IF($C$10=2013,profiles!E599,IF($C$10=2014,profiles!G599,IF($C$10=2015,profiles!I599,IF($C$10=2016,profiles!K599)))))","v":66.3},{"$f":"IF($C$10=2012,profiles!D599,IF($C$10=2013,profiles!F599,IF($C$10=2014,profiles!H599,IF($C$10=2015,profiles!J599,IF($C$10=2016,profiles!L599)))))","v":0.12407641812133879},24.81528362426776,0,24.81528362426776,41.484716375732233,0,0,0,0,41.484716375732233,41.484716375732233]
["h596",{"$f":"IF($C$10=2012,profiles!C600,IF($C$10=2013,profiles!E600,IF($C$10=2014,profiles!G600,IF($C$10=2015,profiles!I600,IF($C$10=2016,profiles!K600)))))","v":64.061999999999998},{"$f":"IF($C$10=2012,profiles!D600,IF($C$10=2013,profiles!F600,IF($C$10=2014,profiles!H600,IF($C$10=2015,profiles!J600,IF($C$10=2016,profiles!L600)))))","v":0.15205616555297166},30.411233110594331,0,30.411233110594331,33.650766889405666,0,0,0,0,33.650766889405666,33.650766889405666]
["h597",{"$f":"IF($C$10=2012,profiles!C601,IF($C$10=2013,profiles!E601,IF($C$10=2014,profiles!G601,IF($C$10=2015,profiles!I601,IF($C$10=2016,profiles!K601)))))","v":60.167999999999999},{"$f":"IF($C$10=2012,profiles!D601,IF($C$10=2013,profiles!F601,IF($C$10=2014,profiles!H601,IF($C$10=2015,profiles!J601,IF($C$10=2016,profiles!L601)))))","v":0.16046039268788084},32.092078537576171,0,32.092078537576171,28.075921462423828,0,0,0,0,28.075921462423828,28.075921462423828]
["h598",{"$f":"IF($C$10=2012,profiles!C602,IF($C$10=2013,profiles!E602,IF($C$10=2014,profiles!G602,IF($C$10=2015,profiles!I602,IF($C$10=2016,profiles!K602)))))","v":57.71},{"$f":"IF($C$10=2012,profiles!D602,IF($C$10=2013,profiles!F602,IF($C$10=2014,profiles!H602,IF($C$10=2015,profiles!J602,IF($C$10=2016,profiles!L602)))))","v":0.15607429866650968},31.214859733301935,0,31.214859733301935,26.495140266698066,0,0,0,0,26.495140266698066,26.495140266698066]
["h599",{"$f":"IF($C$10=2012,profiles!C603,IF($C$10=2013,profiles!E603,IF($C$10=2014,profiles!G603,IF($C$10=2015,profiles!I603,IF($C$10=2016,profiles!K603)))))","v":57.353000000000002},{"$f":"IF($C$10=2012,profiles!D603,IF($C$10=2013,profiles!F603,IF($C$10=2014,profiles!H603,IF($C$10=2015,profiles!J603,IF($C$10=2016,profiles!L603)))))","v":0.16305083747902624},32.61016749580525,0,32.61016749580525,24.742832504194752,0,0,0,0,24.742832504194752,24.742832504194752]
["h600",{"$f":"IF($C$10=2012,profiles!C604,IF($C$10=2013,profiles!E604,IF($C$10=2014,profiles!G604,IF($C$10=2015,profiles!I604,IF($C$10=2016,profiles!K604)))))","v":54.701000000000001},{"$f":"IF($C$10=2012,profiles!D604,IF($C$10=2013,profiles!F604,IF($C$10=2014,profiles!H604,IF($C$10=2015,profiles!J604,IF($C$10=2016,profiles!L604)))))","v":0.16593565099643814},33.18713019928763,0,33.18713019928763,21.513869800712371,0,0,0,0,21.513869800712371,21.513869800712371]
["h601",{"$f":"IF($C$10=2012,profiles!C605,IF($C$10=2013,profiles!E605,IF($C$10=2014,profiles!G605,IF($C$10=2015,profiles!I605,IF($C$10=2016,profiles!K605)))))","v":51.939},{"$f":"IF($C$10=2012,profiles!D605,IF($C$10=2013,profiles!F605,IF($C$10=2014,profiles!H605,IF($C$10=2015,profiles!J605,IF($C$10=2016,profiles!L605)))))","v":0.15877548016778276},31.755096033556551,0,31.755096033556551,20.183903966443449,0,0,0,0,20.183903966443449,20.183903966443449]
["h602",{"$f":"IF($C$10=2012,profiles!C606,IF($C$10=2013,profiles!E606,IF($C$10=2014,profiles!G606,IF($C$10=2015,profiles!I606,IF($C$10=2016,profiles!K606)))))","v":49.533999999999999},{"$f":"IF($C$10=2012,profiles!D606,IF($C$10=2013,profiles!F606,IF($C$10=2014,profiles!H606,IF($C$10=2015,profiles!J606,IF($C$10=2016,profiles!L606)))))","v":0.14733976010008096},29.467952020016192,0,29.467952020016192,20.066047979983807,0,0,0,0,20.066047979983807,20.066047979983807]
["h603",{"$f":"IF($C$10=2012,profiles!C607,IF($C$10=2013,profiles!E607,IF($C$10=2014,profiles!G607,IF($C$10=2015,profiles!I607,IF($C$10=2016,profiles!K607)))))","v":48.026000000000003},{"$f":"IF($C$10=2012,profiles!D607,IF($C$10=2013,profiles!F607,IF($C$10=2014,profiles!H607,IF($C$10=2015,profiles!J607,IF($C$10=2016,profiles!L607)))))","v":0.13219515784825961},26.43903156965192,0,26.43903156965192,21.586968430348083,0,0,0,0,21.586968430348083,21.586968430348083]
["h604",{"$f":"IF($C$10=2012,profiles!C608,IF($C$10=2013,profiles!E608,IF($C$10=2014,profiles!G608,IF($C$10=2015,profiles!I608,IF($C$10=2016,profiles!K608)))))","v":47.128},{"$f":"IF($C$10=2012,profiles!D608,IF($C$10=2013,profiles!F608,IF($C$10=2014,profiles!H608,IF($C$10=2015,profiles!J608,IF($C$10=2016,profiles!L608)))))","v":0.12772095076900433},25.544190153800866,0,25.544190153800866,21.583809846199134,0,0,0,0,21.583809846199134,21.583809846199134]
["h605",{"$f":"IF($C$10=2012,profiles!C609,IF($C$10=2013,profiles!E609,IF($C$10=2014,profiles!G609,IF($C$10=2015,profiles!I609,IF($C$10=2016,profiles!K609)))))","v":46.668999999999997},{"$f":"IF($C$10=2012,profiles!D609,IF($C$10=2013,profiles!F609,IF($C$10=2014,profiles!H609,IF($C$10=2015,profiles!J609,IF($C$10=2016,profiles!L609)))))","v":0.11638825520641695},23.277651041283391,0,23.277651041283391,23.391348958716605,0,0,0,0,23.391348958716605,23.391348958716605]
["h606",{"$f":"IF($C$10=2012,profiles!C610,IF($C$10=2013,profiles!E610,IF($C$10=2014,profiles!G610,IF($C$10=2015,profiles!I610,IF($C$10=2016,profiles!K610)))))","v":45.802999999999997},{"$f":"IF($C$10=2012,profiles!D610,IF($C$10=2013,profiles!F610,IF($C$10=2014,profiles!H610,IF($C$10=2015,profiles!J610,IF($C$10=2016,profiles!L610)))))","v":0.10507027743027449},21.014055486054897,0,21.014055486054897,24.788944513945101,0,0,0,0,24.788944513945101,24.788944513945101]
["h607",{"$f":"IF($C$10=2012,profiles!C611,IF($C$10=2013,profiles!E611,IF($C$10=2014,profiles!G611,IF($C$10=2015,profiles!I611,IF($C$10=2016,profiles!K611)))))","v":44.822000000000003},{"$f":"IF($C$10=2012,profiles!D611,IF($C$10=2013,profiles!F611,IF($C$10=2014,profiles!H611,IF($C$10=2015,profiles!J611,IF($C$10=2016,profiles!L611)))))","v":9.9904334388108029E-2},19.980866877621605,0,19.980866877621605,24.841133122378398,0,0,0,0,24.841133122378398,24.841133122378398]
["h608",{"$f":"IF($C$10=2012,profiles!C612,IF($C$10=2013,profiles!E612,IF($C$10=2014,profiles!G612,IF($C$10=2015,profiles!I612,IF($C$10=2016,profiles!K612)))))","v":46.381},{"$f":"IF($C$10=2012,profiles!D612,IF($C$10=2013,profiles!F612,IF($C$10=2014,profiles!H612,IF($C$10=2015,profiles!J612,IF($C$10=2016,profiles!L612)))))","v":9.1309147104275512E-2},18.261829420855101,0,18.261829420855101,28.1191705791449,0,0,0,0,28.1191705791449,28.1191705791449]
["h609",{"$f":"IF($C$10=2012,profiles!C613,IF($C$10=2013,profiles!E613,IF($C$10=2014,profiles!G613,IF($C$10=2015,profiles!I613,IF($C$10=2016,profiles!K613)))))","v":49.747},{"$f":"IF($C$10=2012,profiles!D613,IF($C$10=2013,profiles!F613,IF($C$10=2014,profiles!H613,IF($C$10=2015,profiles!J613,IF($C$10=2016,profiles!L613)))))","v":8.115387445728163E-2},16.230774891456328,0,16.230774891456328,33.516225108543672,0,0,0,0,33.516225108543672,33.516225108543672]
["h610",{"$f":"IF($C$10=2012,profiles!C614,IF($C$10=2013,profiles!E614,IF($C$10=2014,profiles!G614,IF($C$10=2015,profiles!I614,IF($C$10=2016,profiles!K614)))))","v":53.585000000000001},{"$f":"IF($C$10=2012,profiles!D614,IF($C$10=2013,profiles!F614,IF($C$10=2014,profiles!H614,IF($C$10=2015,profiles!J614,IF($C$10=2016,profiles!L614)))))","v":7.9505482375450728E-2},15.901096475090146,0,15.901096475090146,37.683903524909852,0,0,0,0,37.683903524909852,37.683903524909852]
["h611",{"$f":"IF($C$10=2012,profiles!C615,IF($C$10=2013,profiles!E615,IF($C$10=2014,profiles!G615,IF($C$10=2015,profiles!I615,IF($C$10=2016,profiles!K615)))))","v":56.557000000000002},{"$f":"IF($C$10=2012,profiles!D615,IF($C$10=2013,profiles!F615,IF($C$10=2014,profiles!H615,IF($C$10=2015,profiles!J615,IF($C$10=2016,profiles!L615)))))","v":8.5686952682316575E-2},17.137390536463315,0,17.137390536463315,39.419609463536688,0,0,0,0,39.419609463536688,39.419609463536688]
["h612",{"$f":"IF($C$10=2012,profiles!C616,IF($C$10=2013,profiles!E616,IF($C$10=2014,profiles!G616,IF($C$10=2015,profiles!I616,IF($C$10=2016,profiles!K616)))))","v":59.317999999999998},{"$f":"IF($C$10=2012,profiles!D616,IF($C$10=2013,profiles!F616,IF($C$10=2014,profiles!H616,IF($C$10=2015,profiles!J616,IF($C$10=2016,profiles!L616)))))","v":9.5297667230848482E-2},19.059533446169695,0,19.059533446169695,40.258466553830303,0,0,0,0,40.258466553830303,40.258466553830303]
["h613",{"$f":"IF($C$10=2012,profiles!C617,IF($C$10=2013,profiles!E617,IF($C$10=2014,profiles!G617,IF($C$10=2015,profiles!I617,IF($C$10=2016,profiles!K617)))))","v":59.091999999999999},{"$f":"IF($C$10=2012,profiles!D617,IF($C$10=2013,profiles!F617,IF($C$10=2014,profiles!H617,IF($C$10=2015,profiles!J617,IF($C$10=2016,profiles!L617)))))","v":0.10433438810802856},20.866877621605713,0,20.866877621605713,38.225122378394289,0,0,0,0,38.225122378394289,38.225122378394289]
["h614",{"$f":"IF($C$10=2012,profiles!C618,IF($C$10=2013,profiles!E618,IF($C$10=2014,profiles!G618,IF($C$10=2015,profiles!I618,IF($C$10=2016,profiles!K618)))))","v":57.148000000000003},{"$f":"IF($C$10=2012,profiles!D618,IF($C$10=2013,profiles!F618,IF($C$10=2014,profiles!H618,IF($C$10=2015,profiles!J618,IF($C$10=2016,profiles!L618)))))","v":0.11506365442637427},23.012730885274856,0,23.012730885274856,34.135269114725148,0,0,0,0,34.135269114725148,34.135269114725148]
["h615",{"$f":"IF($C$10=2012,profiles!C619,IF($C$10=2013,profiles!E619,IF($C$10=2014,profiles!G619,IF($C$10=2015,profiles!I619,IF($C$10=2016,profiles!K619)))))","v":55.662999999999997},{"$f":"IF($C$10=2012,profiles!D619,IF($C$10=2013,profiles!F619,IF($C$10=2014,profiles!H619,IF($C$10=2015,profiles!J619,IF($C$10=2016,profiles!L619)))))","v":0.11148723232025903},22.297446464051806,0,22.297446464051806,33.365553535948195,0,0,0,0,33.365553535948195,33.365553535948195]
["h616",{"$f":"IF($C$10=2012,profiles!C620,IF($C$10=2013,profiles!E620,IF($C$10=2014,profiles!G620,IF($C$10=2015,profiles!I620,IF($C$10=2016,profiles!K620)))))","v":55.177},{"$f":"IF($C$10=2012,profiles!D620,IF($C$10=2013,profiles!F620,IF($C$10=2014,profiles!H620,IF($C$10=2015,profiles!J620,IF($C$10=2016,profiles!L620)))))","v":0.10967694458753403},21.935388917506806,0,21.935388917506806,33.241611082493193,0,0,0,0,33.241611082493193,33.241611082493193]
["h617",{"$f":"IF($C$10=2012,profiles!C621,IF($C$10=2013,profiles!E621,IF($C$10=2014,profiles!G621,IF($C$10=2015,profiles!I621,IF($C$10=2016,profiles!K621)))))","v":56.031999999999996},{"$f":"IF($C$10=2012,profiles!D621,IF($C$10=2013,profiles!F621,IF($C$10=2014,profiles!H621,IF($C$10=2015,profiles!J621,IF($C$10=2016,profiles!L621)))))","v":0.10527632644050335},21.055265288100671,0,21.055265288100671,34.976734711899326,0,0,0,0,34.976734711899326,34.976734711899326]
["h618",{"$f":"IF($C$10=2012,profiles!C622,IF($C$10=2013,profiles!E622,IF($C$10=2014,profiles!G622,IF($C$10=2015,profiles!I622,IF($C$10=2016,profiles!K622)))))","v":61.11},{"$f":"IF($C$10=2012,profiles!D622,IF($C$10=2013,profiles!F622,IF($C$10=2014,profiles!H622,IF($C$10=2015,profiles!J622,IF($C$10=2016,profiles!L622)))))","v":0.11425417617190374},22.850835234380749,0,22.850835234380749,38.259164765619246,0,0,0,0,38.259164765619246,38.259164765619246]
["h619",{"$f":"IF($C$10=2012,profiles!C623,IF($C$10=2013,profiles!E623,IF($C$10=2014,profiles!G623,IF($C$10=2015,profiles!I623,IF($C$10=2016,profiles!K623)))))","v":63.508000000000003},{"$f":"IF($C$10=2012,profiles!D623,IF($C$10=2013,profiles!F623,IF($C$10=2014,profiles!H623,IF($C$10=2015,profiles!J623,IF($C$10=2016,profiles!L623)))))","v":0.137920376775333},27.584075355066602,0,27.584075355066602,35.9239246449334,0,0,0,0,35.9239246449334,35.9239246449334]
["h620",{"$f":"IF($C$10=2012,profiles!C624,IF($C$10=2013,profiles!E624,IF($C$10=2014,profiles!G624,IF($C$10=2015,profiles!I624,IF($C$10=2016,profiles!K624)))))","v":62.204999999999998},{"$f":"IF($C$10=2012,profiles!D624,IF($C$10=2013,profiles!F624,IF($C$10=2014,profiles!H624,IF($C$10=2015,profiles!J624,IF($C$10=2016,profiles!L624)))))","v":0.1534476414747222},30.689528294944441,0,30.689528294944441,31.515471705055557,0,0,0,0,31.515471705055557,31.515471705055557]
["h621",{"$f":"IF($C$10=2012,profiles!C625,IF($C$10=2013,profiles!E625,IF($C$10=2014,profiles!G625,IF($C$10=2015,profiles!I625,IF($C$10=2016,profiles!K625)))))","v":59.637999999999998},{"$f":"IF($C$10=2012,profiles!D625,IF($C$10=2013,profiles!F625,IF($C$10=2014,profiles!H625,IF($C$10=2015,profiles!J625,IF($C$10=2016,profiles!L625)))))","v":0.16099786592096549},32.199573184193099,0,32.199573184193099,27.438426815806899,0,0,0,0,27.438426815806899,27.438426815806899]
["h622",{"$f":"IF($C$10=2012,profiles!C626,IF($C$10=2013,profiles!E626,IF($C$10=2014,profiles!G626,IF($C$10=2015,profiles!I626,IF($C$10=2016,profiles!K626)))))","v":58.442},{"$f":"IF($C$10=2012,profiles!D626,IF($C$10=2013,profiles!F626,IF($C$10=2014,profiles!H626,IF($C$10=2015,profiles!J626,IF($C$10=2016,profiles!L626)))))","v":0.16695856943115756},33.391713886231514,0,33.391713886231514,25.050286113768486,0,0,0,0,25.050286113768486,25.050286113768486]
["h623",{"$f":"IF($C$10=2012,profiles!C627,IF($C$10=2013,profiles!E627,IF($C$10=2014,profiles!G627,IF($C$10=2015,profiles!I627,IF($C$10=2016,profiles!K627)))))","v":58.874000000000002},{"$f":"IF($C$10=2012,profiles!D627,IF($C$10=2013,profiles!F627,IF($C$10=2014,profiles!H627,IF($C$10=2015,profiles!J627,IF($C$10=2016,profiles!L627)))))","v":0.16398557656928398},32.797115313856793,0,32.797115313856793,26.07688468614321,0,0,0,0,26.07688468614321,26.07688468614321]
["h624",{"$f":"IF($C$10=2012,profiles!C628,IF($C$10=2013,profiles!E628,IF($C$10=2014,profiles!G628,IF($C$10=2015,profiles!I628,IF($C$10=2016,profiles!K628)))))","v":55.738},{"$f":"IF($C$10=2012,profiles!D628,IF($C$10=2013,profiles!F628,IF($C$10=2014,profiles!H628,IF($C$10=2015,profiles!J628,IF($C$10=2016,profiles!L628)))))","v":0.16248436235190228},32.496872470380453,0,32.496872470380453,23.241127529619547,0,0,0,0,23.241127529619547,23.241127529619547]
["h625",{"$f":"IF($C$10=2012,profiles!C629,IF($C$10=2013,profiles!E629,IF($C$10=2014,profiles!G629,IF($C$10=2015,profiles!I629,IF($C$10=2016,profiles!K629)))))","v":52.537999999999997},{"$f":"IF($C$10=2012,profiles!D629,IF($C$10=2013,profiles!F629,IF($C$10=2014,profiles!H629,IF($C$10=2015,profiles!J629,IF($C$10=2016,profiles!L629)))))","v":0.16772352101693419},33.544704203386836,0,33.544704203386836,18.993295796613161,0,0,0,0,18.993295796613161,18.993295796613161]
["h626",{"$f":"IF($C$10=2012,profiles!C630,IF($C$10=2013,profiles!E630,IF($C$10=2014,profiles!G630,IF($C$10=2015,profiles!I630,IF($C$10=2016,profiles!K630)))))","v":50.737000000000002},{"$f":"IF($C$10=2012,profiles!D630,IF($C$10=2013,profiles!F630,IF($C$10=2014,profiles!H630,IF($C$10=2015,profiles!J630,IF($C$10=2016,profiles!L630)))))","v":0.17532992982094778},35.065985964189558,0,35.065985964189558,15.671014035810444,0,0,0,0,15.671014035810444,15.671014035810444]
["h627",{"$f":"IF($C$10=2012,profiles!C631,IF($C$10=2013,profiles!E631,IF($C$10=2014,profiles!G631,IF($C$10=2015,profiles!I631,IF($C$10=2016,profiles!K631)))))","v":49.776000000000003},{"$f":"IF($C$10=2012,profiles!D631,IF($C$10=2013,profiles!F631,IF($C$10=2014,profiles!H631,IF($C$10=2015,profiles!J631,IF($C$10=2016,profiles!L631)))))","v":0.17460901293236622},34.921802586473241,0,34.921802586473241,14.854197413526762,0,0,0,0,14.854197413526762,14.854197413526762]
["h628",{"$f":"IF($C$10=2012,profiles!C632,IF($C$10=2013,profiles!E632,IF($C$10=2014,profiles!G632,IF($C$10=2015,profiles!I632,IF($C$10=2016,profiles!K632)))))","v":49.926000000000002},{"$f":"IF($C$10=2012,profiles!D632,IF($C$10=2013,profiles!F632,IF($C$10=2014,profiles!H632,IF($C$10=2015,profiles!J632,IF($C$10=2016,profiles!L632)))))","v":0.17134281804940488},34.268563609880978,0,34.268563609880978,15.657436390119024,0,0,0,0,15.657436390119024,15.657436390119024]
["h629",{"$f":"IF($C$10=2012,profiles!C633,IF($C$10=2013,profiles!E633,IF($C$10=2014,profiles!G633,IF($C$10=2015,profiles!I633,IF($C$10=2016,profiles!K633)))))","v":51.415999999999997},{"$f":"IF($C$10=2012,profiles!D633,IF($C$10=2013,profiles!F633,IF($C$10=2014,profiles!H633,IF($C$10=2015,profiles!J633,IF($C$10=2016,profiles!L633)))))","v":0.16269181538642616},32.538363077285233,0,32.538363077285233,18.877636922714764,0,0,0,0,18.877636922714764,18.877636922714764]
["h630",{"$f":"IF($C$10=2012,profiles!C634,IF($C$10=2013,profiles!E634,IF($C$10=2014,profiles!G634,IF($C$10=2015,profiles!I634,IF($C$10=2016,profiles!K634)))))","v":55.402000000000001},{"$f":"IF($C$10=2012,profiles!D634,IF($C$10=2013,profiles!F634,IF($C$10=2014,profiles!H634,IF($C$10=2015,profiles!J634,IF($C$10=2016,profiles!L634)))))","v":0.16348629522282218},32.697259044564433,0,32.697259044564433,22.704740955435568,0,0,0,0,22.704740955435568,22.704740955435568]
["h631",{"$f":"IF($C$10=2012,profiles!C635,IF($C$10=2013,profiles!E635,IF($C$10=2014,profiles!G635,IF($C$10=2015,profiles!I635,IF($C$10=2016,profiles!K635)))))","v":64.623000000000005},{"$f":"IF($C$10=2012,profiles!D635,IF($C$10=2013,profiles!F635,IF($C$10=2014,profiles!H635,IF($C$10=2015,profiles!J635,IF($C$10=2016,profiles!L635)))))","v":0.15050979122835409},30.101958245670819,0,30.101958245670819,34.52104175432919,0,0,0,0,34.52104175432919,34.52104175432919]
["h632",{"$f":"IF($C$10=2012,profiles!C636,IF($C$10=2013,profiles!E636,IF($C$10=2014,profiles!G636,IF($C$10=2015,profiles!I636,IF($C$10=2016,profiles!K636)))))","v":71.923000000000002},{"$f":"IF($C$10=2012,profiles!D636,IF($C$10=2013,profiles!F636,IF($C$10=2014,profiles!H636,IF($C$10=2015,profiles!J636,IF($C$10=2016,profiles!L636)))))","v":0.13757742500257469},27.515485000514939,0,27.515485000514939,44.407514999485059,0,0,0,0,44.407514999485059,44.407514999485059]
["h633",{"$f":"IF($C$10=2012,profiles!C637,IF($C$10=2013,profiles!E637,IF($C$10=2014,profiles!G637,IF($C$10=2015,profiles!I637,IF($C$10=2016,profiles!K637)))))","v":74.222999999999999},{"$f":"IF($C$10=2012,profiles!D637,IF($C$10=2013,profiles!F637,IF($C$10=2014,profiles!H637,IF($C$10=2015,profiles!J637,IF($C$10=2016,profiles!L637)))))","v":0.14224131589401051},28.448263178802101,0,28.448263178802101,45.774736821197898,0,0,0,0,45.774736821197898,45.774736821197898]
["h634",{"$f":"IF($C$10=2012,profiles!C638,IF($C$10=2013,profiles!E638,IF($C$10=2014,profiles!G638,IF($C$10=2015,profiles!I638,IF($C$10=2016,profiles!K638)))))","v":74.587999999999994},{"$f":"IF($C$10=2012,profiles!D638,IF($C$10=2013,profiles!F638,IF($C$10=2014,profiles!H638,IF($C$10=2015,profiles!J638,IF($C$10=2016,profiles!L638)))))","v":0.14833232797304655},29.66646559460931,0,29.66646559460931,44.921534405390688,0,0,0,0,44.921534405390688,44.921534405390688]
["h635",{"$f":"IF($C$10=2012,profiles!C639,IF($C$10=2013,profiles!E639,IF($C$10=2014,profiles!G639,IF($C$10=2015,profiles!I639,IF($C$10=2016,profiles!K639)))))","v":75.326999999999998},{"$f":"IF($C$10=2012,profiles!D639,IF($C$10=2013,profiles!F639,IF($C$10=2014,profiles!H639,IF($C$10=2015,profiles!J639,IF($C$10=2016,profiles!L639)))))","v":0.1641042239844635},32.8208447968927,0,32.8208447968927,42.506155203107298,0,0,0,0,42.506155203107298,42.506155203107298]
["h636",{"$f":"IF($C$10=2012,profiles!C640,IF($C$10=2013,profiles!E640,IF($C$10=2014,profiles!G640,IF($C$10=2015,profiles!I640,IF($C$10=2016,profiles!K640)))))","v":75.936000000000007},{"$f":"IF($C$10=2012,profiles!D640,IF($C$10=2013,profiles!F640,IF($C$10=2014,profiles!H640,IF($C$10=2015,profiles!J640,IF($C$10=2016,profiles!L640)))))","v":0.16987155909311599},33.9743118186232,0,33.9743118186232,41.961688181376807,0,0,0,0,41.961688181376807,41.961688181376807]
["h637",{"$f":"IF($C$10=2012,profiles!C641,IF($C$10=2013,profiles!E641,IF($C$10=2014,profiles!G641,IF($C$10=2015,profiles!I641,IF($C$10=2016,profiles!K641)))))","v":75.302000000000007},{"$f":"IF($C$10=2012,profiles!D641,IF($C$10=2013,profiles!F641,IF($C$10=2014,profiles!H641,IF($C$10=2015,profiles!J641,IF($C$10=2016,profiles!L641)))))","v":0.15805734967411614},31.611469934823226,0,31.611469934823226,43.69053006517678,0,0,0,0,43.69053006517678,43.69053006517678]
["h638",{"$f":"IF($C$10=2012,profiles!C642,IF($C$10=2013,profiles!E642,IF($C$10=2014,profiles!G642,IF($C$10=2015,profiles!I642,IF($C$10=2016,profiles!K642)))))","v":74.754000000000005},{"$f":"IF($C$10=2012,profiles!D642,IF($C$10=2013,profiles!F642,IF($C$10=2014,profiles!H642,IF($C$10=2015,profiles!J642,IF($C$10=2016,profiles!L642)))))","v":0.14363901190248496},28.727802380496993,0,28.727802380496993,46.026197619503009,0,0,0,0,46.026197619503009,46.026197619503009]
["h639",{"$f":"IF($C$10=2012,profiles!C643,IF($C$10=2013,profiles!E643,IF($C$10=2014,profiles!G643,IF($C$10=2015,profiles!I643,IF($C$10=2016,profiles!K643)))))","v":73.631},{"$f":"IF($C$10=2012,profiles!D643,IF($C$10=2013,profiles!F643,IF($C$10=2014,profiles!H643,IF($C$10=2015,profiles!J643,IF($C$10=2016,profiles!L643)))))","v":0.12726389971898955},25.452779943797911,0,25.452779943797911,48.178220056202093,0,0,0,0,48.178220056202093,48.178220056202093]
["h640",{"$f":"IF($C$10=2012,profiles!C644,IF($C$10=2013,profiles!E644,IF($C$10=2014,profiles!G644,IF($C$10=2015,profiles!I644,IF($C$10=2016,profiles!K644)))))","v":72.977999999999994},{"$f":"IF($C$10=2012,profiles!D644,IF($C$10=2013,profiles!F644,IF($C$10=2014,profiles!H644,IF($C$10=2015,profiles!J644,IF($C$10=2016,profiles!L644)))))","v":0.10004560902764495},20.009121805528991,0,20.009121805528991,52.968878194471003,0,0,0,0,52.968878194471003,52.968878194471003]
["h641",{"$f":"IF($C$10=2012,profiles!C645,IF($C$10=2013,profiles!E645,IF($C$10=2014,profiles!G645,IF($C$10=2015,profiles!I645,IF($C$10=2016,profiles!K645)))))","v":72.430000000000007},{"$f":"IF($C$10=2012,profiles!D645,IF($C$10=2013,profiles!F645,IF($C$10=2014,profiles!H645,IF($C$10=2015,profiles!J645,IF($C$10=2016,profiles!L645)))))","v":7.213582662684459E-2},14.427165325368918,{"$f":"D658-F658","v":0},{"$f":"MIN(D658,B658)","v":14.427165325368918},{"$f":"B658-F658","v":58.002834674631089},{"$f":"-MIN(-E658+$C$3,0)","v":0},{"$f":"E658-H658","v":0},0,0,58.002834674631089,58.002834674631089]
["h642",{"$f":"IF($C$10=2012,profiles!C646,IF($C$10=2013,profiles!E646,IF($C$10=2014,profiles!G646,IF($C$10=2015,profiles!I646,IF($C$10=2016,profiles!K646)))))","v":75.998999999999995},{"$f":"IF($C$10=2012,profiles!D646,IF($C$10=2013,profiles!F646,IF($C$10=2014,profiles!H646,IF($C$10=2015,profiles!J646,IF($C$10=2016,profiles!L646)))))","v":6.8472391825685236E-2},{"$f":"C659*$C$2","v":13.694478365137048},0,13.694478365137048,62.304521634862951,0,0,0,0,{"$f":"MAX(G659-J659,0)","v":62.304521634862951},{"$f":"B659-D659","v":62.304521634862951}]
["h643",{"$f":"IF($C$10=2012,profiles!C647,IF($C$10=2013,profiles!E647,IF($C$10=2014,profiles!G647,IF($C$10=2015,profiles!I647,IF($C$10=2016,profiles!K647)))))","v":77.001999999999995},{"$f":"IF($C$10=2012,profiles!D647,IF($C$10=2013,profiles!F647,IF($C$10=2014,profiles!H647,IF($C$10=2015,profiles!J647,IF($C$10=2016,profiles!L647)))))","v":7.1562035633891921E-2},14.312407126778384,0,14.312407126778384,62.689592873221613,0,0,0,{"$f":"K659+I660*$F$2-J660/$F$3","v":0},62.689592873221613,62.689592873221613]
["h644",{"$f":"IF($C$10=2012,profiles!C648,IF($C$10=2013,profiles!E648,IF($C$10=2014,profiles!G648,IF($C$10=2015,profiles!I648,IF($C$10=2016,profiles!K648)))))","v":75.203000000000003},{"$f":"IF($C$10=2012,profiles!D648,IF($C$10=2013,profiles!F648,IF($C$10=2014,profiles!H648,IF($C$10=2015,profiles!J648,IF($C$10=2016,profiles!L648)))))","v":7.6270064294016393E-2},15.254012858803279,0,15.254012858803279,59.948987141196724,0,0,0,0,59.948987141196724,59.948987141196724]
["h645",{"$f":"IF($C$10=2012,profiles!C649,IF($C$10=2013,profiles!E649,IF($C$10=2014,profiles!G649,IF($C$10=2015,profiles!I649,IF($C$10=2016,profiles!K649)))))","v":71.013000000000005},{"$f":"IF($C$10=2012,profiles!D649,IF($C$10=2013,profiles!F649,IF($C$10=2014,profiles!H649,IF($C$10=2015,profiles!J649,IF($C$10=2016,profiles!L649)))))","v":8.7760596742632674E-2},17.552119348526535,0,17.552119348526535,53.460880651473474,0,0,0,0,53.460880651473474,53.460880651473474]
["h646",{"$f":"IF($C$10=2012,profiles!C650,IF($C$10=2013,profiles!E650,IF($C$10=2014,profiles!G650,IF($C$10=2015,profiles!I650,IF($C$10=2016,profiles!K650)))))","v":67.774000000000001},{"$f":"IF($C$10=2012,profiles!D650,IF($C$10=2013,profiles!F650,IF($C$10=2014,profiles!H650,IF($C$10=2015,profiles!J650,IF($C$10=2016,profiles!L650)))))","v":9.594079653959893E-2},19.188159307919786,0,19.188159307919786,48.585840692080211,0,0,0,0,48.585840692080211,48.585840692080211]
["h647",{"$f":"IF($C$10=2012,profiles!C651,IF($C$10=2013,profiles!E651,IF($C$10=2014,profiles!G651,IF($C$10=2015,profiles!I651,IF($C$10=2016,profiles!K651)))))","v":64.98},{"$f":"IF($C$10=2012,profiles!D651,IF($C$10=2013,profiles!F651,IF($C$10=2014,profiles!H651,IF($C$10=2015,profiles!J651,IF($C$10=2016,profiles!L651)))))","v":9.3130691933087137E-2},18.626138386617427,0,18.626138386617427,46.353861613382577,0,0,0,0,46.353861613382577,46.353861613382577]
["h648",{"$f":"IF($C$10=2012,profiles!C652,IF($C$10=2013,profiles!E652,IF($C$10=2014,profiles!G652,IF($C$10=2015,profiles!I652,IF($C$10=2016,profiles!K652)))))","v":60.491},{"$f":"IF($C$10=2012,profiles!D652,IF($C$10=2013,profiles!F652,IF($C$10=2014,profiles!H652,IF($C$10=2015,profiles!J652,IF($C$10=2016,profiles!L652)))))","v":8.9320131236298894E-2},17.86402624725978,0,17.86402624725978,42.62697375274022,0,0,{"$f":"MIN(MAX(0,G665),K664*$F$3)","v":0},0,42.62697375274022,42.62697375274022]
["h649",{"$f":"IF($C$10=2012,profiles!C653,IF($C$10=2013,profiles!E653,IF($C$10=2014,profiles!G653,IF($C$10=2015,profiles!I653,IF($C$10=2016,profiles!K653)))))","v":56.779000000000003},{"$f":"IF($C$10=2012,profiles!D653,IF($C$10=2013,profiles!F653,IF($C$10=2014,profiles!H653,IF($C$10=2015,profiles!J653,IF($C$10=2016,profiles!L653)))))","v":8.2809948960830743E-2},16.561989792166148,0,16.561989792166148,40.217010207833852,0,0,0,0,40.217010207833852,40.217010207833852]
["h650",{"$f":"IF($C$10=2012,profiles!C654,IF($C$10=2013,profiles!E654,IF($C$10=2014,profiles!G654,IF($C$10=2015,profiles!I654,IF($C$10=2016,profiles!K654)))))","v":54.777000000000001},{"$f":"IF($C$10=2012,profiles!D654,IF($C$10=2013,profiles!F654,IF($C$10=2014,profiles!H654,IF($C$10=2015,profiles!J654,IF($C$10=2016,profiles!L654)))))","v":8.3810140173856768E-2},16.762028034771355,0,16.762028034771355,38.014971965228646,0,0,0,0,38.014971965228646,38.014971965228646]
["h651",{"$f":"IF($C$10=2012,profiles!C655,IF($C$10=2013,profiles!E655,IF($C$10=2014,profiles!G655,IF($C$10=2015,profiles!I655,IF($C$10=2016,profiles!K655)))))","v":53.640999999999998},{"$f":"IF($C$10=2012,profiles!D655,IF($C$10=2013,profiles!F655,IF($C$10=2014,profiles!H655,IF($C$10=2015,profiles!J655,IF($C$10=2016,profiles!L655)))))","v":8.2751114183593918E-2},16.550222836718785,0,16.550222836718785,37.090777163281217,0,0,0,0,37.090777163281217,37.090777163281217]
["h652",{"$f":"IF($C$10=2012,profiles!C656,IF($C$10=2013,profiles!E656,IF($C$10=2014,profiles!G656,IF($C$10=2015,profiles!I656,IF($C$10=2016,profiles!K656)))))","v":53.987000000000002},{"$f":"IF($C$10=2012,profiles!D656,IF($C$10=2013,profiles!F656,IF($C$10=2014,profiles!H656,IF($C$10=2015,profiles!J656,IF($C$10=2016,profiles!L656)))))","v":8.5457513936487858E-2},17.091502787297571,0,17.091502787297571,36.895497212702431,0,0,0,0,36.895497212702431,36.895497212702431]
["h653",{"$f":"IF($C$10=2012,profiles!C657,IF($C$10=2013,profiles!E657,IF($C$10=2014,profiles!G657,IF($C$10=2015,profiles!I657,IF($C$10=2016,profiles!K657)))))","v":55.146000000000001},{"$f":"IF($C$10=2012,profiles!D657,IF($C$10=2013,profiles!F657,IF($C$10=2014,profiles!H657,IF($C$10=2015,profiles!J657,IF($C$10=2016,profiles!L657)))))","v":7.9441657964022527E-2},15.888331592804505,0,15.888331592804505,39.257668407195496,0,0,0,0,39.257668407195496,39.257668407195496]
["h654",{"$f":"IF($C$10=2012,profiles!C658,IF($C$10=2013,profiles!E658,IF($C$10=2014,profiles!G658,IF($C$10=2015,profiles!I658,IF($C$10=2016,profiles!K658)))))","v":58.378},{"$f":"IF($C$10=2012,profiles!D658,IF($C$10=2013,profiles!F658,IF($C$10=2014,profiles!H658,IF($C$10=2015,profiles!J658,IF($C$10=2016,profiles!L658)))))","v":7.9309279715239683E-2},15.861855943047937,0,15.861855943047937,42.516144056952065,0,0,0,0,42.516144056952065,42.516144056952065]
["h655",{"$f":"IF($C$10=2012,profiles!C659,IF($C$10=2013,profiles!E659,IF($C$10=2014,profiles!G659,IF($C$10=2015,profiles!I659,IF($C$10=2016,profiles!K659)))))","v":66.475999999999999},{"$f":"IF($C$10=2012,profiles!D659,IF($C$10=2013,profiles!F659,IF($C$10=2014,profiles!H659,IF($C$10=2015,profiles!J659,IF($C$10=2016,profiles!L659)))))","v":8.5251592216158967E-2},17.050318443231795,0,17.050318443231795,49.425681556768204,0,0,0,0,49.425681556768204,49.425681556768204]
["h656",{"$f":"IF($C$10=2012,profiles!C660,IF($C$10=2013,profiles!E660,IF($C$10=2014,profiles!G660,IF($C$10=2015,profiles!I660,IF($C$10=2016,profiles!K660)))))","v":73.506},{"$f":"IF($C$10=2012,profiles!D660,IF($C$10=2013,profiles!F660,IF($C$10=2014,profiles!H660,IF($C$10=2015,profiles!J660,IF($C$10=2016,profiles!L660)))))","v":8.8193331078000203E-2},17.63866621560004,0,17.63866621560004,55.86733378439996,0,0,0,0,55.86733378439996,55.86733378439996]
["h657",{"$f":"IF($C$10=2012,profiles!C661,IF($C$10=2013,profiles!E661,IF($C$10=2014,profiles!G661,IF($C$10=2015,profiles!I661,IF($C$10=2016,profiles!K661)))))","v":75.066000000000003},{"$f":"IF($C$10=2012,profiles!D661,IF($C$10=2013,profiles!F661,IF($C$10=2014,profiles!H661,IF($C$10=2015,profiles!J661,IF($C$10=2016,profiles!L661)))))","v":9.3635547972406488E-2},18.727109594481298,0,18.727109594481298,56.338890405518704,0,0,0,0,56.338890405518704,56.338890405518704]
["h658",{"$f":"IF($C$10=2012,profiles!C662,IF($C$10=2013,profiles!E662,IF($C$10=2014,profiles!G662,IF($C$10=2015,profiles!I662,IF($C$10=2016,profiles!K662)))))","v":74.715999999999994},{"$f":"IF($C$10=2012,profiles!D662,IF($C$10=2013,profiles!F662,IF($C$10=2014,profiles!H662,IF($C$10=2015,profiles!J662,IF($C$10=2016,profiles!L662)))))","v":0.11593392854516305},23.186785709032609,0,23.186785709032609,51.529214290967388,0,0,0,0,51.529214290967388,51.529214290967388]
["h659",{"$f":"IF($C$10=2012,profiles!C663,IF($C$10=2013,profiles!E663,IF($C$10=2014,profiles!G663,IF($C$10=2015,profiles!I663,IF($C$10=2016,profiles!K663)))))","v":75.113},{"$f":"IF($C$10=2012,profiles!D663,IF($C$10=2013,profiles!F663,IF($C$10=2014,profiles!H663,IF($C$10=2015,profiles!J663,IF($C$10=2016,profiles!L663)))))","v":0.14776354303028519},29.552708606057038,0,29.552708606057038,45.560291393942961,0,0,0,0,45.560291393942961,45.560291393942961]
["h660",{"$f":"IF($C$10=2012,profiles!C664,IF($C$10=2013,profiles!E664,IF($C$10=2014,profiles!G664,IF($C$10=2015,profiles!I664,IF($C$10=2016,profiles!K664)))))","v":75.597999999999999},{"$f":"IF($C$10=2012,profiles!D664,IF($C$10=2013,profiles!F664,IF($C$10=2014,profiles!H664,IF($C$10=2015,profiles!J664,IF($C$10=2016,profiles!L664)))))","v":0.17738685336902643},35.477370673805289,0,35.477370673805289,40.12062932619471,0,0,0,0,40.12062932619471,40.12062932619471]
["h661",{"$f":"IF($C$10=2012,profiles!C665,IF($C$10=2013,profiles!E665,IF($C$10=2014,profiles!G665,IF($C$10=2015,profiles!I665,IF($C$10=2016,profiles!K665)))))","v":74.902000000000001},{"$f":"IF($C$10=2012,profiles!D665,IF($C$10=2013,profiles!F665,IF($C$10=2014,profiles!H665,IF($C$10=2015,profiles!J665,IF($C$10=2016,profiles!L665)))))","v":0.18778590024563518},37.557180049127034,0,37.557180049127034,37.344819950872967,0,0,0,0,37.344819950872967,37.344819950872967]
["h662",{"$f":"IF($C$10=2012,profiles!C666,IF($C$10=2013,profiles!E666,IF($C$10=2014,profiles!G666,IF($C$10=2015,profiles!I666,IF($C$10=2016,profiles!K666)))))","v":74.256},{"$f":"IF($C$10=2012,profiles!D666,IF($C$10=2013,profiles!F666,IF($C$10=2014,profiles!H666,IF($C$10=2015,profiles!J666,IF($C$10=2016,profiles!L666)))))","v":0.18482945268948475},36.965890537896954,0,36.965890537896954,37.290109462103047,0,0,0,0,37.290109462103047,37.290109462103047]
["h663",{"$f":"IF($C$10=2012,profiles!C667,IF($C$10=2013,profiles!E667,IF($C$10=2014,profiles!G667,IF($C$10=2015,profiles!I667,IF($C$10=2016,profiles!K667)))))","v":73.287000000000006},{"$f":"IF($C$10=2012,profiles!D667,IF($C$10=2013,profiles!F667,IF($C$10=2014,profiles!H667,IF($C$10=2015,profiles!J667,IF($C$10=2016,profiles!L667)))))","v":0.16522276317531293},33.044552635062587,0,33.044552635062587,40.242447364937419,0,0,0,0,40.242447364937419,40.242447364937419]
["h664",{"$f":"IF($C$10=2012,profiles!C668,IF($C$10=2013,profiles!E668,IF($C$10=2014,profiles!G668,IF($C$10=2015,profiles!I668,IF($C$10=2016,profiles!K668)))))","v":72.551000000000002},{"$f":"IF($C$10=2012,profiles!D668,IF($C$10=2013,profiles!F668,IF($C$10=2014,profiles!H668,IF($C$10=2015,profiles!J668,IF($C$10=2016,profiles!L668)))))","v":0.14051215673584655},28.102431347169311,0,28.102431347169311,44.448568652830687,0,0,0,0,44.448568652830687,44.448568652830687]
["h665",{"$f":"IF($C$10=2012,profiles!C669,IF($C$10=2013,profiles!E669,IF($C$10=2014,profiles!G669,IF($C$10=2015,profiles!I669,IF($C$10=2016,profiles!K669)))))","v":72.221999999999994},{"$f":"IF($C$10=2012,profiles!D669,IF($C$10=2013,profiles!F669,IF($C$10=2014,profiles!H669,IF($C$10=2015,profiles!J669,IF($C$10=2016,profiles!L669)))))","v":0.11919925868180682},23.839851736361364,0,23.839851736361364,48.382148263638626,0,0,0,0,48.382148263638626,48.382148263638626]
["h666",{"$f":"IF($C$10=2012,profiles!C670,IF($C$10=2013,profiles!E670,IF($C$10=2014,profiles!G670,IF($C$10=2015,profiles!I670,IF($C$10=2016,profiles!K670)))))","v":76.046999999999997},{"$f":"IF($C$10=2012,profiles!D670,IF($C$10=2013,profiles!F670,IF($C$10=2014,profiles!H670,IF($C$10=2015,profiles!J670,IF($C$10=2016,profiles!L670)))))","v":0.12231750187535853},24.463500375071707,0,24.463500375071707,51.583499624928294,0,0,0,0,51.583499624928294,51.583499624928294]
["h667",{"$f":"IF($C$10=2012,profiles!C671,IF($C$10=2013,profiles!E671,IF($C$10=2014,profiles!G671,IF($C$10=2015,profiles!I671,IF($C$10=2016,profiles!K671)))))","v":77.581000000000003},{"$f":"IF($C$10=2012,profiles!D671,IF($C$10=2013,profiles!F671,IF($C$10=2014,profiles!H671,IF($C$10=2015,profiles!J671,IF($C$10=2016,profiles!L671)))))","v":0.128200979599041},25.6401959198082,0,25.6401959198082,51.940804080191803,0,0,0,0,51.940804080191803,51.940804080191803]
["h668",{"$f":"IF($C$10=2012,profiles!C672,IF($C$10=2013,profiles!E672,IF($C$10=2014,profiles!G672,IF($C$10=2015,profiles!I672,IF($C$10=2016,profiles!K672)))))","v":75.811999999999998},{"$f":"IF($C$10=2012,profiles!D672,IF($C$10=2013,profiles!F672,IF($C$10=2014,profiles!H672,IF($C$10=2015,profiles!J672,IF($C$10=2016,profiles!L672)))))","v":0.12693603188844926},25.387206377689854,0,25.387206377689854,50.424793622310148,0,0,0,0,50.424793622310148,50.424793622310148]
["h669",{"$f":"IF($C$10=2012,profiles!C673,IF($C$10=2013,profiles!E673,IF($C$10=2014,profiles!G673,IF($C$10=2015,profiles!I673,IF($C$10=2016,profiles!K673)))))","v":71.512},{"$f":"IF($C$10=2012,profiles!D673,IF($C$10=2013,profiles!F673,IF($C$10=2014,profiles!H673,IF($C$10=2015,profiles!J673,IF($C$10=2016,profiles!L673)))))","v":0.1279803491844029},25.596069836880581,0,25.596069836880581,45.91593016311942,0,0,0,0,45.91593016311942,45.91593016311942]
["h670",{"$f":"IF($C$10=2012,profiles!C674,IF($C$10=2013,profiles!E674,IF($C$10=2014,profiles!G674,IF($C$10=2015,profiles!I674,IF($C$10=2016,profiles!K674)))))","v":68.25},{"$f":"IF($C$10=2012,profiles!D674,IF($C$10=2013,profiles!F674,IF($C$10=2014,profiles!H674,IF($C$10=2015,profiles!J674,IF($C$10=2016,profiles!L674)))))","v":0.12156735846558901},24.313471693117801,0,24.313471693117801,43.936528306882195,0,0,0,0,43.936528306882195,43.936528306882195]
["h671",{"$f":"IF($C$10=2012,profiles!C675,IF($C$10=2013,profiles!E675,IF($C$10=2014,profiles!G675,IF($C$10=2015,profiles!I675,IF($C$10=2016,profiles!K675)))))","v":65.245999999999995},{"$f":"IF($C$10=2012,profiles!D675,IF($C$10=2013,profiles!F675,IF($C$10=2014,profiles!H675,IF($C$10=2015,profiles!J675,IF($C$10=2016,profiles!L675)))))","v":0.11686057628664304},23.372115257328609,0,23.372115257328609,41.873884742671386,0,0,0,0,41.873884742671386,41.873884742671386]
["h672",{"$f":"IF($C$10=2012,profiles!C676,IF($C$10=2013,profiles!E676,IF($C$10=2014,profiles!G676,IF($C$10=2015,profiles!I676,IF($C$10=2016,profiles!K676)))))","v":61.05},{"$f":"IF($C$10=2012,profiles!D676,IF($C$10=2013,profiles!F676,IF($C$10=2014,profiles!H676,IF($C$10=2015,profiles!J676,IF($C$10=2016,profiles!L676)))))","v":0.11643402415167606},23.28680483033521,0,23.28680483033521,37.763195169664783,0,0,0,0,37.763195169664783,37.763195169664783]
["h673",{"$f":"IF($C$10=2012,profiles!C677,IF($C$10=2013,profiles!E677,IF($C$10=2014,profiles!G677,IF($C$10=2015,profiles!I677,IF($C$10=2016,profiles!K677)))))","v":57.631},{"$f":"IF($C$10=2012,profiles!D677,IF($C$10=2013,profiles!F677,IF($C$10=2014,profiles!H677,IF($C$10=2015,profiles!J677,IF($C$10=2016,profiles!L677)))))","v":0.11420043521731459},22.840087043462916,0,22.840087043462916,34.790912956537085,0,0,0,0,34.790912956537085,34.790912956537085]
["h674",{"$f":"IF($C$10=2012,profiles!C678,IF($C$10=2013,profiles!E678,IF($C$10=2014,profiles!G678,IF($C$10=2015,profiles!I678,IF($C$10=2016,profiles!K678)))))","v":55.295999999999999},{"$f":"IF($C$10=2012,profiles!D678,IF($C$10=2013,profiles!F678,IF($C$10=2014,profiles!H678,IF($C$10=2015,profiles!J678,IF($C$10=2016,profiles!L678)))))","v":0.11808210315826619},23.616420631653238,0,23.616420631653238,31.679579368346761,0,0,0,0,31.679579368346761,31.679579368346761]
["h675",{"$f":"IF($C$10=2012,profiles!C679,IF($C$10=2013,profiles!E679,IF($C$10=2014,profiles!G679,IF($C$10=2015,profiles!I679,IF($C$10=2016,profiles!K679)))))","v":54.186},{"$f":"IF($C$10=2012,profiles!D679,IF($C$10=2013,profiles!F679,IF($C$10=2014,profiles!H679,IF($C$10=2015,profiles!J679,IF($C$10=2016,profiles!L679)))))","v":0.11586190672234312},23.172381344468622,0,23.172381344468622,31.013618655531378,0,0,0,0,31.013618655531378,31.013618655531378]
["h676",{"$f":"IF($C$10=2012,profiles!C680,IF($C$10=2013,profiles!E680,IF($C$10=2014,profiles!G680,IF($C$10=2015,profiles!I680,IF($C$10=2016,profiles!K680)))))","v":54.261000000000003},{"$f":"IF($C$10=2012,profiles!D680,IF($C$10=2013,profiles!F680,IF($C$10=2014,profiles!H680,IF($C$10=2015,profiles!J680,IF($C$10=2016,profiles!L680)))))","v":0.11744986178909604},23.489972357819209,0,23.489972357819209,30.771027642180794,0,0,0,0,30.771027642180794,30.771027642180794]
["h677",{"$f":"IF($C$10=2012,profiles!C681,IF($C$10=2013,profiles!E681,IF($C$10=2014,profiles!G681,IF($C$10=2015,profiles!I681,IF($C$10=2016,profiles!K681)))))","v":55.354999999999997},{"$f":"IF($C$10=2012,profiles!D681,IF($C$10=2013,profiles!F681,IF($C$10=2014,profiles!H681,IF($C$10=2015,profiles!J681,IF($C$10=2016,profiles!L681)))))","v":0.12218432041404458},24.436864082808913,0,24.436864082808913,30.918135917191083,0,0,0,0,30.918135917191083,30.918135917191083]
["h678",{"$f":"IF($C$10=2012,profiles!C682,IF($C$10=2013,profiles!E682,IF($C$10=2014,profiles!G682,IF($C$10=2015,profiles!I682,IF($C$10=2016,profiles!K682)))))","v":58.48},{"$f":"IF($C$10=2012,profiles!D682,IF($C$10=2013,profiles!F682,IF($C$10=2014,profiles!H682,IF($C$10=2015,profiles!J682,IF($C$10=2016,profiles!L682)))))","v":0.13431453272951832},26.862906545903662,0,26.862906545903662,31.617093454096334,0,0,0,0,31.617093454096334,31.617093454096334]
["h679",{"$f":"IF($C$10=2012,profiles!C683,IF($C$10=2013,profiles!E683,IF($C$10=2014,profiles!G683,IF($C$10=2015,profiles!I683,IF($C$10=2016,profiles!K683)))))","v":66.674999999999997},{"$f":"IF($C$10=2012,profiles!D683,IF($C$10=2013,profiles!F683,IF($C$10=2014,profiles!H683,IF($C$10=2015,profiles!J683,IF($C$10=2016,profiles!L683)))))","v":0.13972534258660235},27.945068517320472,0,27.945068517320472,38.729931482679525,0,0,0,0,38.729931482679525,38.729931482679525]
["h680",{"$f":"IF($C$10=2012,profiles!C684,IF($C$10=2013,profiles!E684,IF($C$10=2014,profiles!G684,IF($C$10=2015,profiles!I684,IF($C$10=2016,profiles!K684)))))","v":73.918000000000006},{"$f":"IF($C$10=2012,profiles!D684,IF($C$10=2013,profiles!F684,IF($C$10=2014,profiles!H684,IF($C$10=2015,profiles!J684,IF($C$10=2016,profiles!L684)))))","v":0.14506263600541081},29.012527201082161,0,29.012527201082161,44.905472798917842,0,0,0,0,44.905472798917842,44.905472798917842]
["h681",{"$f":"IF($C$10=2012,profiles!C685,IF($C$10=2013,profiles!E685,IF($C$10=2014,profiles!G685,IF($C$10=2015,profiles!I685,IF($C$10=2016,profiles!K685)))))","v":75.986000000000004},{"$f":"IF($C$10=2012,profiles!D685,IF($C$10=2013,profiles!F685,IF($C$10=2014,profiles!H685,IF($C$10=2015,profiles!J685,IF($C$10=2016,profiles!L685)))))","v":0.14197494559783569},28.394989119567139,0,28.394989119567139,47.591010880432862,0,0,0,0,47.591010880432862,47.591010880432862]
["h682",{"$f":"IF($C$10=2012,profiles!C686,IF($C$10=2013,profiles!E686,IF($C$10=2014,profiles!G686,IF($C$10=2015,profiles!I686,IF($C$10=2016,profiles!K686)))))","v":75.98},{"$f":"IF($C$10=2012,profiles!D686,IF($C$10=2013,profiles!F686,IF($C$10=2014,profiles!H686,IF($C$10=2015,profiles!J686,IF($C$10=2016,profiles!L686)))))","v":0.14904722695994824},29.809445391989648,0,29.809445391989648,46.170554608010356,0,0,0,0,46.170554608010356,46.170554608010356]
["h683",{"$f":"IF($C$10=2012,profiles!C687,IF($C$10=2013,profiles!E687,IF($C$10=2014,profiles!G687,IF($C$10=2015,profiles!I687,IF($C$10=2016,profiles!K687)))))","v":76.725999999999999},{"$f":"IF($C$10=2012,profiles!D687,IF($C$10=2013,profiles!F687,IF($C$10=2014,profiles!H687,IF($C$10=2015,profiles!J687,IF($C$10=2016,profiles!L687)))))","v":0.17595424336881726},35.190848673763455,0,35.190848673763455,41.535151326236544,0,0,0,0,41.535151326236544,41.535151326236544]
["h684",{"$f":"IF($C$10=2012,profiles!C688,IF($C$10=2013,profiles!E688,IF($C$10=2014,profiles!G688,IF($C$10=2015,profiles!I688,IF($C$10=2016,profiles!K688)))))","v":77.433999999999997},{"$f":"IF($C$10=2012,profiles!D688,IF($C$10=2013,profiles!F688,IF($C$10=2014,profiles!H688,IF($C$10=2015,profiles!J688,IF($C$10=2016,profiles!L688)))))","v":0.19567135211433276},39.13427042286655,0,39.13427042286655,38.299729577133448,0,0,0,0,38.299729577133448,38.299729577133448]
["h685",{"$f":"IF($C$10=2012,profiles!C689,IF($C$10=2013,profiles!E689,IF($C$10=2014,profiles!G689,IF($C$10=2015,profiles!I689,IF($C$10=2016,profiles!K689)))))","v":76.832999999999998},{"$f":"IF($C$10=2012,profiles!D689,IF($C$10=2013,profiles!F689,IF($C$10=2014,profiles!H689,IF($C$10=2015,profiles!J689,IF($C$10=2016,profiles!L689)))))","v":0.20530200552843617},41.060401105687234,0,41.060401105687234,35.772598894312765,0,0,0,0,35.772598894312765,35.772598894312765]
["h686",{"$f":"IF($C$10=2012,profiles!C690,IF($C$10=2013,profiles!E690,IF($C$10=2014,profiles!G690,IF($C$10=2015,profiles!I690,IF($C$10=2016,profiles!K690)))))","v":76.341999999999999},{"$f":"IF($C$10=2012,profiles!D690,IF($C$10=2013,profiles!F690,IF($C$10=2014,profiles!H690,IF($C$10=2015,profiles!J690,IF($C$10=2016,profiles!L690)))))","v":0.20531670881609126},41.063341763218254,0,41.063341763218254,35.278658236781745,0,0,0,0,35.278658236781745,35.278658236781745]
["h687",{"$f":"IF($C$10=2012,profiles!C691,IF($C$10=2013,profiles!E691,IF($C$10=2014,profiles!G691,IF($C$10=2015,profiles!I691,IF($C$10=2016,profiles!K691)))))","v":75.298000000000002},{"$f":"IF($C$10=2012,profiles!D691,IF($C$10=2013,profiles!F691,IF($C$10=2014,profiles!H691,IF($C$10=2015,profiles!J691,IF($C$10=2016,profiles!L691)))))","v":0.18970181732635416},37.940363465270835,0,37.940363465270835,37.357636534729167,0,0,0,0,37.357636534729167,37.357636534729167]
["h688",{"$f":"IF($C$10=2012,profiles!C692,IF($C$10=2013,profiles!E692,IF($C$10=2014,profiles!G692,IF($C$10=2015,profiles!I692,IF($C$10=2016,profiles!K692)))))","v":74.563000000000002},{"$f":"IF($C$10=2012,profiles!D692,IF($C$10=2013,profiles!F692,IF($C$10=2014,profiles!H692,IF($C$10=2015,profiles!J692,IF($C$10=2016,profiles!L692)))))","v":0.16973475269070165},33.946950538140328,0,33.946950538140328,40.616049461859674,0,0,0,0,40.616049461859674,40.616049461859674]
["h689",{"$f":"IF($C$10=2012,profiles!C693,IF($C$10=2013,profiles!E693,IF($C$10=2014,profiles!G693,IF($C$10=2015,profiles!I693,IF($C$10=2016,profiles!K693)))))","v":73.978999999999999},{"$f":"IF($C$10=2012,profiles!D693,IF($C$10=2013,profiles!F693,IF($C$10=2014,profiles!H693,IF($C$10=2015,profiles!J693,IF($C$10=2016,profiles!L693)))))","v":0.14862083161794978},29.724166323589955,0,29.724166323589955,44.254833676410044,0,0,0,0,44.254833676410044,44.254833676410044]
["h690",{"$f":"IF($C$10=2012,profiles!C694,IF($C$10=2013,profiles!E694,IF($C$10=2014,profiles!G694,IF($C$10=2015,profiles!I694,IF($C$10=2016,profiles!K694)))))","v":77.153000000000006},{"$f":"IF($C$10=2012,profiles!D694,IF($C$10=2013,profiles!F694,IF($C$10=2014,profiles!H694,IF($C$10=2015,profiles!J694,IF($C$10=2016,profiles!L694)))))","v":0.13872551902605423},27.745103805210846,0,27.745103805210846,49.40789619478916,0,0,0,0,49.40789619478916,49.40789619478916]
["h691",{"$f":"IF($C$10=2012,profiles!C695,IF($C$10=2013,profiles!E695,IF($C$10=2014,profiles!G695,IF($C$10=2015,profiles!I695,IF($C$10=2016,profiles!K695)))))","v":78.269000000000005},{"$f":"IF($C$10=2012,profiles!D695,IF($C$10=2013,profiles!F695,IF($C$10=2014,profiles!H695,IF($C$10=2015,profiles!J695,IF($C$10=2016,profiles!L695)))))","v":0.14503322943010058},29.006645886020117,0,29.006645886020117,49.262354113979889,0,0,0,0,49.262354113979889,49.262354113979889]
["h692",{"$f":"IF($C$10=2012,profiles!C696,IF($C$10=2013,profiles!E696,IF($C$10=2014,profiles!G696,IF($C$10=2015,profiles!I696,IF($C$10=2016,profiles!K696)))))","v":76.352000000000004},{"$f":"IF($C$10=2012,profiles!D696,IF($C$10=2013,profiles!F696,IF($C$10=2014,profiles!H696,IF($C$10=2015,profiles!J696,IF($C$10=2016,profiles!L696)))))","v":0.14351879080162325},28.70375816032465,0,28.70375816032465,47.64824183967535,0,0,0,0,47.64824183967535,47.64824183967535]
["h693",{"$f":"IF($C$10=2012,profiles!C697,IF($C$10=2013,profiles!E697,IF($C$10=2014,profiles!G697,IF($C$10=2015,profiles!I697,IF($C$10=2016,profiles!K697)))))","v":71.98},{"$f":"IF($C$10=2012,profiles!D697,IF($C$10=2013,profiles!F697,IF($C$10=2014,profiles!H697,IF($C$10=2015,profiles!J697,IF($C$10=2016,profiles!L697)))))","v":0.13118273245897782},26.236546491795565,0,26.236546491795565,45.743453508204439,0,0,0,0,45.743453508204439,45.743453508204439]
["h694",{"$f":"IF($C$10=2012,profiles!C698,IF($C$10=2013,profiles!E698,IF($C$10=2014,profiles!G698,IF($C$10=2015,profiles!I698,IF($C$10=2016,profiles!K698)))))","v":68.611999999999995},{"$f":"IF($C$10=2012,profiles!D698,IF($C$10=2013,profiles!F698,IF($C$10=2014,profiles!H698,IF($C$10=2015,profiles!J698,IF($C$10=2016,profiles!L698)))))","v":0.12139034288066812},24.278068576133624,0,24.278068576133624,44.333931423866375,0,0,0,0,44.333931423866375,44.333931423866375]
["h695",{"$f":"IF($C$10=2012,profiles!C699,IF($C$10=2013,profiles!E699,IF($C$10=2014,profiles!G699,IF($C$10=2015,profiles!I699,IF($C$10=2016,profiles!K699)))))","v":66.117999999999995},{"$f":"IF($C$10=2012,profiles!D699,IF($C$10=2013,profiles!F699,IF($C$10=2014,profiles!H699,IF($C$10=2015,profiles!J699,IF($C$10=2016,profiles!L699)))))","v":0.11372993001235077},22.745986002470154,0,22.745986002470154,43.372013997529841,0,0,0,0,43.372013997529841,43.372013997529841]
["h696",{"$f":"IF($C$10=2012,profiles!C700,IF($C$10=2013,profiles!E700,IF($C$10=2014,profiles!G700,IF($C$10=2015,profiles!I700,IF($C$10=2016,profiles!K700)))))","v":61.942999999999998},{"$f":"IF($C$10=2012,profiles!D700,IF($C$10=2013,profiles!F700,IF($C$10=2014,profiles!H700,IF($C$10=2015,profiles!J700,IF($C$10=2016,profiles!L700)))))","v":0.11200964535670176},22.401929071340351,0,22.401929071340351,39.54107092865965,0,0,0,0,39.54107092865965,39.54107092865965]
["h697",{"$f":"IF($C$10=2012,profiles!C701,IF($C$10=2013,profiles!E701,IF($C$10=2014,profiles!G701,IF($C$10=2015,profiles!I701,IF($C$10=2016,profiles!K701)))))","v":58.220999999999997},{"$f":"IF($C$10=2012,profiles!D701,IF($C$10=2013,profiles!F701,IF($C$10=2014,profiles!H701,IF($C$10=2015,profiles!J701,IF($C$10=2016,profiles!L701)))))","v":0.11416269911244342},22.832539822488684,0,22.832539822488684,35.388460177511313,0,0,0,0,35.388460177511313,35.388460177511313]
["h698",{"$f":"IF($C$10=2012,profiles!C702,IF($C$10=2013,profiles!E702,IF($C$10=2014,profiles!G702,IF($C$10=2015,profiles!I702,IF($C$10=2016,profiles!K702)))))","v":56.244999999999997},{"$f":"IF($C$10=2012,profiles!D702,IF($C$10=2013,profiles!F702,IF($C$10=2014,profiles!H702,IF($C$10=2015,profiles!J702,IF($C$10=2016,profiles!L702)))))","v":0.11388350085228943},22.776700170457886,0,22.776700170457886,33.468299829542111,0,0,0,0,33.468299829542111,33.468299829542111]
["h699",{"$f":"IF($C$10=2012,profiles!C703,IF($C$10=2013,profiles!E703,IF($C$10=2014,profiles!G703,IF($C$10=2015,profiles!I703,IF($C$10=2016,profiles!K703)))))","v":54.963000000000001},{"$f":"IF($C$10=2012,profiles!D703,IF($C$10=2013,profiles!F703,IF($C$10=2014,profiles!H703,IF($C$10=2015,profiles!J703,IF($C$10=2016,profiles!L703)))))","v":0.11376594369011932},22.753188738023862,0,22.753188738023862,32.209811261976142,0,0,0,0,32.209811261976142,32.209811261976142]
["h700",{"$f":"IF($C$10=2012,profiles!C704,IF($C$10=2013,profiles!E704,IF($C$10=2014,profiles!G704,IF($C$10=2015,profiles!I704,IF($C$10=2016,profiles!K704)))))","v":54.88},{"$f":"IF($C$10=2012,profiles!D704,IF($C$10=2013,profiles!F704,IF($C$10=2014,profiles!H704,IF($C$10=2015,profiles!J704,IF($C$10=2016,profiles!L704)))))","v":0.11057720566625522},22.115441133251043,0,22.115441133251043,32.764558866748956,0,0,0,0,32.764558866748956,32.764558866748956]
["h701",{"$f":"IF($C$10=2012,profiles!C705,IF($C$10=2013,profiles!E705,IF($C$10=2014,profiles!G705,IF($C$10=2015,profiles!I705,IF($C$10=2016,profiles!K705)))))","v":55.862000000000002},{"$f":"IF($C$10=2012,profiles!D705,IF($C$10=2013,profiles!F705,IF($C$10=2014,profiles!H705,IF($C$10=2015,profiles!J705,IF($C$10=2016,profiles!L705)))))","v":0.10533121730441428},21.066243460882855,0,21.066243460882855,34.79575653911715,0,0,0,0,34.79575653911715,34.79575653911715]
["h702",{"$f":"IF($C$10=2012,profiles!C706,IF($C$10=2013,profiles!E706,IF($C$10=2014,profiles!G706,IF($C$10=2015,profiles!I706,IF($C$10=2016,profiles!K706)))))","v":58.957000000000001},{"$f":"IF($C$10=2012,profiles!D706,IF($C$10=2013,profiles!F706,IF($C$10=2014,profiles!H706,IF($C$10=2015,profiles!J706,IF($C$10=2016,profiles!L706)))))","v":0.10484629401046258},20.969258802092515,0,20.969258802092515,37.987741197907482,0,0,0,0,37.987741197907482,37.987741197907482]
["h703",{"$f":"IF($C$10=2012,profiles!C707,IF($C$10=2013,profiles!E707,IF($C$10=2014,profiles!G707,IF($C$10=2015,profiles!I707,IF($C$10=2016,profiles!K707)))))","v":66.759},{"$f":"IF($C$10=2012,profiles!D707,IF($C$10=2013,profiles!F707,IF($C$10=2014,profiles!H707,IF($C$10=2015,profiles!J707,IF($C$10=2016,profiles!L707)))))","v":0.10298007406101217},20.596014812202434,0,20.596014812202434,46.162985187797567,0,0,0,0,46.162985187797567,46.162985187797567]
["h704",{"$f":"IF($C$10=2012,profiles!C708,IF($C$10=2013,profiles!E708,IF($C$10=2014,profiles!G708,IF($C$10=2015,profiles!I708,IF($C$10=2016,profiles!K708)))))","v":73.756},{"$f":"IF($C$10=2012,profiles!D708,IF($C$10=2013,profiles!F708,IF($C$10=2014,profiles!H708,IF($C$10=2015,profiles!J708,IF($C$10=2016,profiles!L708)))))","v":0.10059954152706754},20.11990830541351,0,20.11990830541351,53.63609169458649,0,0,0,0,53.63609169458649,53.63609169458649]
["h705",{"$f":"IF($C$10=2012,profiles!C709,IF($C$10=2013,profiles!E709,IF($C$10=2014,profiles!G709,IF($C$10=2015,profiles!I709,IF($C$10=2016,profiles!K709)))))","v":75.484999999999999},{"$f":"IF($C$10=2012,profiles!D709,IF($C$10=2013,profiles!F709,IF($C$10=2014,profiles!H709,IF($C$10=2015,profiles!J709,IF($C$10=2016,profiles!L709)))))","v":0.10469934755774996},20.93986951154999,{"$f":"D722-F722","v":0},{"$f":"MIN(D722,B722)","v":20.93986951154999},{"$f":"B722-F722","v":54.545130488450013},{"$f":"-MIN(-E722+$C$3,0)","v":0},{"$f":"E722-H722","v":0},0,0,54.545130488450013,54.545130488450013]
["h706",{"$f":"IF($C$10=2012,profiles!C710,IF($C$10=2013,profiles!E710,IF($C$10=2014,profiles!G710,IF($C$10=2015,profiles!I710,IF($C$10=2016,profiles!K710)))))","v":75.498999999999995},{"$f":"IF($C$10=2012,profiles!D710,IF($C$10=2013,profiles!F710,IF($C$10=2014,profiles!H710,IF($C$10=2015,profiles!J710,IF($C$10=2016,profiles!L710)))))","v":0.12638864397813437},{"$f":"C723*$C$2","v":25.277728795626874},0,25.277728795626874,50.221271204373124,0,0,0,0,{"$f":"MAX(G723-J723,0)","v":50.221271204373124},{"$f":"B723-D723","v":50.221271204373124}]
["h707",{"$f":"IF($C$10=2012,profiles!C711,IF($C$10=2013,profiles!E711,IF($C$10=2014,profiles!G711,IF($C$10=2015,profiles!I711,IF($C$10=2016,profiles!K711)))))","v":76.225999999999999},{"$f":"IF($C$10=2012,profiles!D711,IF($C$10=2013,profiles!F711,IF($C$10=2014,profiles!H711,IF($C$10=2015,profiles!J711,IF($C$10=2016,profiles!L711)))))","v":0.15801152060189266},31.602304120378534,0,31.602304120378534,44.623695879621465,0,0,0,{"$f":"K723+I724*$F$2-J724/$F$3","v":0},44.623695879621465,44.623695879621465]
["h708",{"$f":"IF($C$10=2012,profiles!C712,IF($C$10=2013,profiles!E712,IF($C$10=2014,profiles!G712,IF($C$10=2015,profiles!I712,IF($C$10=2016,profiles!K712)))))","v":76.727999999999994},{"$f":"IF($C$10=2012,profiles!D712,IF($C$10=2013,profiles!F712,IF($C$10=2014,profiles!H712,IF($C$10=2015,profiles!J712,IF($C$10=2016,profiles!L712)))))","v":0.18281608181978487},36.563216363956975,0,36.563216363956975,40.164783636043019,0,0,0,0,40.164783636043019,40.164783636043019]
["h709",{"$f":"IF($C$10=2012,profiles!C713,IF($C$10=2013,profiles!E713,IF($C$10=2014,profiles!G713,IF($C$10=2015,profiles!I713,IF($C$10=2016,profiles!K713)))))","v":75.968000000000004},{"$f":"IF($C$10=2012,profiles!D713,IF($C$10=2013,profiles!F713,IF($C$10=2014,profiles!H713,IF($C$10=2015,profiles!J713,IF($C$10=2016,profiles!L713)))))","v":0.19333744783400927},38.667489566801855,0,38.667489566801855,37.300510433198149,0,0,0,0,37.300510433198149,37.300510433198149]
["h710",{"$f":"IF($C$10=2012,profiles!C714,IF($C$10=2013,profiles!E714,IF($C$10=2014,profiles!G714,IF($C$10=2015,profiles!I714,IF($C$10=2016,profiles!K714)))))","v":75.25},{"$f":"IF($C$10=2012,profiles!D714,IF($C$10=2013,profiles!F714,IF($C$10=2014,profiles!H714,IF($C$10=2015,profiles!J714,IF($C$10=2016,profiles!L714)))))","v":0.18763592546875918},37.527185093751839,0,37.527185093751839,37.722814906248161,0,0,0,0,37.722814906248161,37.722814906248161]
["h711",{"$f":"IF($C$10=2012,profiles!C715,IF($C$10=2013,profiles!E715,IF($C$10=2014,profiles!G715,IF($C$10=2015,profiles!I715,IF($C$10=2016,profiles!K715)))))","v":73.94},{"$f":"IF($C$10=2012,profiles!D715,IF($C$10=2013,profiles!F715,IF($C$10=2014,profiles!H715,IF($C$10=2015,profiles!J715,IF($C$10=2016,profiles!L715)))))","v":0.16848880268030331},33.697760536060663,0,33.697760536060663,40.242239463939335,0,0,0,0,40.242239463939335,40.242239463939335]
["h712",{"$f":"IF($C$10=2012,profiles!C716,IF($C$10=2013,profiles!E716,IF($C$10=2014,profiles!G716,IF($C$10=2015,profiles!I716,IF($C$10=2016,profiles!K716)))))","v":73.247},{"$f":"IF($C$10=2012,profiles!D716,IF($C$10=2013,profiles!F716,IF($C$10=2014,profiles!H716,IF($C$10=2015,profiles!J716,IF($C$10=2016,profiles!L716)))))","v":0.13588138482337037},27.176276964674074,0,27.176276964674074,46.070723035325926,0,0,{"$f":"MIN(MAX(0,G729),K728*$F$3)","v":0},0,46.070723035325926,46.070723035325926]
["h713",{"$f":"IF($C$10=2012,profiles!C717,IF($C$10=2013,profiles!E717,IF($C$10=2014,profiles!G717,IF($C$10=2015,profiles!I717,IF($C$10=2016,profiles!K717)))))","v":72.706000000000003},{"$f":"IF($C$10=2012,profiles!D717,IF($C$10=2013,profiles!F717,IF($C$10=2014,profiles!H717,IF($C$10=2015,profiles!J717,IF($C$10=2016,profiles!L717)))))","v":0.1102245341797449},22.044906835948979,0,22.044906835948979,50.661093164051024,0,0,0,0,50.661093164051024,50.661093164051024]
["h714",{"$f":"IF($C$10=2012,profiles!C718,IF($C$10=2013,profiles!E718,IF($C$10=2014,profiles!G718,IF($C$10=2015,profiles!I718,IF($C$10=2016,profiles!K718)))))","v":76.180000000000007},{"$f":"IF($C$10=2012,profiles!D718,IF($C$10=2013,profiles!F718,IF($C$10=2014,profiles!H718,IF($C$10=2015,profiles!J718,IF($C$10=2016,profiles!L718)))))","v":0.11150296831834479},22.300593663668959,0,22.300593663668959,53.879406336331044,0,0,0,0,53.879406336331044,53.879406336331044]
["h715",{"$f":"IF($C$10=2012,profiles!C719,IF($C$10=2013,profiles!E719,IF($C$10=2014,profiles!G719,IF($C$10=2015,profiles!I719,IF($C$10=2016,profiles!K719)))))","v":77.775000000000006},{"$f":"IF($C$10=2012,profiles!D719,IF($C$10=2013,profiles!F719,IF($C$10=2014,profiles!H719,IF($C$10=2015,profiles!J719,IF($C$10=2016,profiles!L719)))))","v":0.12536001880914593},25.072003761829187,0,25.072003761829187,52.702996238170819,0,0,0,0,52.702996238170819,52.702996238170819]
["h716",{"$f":"IF($C$10=2012,profiles!C720,IF($C$10=2013,profiles!E720,IF($C$10=2014,profiles!G720,IF($C$10=2015,profiles!I720,IF($C$10=2016,profiles!K720)))))","v":76.057000000000002},{"$f":"IF($C$10=2012,profiles!D720,IF($C$10=2013,profiles!F720,IF($C$10=2014,profiles!H720,IF($C$10=2015,profiles!J720,IF($C$10=2016,profiles!L720)))))","v":0.12891612296479163},25.783224592958327,0,25.783224592958327,50.273775407041676,0,0,0,0,50.273775407041676,50.273775407041676]
["h717",{"$f":"IF($C$10=2012,profiles!C721,IF($C$10=2013,profiles!E721,IF($C$10=2014,profiles!G721,IF($C$10=2015,profiles!I721,IF($C$10=2016,profiles!K721)))))","v":71.820999999999998},{"$f":"IF($C$10=2012,profiles!D721,IF($C$10=2013,profiles!F721,IF($C$10=2014,profiles!H721,IF($C$10=2015,profiles!J721,IF($C$10=2016,profiles!L721)))))","v":0.12502204196790689},25.004408393581379,0,25.004408393581379,46.816591606418619,0,0,0,0,46.816591606418619,46.816591606418619]
["h718",{"$f":"IF($C$10=2012,profiles!C722,IF($C$10=2013,profiles!E722,IF($C$10=2014,profiles!G722,IF($C$10=2015,profiles!I722,IF($C$10=2016,profiles!K722)))))","v":68.372},{"$f":"IF($C$10=2012,profiles!D722,IF($C$10=2013,profiles!F722,IF($C$10=2014,profiles!H722,IF($C$10=2015,profiles!J722,IF($C$10=2016,profiles!L722)))))","v":0.10857873390936343},21.715746781872685,0,21.715746781872685,46.656253218127318,0,0,0,0,46.656253218127318,46.656253218127318]
["h719",{"$f":"IF($C$10=2012,profiles!C723,IF($C$10=2013,profiles!E723,IF($C$10=2014,profiles!G723,IF($C$10=2015,profiles!I723,IF($C$10=2016,profiles!K723)))))","v":65.575000000000003},{"$f":"IF($C$10=2012,profiles!D723,IF($C$10=2013,profiles!F723,IF($C$10=2014,profiles!H723,IF($C$10=2015,profiles!J723,IF($C$10=2016,profiles!L723)))))","v":0.1032445776758949},20.648915535178979,0,20.648915535178979,44.926084464821024,0,0,0,0,44.926084464821024,44.926084464821024]
["h720",{"$f":"IF($C$10=2012,profiles!C724,IF($C$10=2013,profiles!E724,IF($C$10=2014,profiles!G724,IF($C$10=2015,profiles!I724,IF($C$10=2016,profiles!K724)))))","v":61.408000000000001},{"$f":"IF($C$10=2012,profiles!D724,IF($C$10=2013,profiles!F724,IF($C$10=2014,profiles!H724,IF($C$10=2015,profiles!J724,IF($C$10=2016,profiles!L724)))))","v":9.8410039381649328E-2},19.682007876329866,0,19.682007876329866,41.725992123670139,0,0,0,0,41.725992123670139,41.725992123670139]
["h721",{"$f":"IF($C$10=2012,profiles!C725,IF($C$10=2013,profiles!E725,IF($C$10=2014,profiles!G725,IF($C$10=2015,profiles!I725,IF($C$10=2016,profiles!K725)))))","v":57.87},{"$f":"IF($C$10=2012,profiles!D725,IF($C$10=2013,profiles!F725,IF($C$10=2014,profiles!H725,IF($C$10=2015,profiles!J725,IF($C$10=2016,profiles!L725)))))","v":9.3350552530781755E-2},18.670110506156352,0,18.670110506156352,39.199889493843642,0,0,0,0,39.199889493843642,39.199889493843642]
["h722",{"$f":"IF($C$10=2012,profiles!C726,IF($C$10=2013,profiles!E726,IF($C$10=2014,profiles!G726,IF($C$10=2015,profiles!I726,IF($C$10=2016,profiles!K726)))))","v":55.655999999999999},{"$f":"IF($C$10=2012,profiles!D726,IF($C$10=2013,profiles!F726,IF($C$10=2014,profiles!H726,IF($C$10=2015,profiles!J726,IF($C$10=2016,profiles!L726)))))","v":8.7773880629870418E-2},17.554776125974083,0,17.554776125974083,38.101223874025919,0,0,0,0,38.101223874025919,38.101223874025919]
["h723",{"$f":"IF($C$10=2012,profiles!C727,IF($C$10=2013,profiles!E727,IF($C$10=2014,profiles!G727,IF($C$10=2015,profiles!I727,IF($C$10=2016,profiles!K727)))))","v":54.374000000000002},{"$f":"IF($C$10=2012,profiles!D727,IF($C$10=2013,profiles!F727,IF($C$10=2014,profiles!H727,IF($C$10=2015,profiles!J727,IF($C$10=2016,profiles!L727)))))","v":8.0700312587135503E-2},16.140062517427101,0,16.140062517427101,38.233937482572898,0,0,0,0,38.233937482572898,38.233937482572898]
["h724",{"$f":"IF($C$10=2012,profiles!C728,IF($C$10=2013,profiles!E728,IF($C$10=2014,profiles!G728,IF($C$10=2015,profiles!I728,IF($C$10=2016,profiles!K728)))))","v":54.411000000000001},{"$f":"IF($C$10=2012,profiles!D728,IF($C$10=2013,profiles!F728,IF($C$10=2014,profiles!H728,IF($C$10=2015,profiles!J728,IF($C$10=2016,profiles!L728)))))","v":7.4668701662728751E-2},14.933740332545749,0,14.933740332545749,39.477259667454248,0,0,0,0,39.477259667454248,39.477259667454248]
["h725",{"$f":"IF($C$10=2012,profiles!C729,IF($C$10=2013,profiles!E729,IF($C$10=2014,profiles!G729,IF($C$10=2015,profiles!I729,IF($C$10=2016,profiles!K729)))))","v":55.408000000000001},{"$f":"IF($C$10=2012,profiles!D729,IF($C$10=2013,profiles!F729,IF($C$10=2014,profiles!H729,IF($C$10=2015,profiles!J729,IF($C$10=2016,profiles!L729)))))","v":6.9737749666133456E-2},13.947549933226691,0,13.947549933226691,41.460450066773312,0,0,0,0,41.460450066773312,41.460450066773312]
["h726",{"$f":"IF($C$10=2012,profiles!C730,IF($C$10=2013,profiles!E730,IF($C$10=2014,profiles!G730,IF($C$10=2015,profiles!I730,IF($C$10=2016,profiles!K730)))))","v":58.478999999999999},{"$f":"IF($C$10=2012,profiles!D730,IF($C$10=2013,profiles!F730,IF($C$10=2014,profiles!H730,IF($C$10=2015,profiles!J730,IF($C$10=2016,profiles!L730)))))","v":6.7639159977106289E-2},13.527831995421257,0,13.527831995421257,44.95116800457874,0,0,0,0,44.95116800457874,44.95116800457874]
["h727",{"$f":"IF($C$10=2012,profiles!C731,IF($C$10=2013,profiles!E731,IF($C$10=2014,profiles!G731,IF($C$10=2015,profiles!I731,IF($C$10=2016,profiles!K731)))))","v":65.921999999999997},{"$f":"IF($C$10=2012,profiles!D731,IF($C$10=2013,profiles!F731,IF($C$10=2014,profiles!H731,IF($C$10=2015,profiles!J731,IF($C$10=2016,profiles!L731)))))","v":6.1930409004857571E-2},12.386081800971514,0,12.386081800971514,53.535918199028487,0,0,0,0,53.535918199028487,53.535918199028487]
["h728",{"$f":"IF($C$10=2012,profiles!C732,IF($C$10=2013,profiles!E732,IF($C$10=2014,profiles!G732,IF($C$10=2015,profiles!I732,IF($C$10=2016,profiles!K732)))))","v":72.698999999999998},{"$f":"IF($C$10=2012,profiles!D732,IF($C$10=2013,profiles!F732,IF($C$10=2014,profiles!H732,IF($C$10=2015,profiles!J732,IF($C$10=2016,profiles!L732)))))","v":6.044818831540482E-2},12.089637663080964,0,12.089637663080964,60.609362336919034,0,0,0,0,60.609362336919034,60.609362336919034]
["h729",{"$f":"IF($C$10=2012,profiles!C733,IF($C$10=2013,profiles!E733,IF($C$10=2014,profiles!G733,IF($C$10=2015,profiles!I733,IF($C$10=2016,profiles!K733)))))","v":74.658000000000001},{"$f":"IF($C$10=2012,profiles!D733,IF($C$10=2013,profiles!F733,IF($C$10=2014,profiles!H733,IF($C$10=2015,profiles!J733,IF($C$10=2016,profiles!L733)))))","v":5.937688029233501E-2},11.875376058467001,0,11.875376058467001,62.782623941533004,0,0,0,0,62.782623941533004,62.782623941533004]
["h730",{"$f":"IF($C$10=2012,profiles!C734,IF($C$10=2013,profiles!E734,IF($C$10=2014,profiles!G734,IF($C$10=2015,profiles!I734,IF($C$10=2016,profiles!K734)))))","v":74.373999999999995},{"$f":"IF($C$10=2012,profiles!D734,IF($C$10=2013,profiles!F734,IF($C$10=2014,profiles!H734,IF($C$10=2015,profiles!J734,IF($C$10=2016,profiles!L734)))))","v":7.7163528565768039E-2},15.432705713153608,0,15.432705713153608,58.941294286846386,0,0,0,0,58.941294286846386,58.941294286846386]
["h731",{"$f":"IF($C$10=2012,profiles!C735,IF($C$10=2013,profiles!E735,IF($C$10=2014,profiles!G735,IF($C$10=2015,profiles!I735,IF($C$10=2016,profiles!K735)))))","v":74.754999999999995},{"$f":"IF($C$10=2012,profiles!D735,IF($C$10=2013,profiles!F735,IF($C$10=2014,profiles!H735,IF($C$10=2015,profiles!J735,IF($C$10=2016,profiles!L735)))))","v":0.10914133928178336},21.828267856356671,0,21.828267856356671,52.926732143643321,0,0,0,0,52.926732143643321,52.926732143643321]
["h732",{"$f":"IF($C$10=2012,profiles!C736,IF($C$10=2013,profiles!E736,IF($C$10=2014,profiles!G736,IF($C$10=2015,profiles!I736,IF($C$10=2016,profiles!K736)))))","v":74.867999999999995},{"$f":"IF($C$10=2012,profiles!D736,IF($C$10=2013,profiles!F736,IF($C$10=2014,profiles!H736,IF($C$10=2015,profiles!J736,IF($C$10=2016,profiles!L736)))))","v":0.1340749328598054},26.814986571961079,0,26.814986571961079,48.053013428038916,0,0,0,0,48.053013428038916,48.053013428038916]
["h733",{"$f":"IF($C$10=2012,profiles!C737,IF($C$10=2013,profiles!E737,IF($C$10=2014,profiles!G737,IF($C$10=2015,profiles!I737,IF($C$10=2016,profiles!K737)))))","v":73.816000000000003},{"$f":"IF($C$10=2012,profiles!D737,IF($C$10=2013,profiles!F737,IF($C$10=2014,profiles!H737,IF($C$10=2015,profiles!J737,IF($C$10=2016,profiles!L737)))))","v":0.14892649065907457},29.785298131814912,0,29.785298131814912,44.030701868185091,0,0,0,0,44.030701868185091,44.030701868185091]
["h734",{"$f":"IF($C$10=2012,profiles!C738,IF($C$10=2013,profiles!E738,IF($C$10=2014,profiles!G738,IF($C$10=2015,profiles!I738,IF($C$10=2016,profiles!K738)))))","v":72.146000000000001},{"$f":"IF($C$10=2012,profiles!D738,IF($C$10=2013,profiles!F738,IF($C$10=2014,profiles!H738,IF($C$10=2015,profiles!J738,IF($C$10=2016,profiles!L738)))))","v":0.15062884313408961},30.125768626817923,0,30.125768626817923,42.020231373182078,0,0,0,0,42.020231373182078,42.020231373182078]
["h735",{"$f":"IF($C$10=2012,profiles!C739,IF($C$10=2013,profiles!E739,IF($C$10=2014,profiles!G739,IF($C$10=2015,profiles!I739,IF($C$10=2016,profiles!K739)))))","v":70.399000000000001},{"$f":"IF($C$10=2012,profiles!D739,IF($C$10=2013,profiles!F739,IF($C$10=2014,profiles!H739,IF($C$10=2015,profiles!J739,IF($C$10=2016,profiles!L739)))))","v":0.132240501313453},26.448100262690598,0,26.448100262690598,43.950899737309399,0,0,0,0,43.950899737309399,43.950899737309399]
["h736",{"$f":"IF($C$10=2012,profiles!C740,IF($C$10=2013,profiles!E740,IF($C$10=2014,profiles!G740,IF($C$10=2015,profiles!I740,IF($C$10=2016,profiles!K740)))))","v":69.564999999999998},{"$f":"IF($C$10=2012,profiles!D740,IF($C$10=2013,profiles!F740,IF($C$10=2014,profiles!H740,IF($C$10=2015,profiles!J740,IF($C$10=2016,profiles!L740)))))","v":9.1134559222788042E-2},18.226911844557609,0,18.226911844557609,51.338088155442392,0,0,0,0,51.338088155442392,51.338088155442392]
["h737",{"$f":"IF($C$10=2012,profiles!C741,IF($C$10=2013,profiles!E741,IF($C$10=2014,profiles!G741,IF($C$10=2015,profiles!I741,IF($C$10=2016,profiles!K741)))))","v":69.337000000000003},{"$f":"IF($C$10=2012,profiles!D741,IF($C$10=2013,profiles!F741,IF($C$10=2014,profiles!H741,IF($C$10=2015,profiles!J741,IF($C$10=2016,profiles!L741)))))","v":4.8957309109053285E-2},9.7914618218106568,0,9.7914618218106568,59.545538178189346,0,0,0,0,59.545538178189346,59.545538178189346]
["h738",{"$f":"IF($C$10=2012,profiles!C742,IF($C$10=2013,profiles!E742,IF($C$10=2014,profiles!G742,IF($C$10=2015,profiles!I742,IF($C$10=2016,profiles!K742)))))","v":73.266999999999996},{"$f":"IF($C$10=2012,profiles!D742,IF($C$10=2013,profiles!F742,IF($C$10=2014,profiles!H742,IF($C$10=2015,profiles!J742,IF($C$10=2016,profiles!L742)))))","v":4.8927958204311645E-2},9.7855916408623287,0,9.7855916408623287,63.481408359137667,0,0,0,0,63.481408359137667,63.481408359137667]
["h739",{"$f":"IF($C$10=2012,profiles!C743,IF($C$10=2013,profiles!E743,IF($C$10=2014,profiles!G743,IF($C$10=2015,profiles!I743,IF($C$10=2016,profiles!K743)))))","v":74.972999999999999},{"$f":"IF($C$10=2012,profiles!D743,IF($C$10=2013,profiles!F743,IF($C$10=2014,profiles!H743,IF($C$10=2015,profiles!J743,IF($C$10=2016,profiles!L743)))))","v":7.7574441232150987E-2},15.514888246430198,0,15.514888246430198,59.458111753569803,0,0,0,0,59.458111753569803,59.458111753569803]
["h740",{"$f":"IF($C$10=2012,profiles!C744,IF($C$10=2013,profiles!E744,IF($C$10=2014,profiles!G744,IF($C$10=2015,profiles!I744,IF($C$10=2016,profiles!K744)))))","v":72.989999999999995},{"$f":"IF($C$10=2012,profiles!D744,IF($C$10=2013,profiles!F744,IF($C$10=2014,profiles!H744,IF($C$10=2015,profiles!J744,IF($C$10=2016,profiles!L744)))))","v":9.9939830645279643E-2},19.987966129055927,0,19.987966129055927,53.002033870944068,0,0,0,0,53.002033870944068,53.002033870944068]
["h741",{"$f":"IF($C$10=2012,profiles!C745,IF($C$10=2013,profiles!E745,IF($C$10=2014,profiles!G745,IF($C$10=2015,profiles!I745,IF($C$10=2016,profiles!K745)))))","v":68.665000000000006},{"$f":"IF($C$10=2012,profiles!D745,IF($C$10=2013,profiles!F745,IF($C$10=2014,profiles!H745,IF($C$10=2015,profiles!J745,IF($C$10=2016,profiles!L745)))))","v":0.11065291087597776},22.130582175195553,0,22.130582175195553,46.53441782480445,0,0,0,0,46.53441782480445,46.53441782480445]
["h742",{"$f":"IF($C$10=2012,profiles!C746,IF($C$10=2013,profiles!E746,IF($C$10=2014,profiles!G746,IF($C$10=2015,profiles!I746,IF($C$10=2016,profiles!K746)))))","v":65.375},{"$f":"IF($C$10=2012,profiles!D746,IF($C$10=2013,profiles!F746,IF($C$10=2014,profiles!H746,IF($C$10=2015,profiles!J746,IF($C$10=2016,profiles!L746)))))","v":0.12534303869916791},25.068607739833581,0,25.068607739833581,40.306392260166419,0,0,0,0,40.306392260166419,40.306392260166419]
["h743",{"$f":"IF($C$10=2012,profiles!C747,IF($C$10=2013,profiles!E747,IF($C$10=2014,profiles!G747,IF($C$10=2015,profiles!I747,IF($C$10=2016,profiles!K747)))))","v":63.472000000000001},{"$f":"IF($C$10=2012,profiles!D747,IF($C$10=2013,profiles!F747,IF($C$10=2014,profiles!H747,IF($C$10=2015,profiles!J747,IF($C$10=2016,profiles!L747)))))","v":0.12597408315111314},25.194816630222626,0,25.194816630222626,38.277183369777376,0,0,0,0,38.277183369777376,38.277183369777376]
["h744",{"$f":"IF($C$10=2012,profiles!C748,IF($C$10=2013,profiles!E748,IF($C$10=2014,profiles!G748,IF($C$10=2015,profiles!I748,IF($C$10=2016,profiles!K748)))))","v":59.526000000000003},{"$f":"IF($C$10=2012,profiles!D748,IF($C$10=2013,profiles!F748,IF($C$10=2014,profiles!H748,IF($C$10=2015,profiles!J748,IF($C$10=2016,profiles!L748)))))","v":0.12929073538691829},25.858147077383659,0,25.858147077383659,33.667852922616348,0,0,0,0,33.667852922616348,33.667852922616348]
["h745",{"$f":"IF($C$10=2012,profiles!C749,IF($C$10=2013,profiles!E749,IF($C$10=2014,profiles!G749,IF($C$10=2015,profiles!I749,IF($C$10=2016,profiles!K749)))))","v":56.13},{"$f":"IF($C$10=2012,profiles!D749,IF($C$10=2013,profiles!F749,IF($C$10=2014,profiles!H749,IF($C$10=2015,profiles!J749,IF($C$10=2016,profiles!L749)))))","v":0.14797041472219777},29.594082944439553,0,29.594082944439553,26.53591705556045,0,0,0,0,26.53591705556045,26.53591705556045]
["h746",{"$f":"IF($C$10=2012,profiles!C750,IF($C$10=2013,profiles!E750,IF($C$10=2014,profiles!G750,IF($C$10=2015,profiles!I750,IF($C$10=2016,profiles!K750)))))","v":53.915999999999997},{"$f":"IF($C$10=2012,profiles!D750,IF($C$10=2013,profiles!F750,IF($C$10=2014,profiles!H750,IF($C$10=2015,profiles!J750,IF($C$10=2016,profiles!L750)))))","v":0.16726835138387486},33.453670276774972,0,33.453670276774972,20.462329723225025,0,0,0,0,20.462329723225025,20.462329723225025]
["h747",{"$f":"IF($C$10=2012,profiles!C751,IF($C$10=2013,profiles!E751,IF($C$10=2014,profiles!G751,IF($C$10=2015,profiles!I751,IF($C$10=2016,profiles!K751)))))","v":52.331000000000003},{"$f":"IF($C$10=2012,profiles!D751,IF($C$10=2013,profiles!F751,IF($C$10=2014,profiles!H751,IF($C$10=2015,profiles!J751,IF($C$10=2016,profiles!L751)))))","v":0.17140676821930675},34.281353643861351,0,34.281353643861351,18.049646356138652,0,0,0,0,18.049646356138652,18.049646356138652]
["h748",{"$f":"IF($C$10=2012,profiles!C752,IF($C$10=2013,profiles!E752,IF($C$10=2014,profiles!G752,IF($C$10=2015,profiles!I752,IF($C$10=2016,profiles!K752)))))","v":51.817999999999998},{"$f":"IF($C$10=2012,profiles!D752,IF($C$10=2013,profiles!F752,IF($C$10=2014,profiles!H752,IF($C$10=2015,profiles!J752,IF($C$10=2016,profiles!L752)))))","v":0.18220774265504389},36.441548531008777,0,36.441548531008777,15.37645146899122,0,0,0,0,15.37645146899122,15.37645146899122]
["h749",{"$f":"IF($C$10=2012,profiles!C753,IF($C$10=2013,profiles!E753,IF($C$10=2014,profiles!G753,IF($C$10=2015,profiles!I753,IF($C$10=2016,profiles!K753)))))","v":51.39},{"$f":"IF($C$10=2012,profiles!D753,IF($C$10=2013,profiles!F753,IF($C$10=2014,profiles!H753,IF($C$10=2015,profiles!J753,IF($C$10=2016,profiles!L753)))))","v":0.19493117313844618},38.986234627689235,0,38.986234627689235,12.403765372310765,0,0,0,0,12.403765372310765,12.403765372310765]
["h750",{"$f":"IF($C$10=2012,profiles!C754,IF($C$10=2013,profiles!E754,IF($C$10=2014,profiles!G754,IF($C$10=2015,profiles!I754,IF($C$10=2016,profiles!K754)))))","v":51.182000000000002},{"$f":"IF($C$10=2012,profiles!D754,IF($C$10=2013,profiles!F754,IF($C$10=2014,profiles!H754,IF($C$10=2015,profiles!J754,IF($C$10=2016,profiles!L754)))))","v":0.20674473892753367},41.348947785506738,0,41.348947785506738,9.8330522144932644,0,0,0,0,9.8330522144932644,9.8330522144932644]
["h751",{"$f":"IF($C$10=2012,profiles!C755,IF($C$10=2013,profiles!E755,IF($C$10=2014,profiles!G755,IF($C$10=2015,profiles!I755,IF($C$10=2016,profiles!K755)))))","v":51.656999999999996},{"$f":"IF($C$10=2012,profiles!D755,IF($C$10=2013,profiles!F755,IF($C$10=2014,profiles!H755,IF($C$10=2015,profiles!J755,IF($C$10=2016,profiles!L755)))))","v":0.22773032784479469},45.546065568958937,0,45.546065568958937,6.1109344310410592,0,0,0,0,6.1109344310410592,6.1109344310410592]
["h752",{"$f":"IF($C$10=2012,profiles!C756,IF($C$10=2013,profiles!E756,IF($C$10=2014,profiles!G756,IF($C$10=2015,profiles!I756,IF($C$10=2016,profiles!K756)))))","v":55.237000000000002},{"$f":"IF($C$10=2012,profiles!D756,IF($C$10=2013,profiles!F756,IF($C$10=2014,profiles!H756,IF($C$10=2015,profiles!J756,IF($C$10=2016,profiles!L756)))))","v":0.23577235772357724},47.154471544715449,0,47.154471544715449,8.0825284552845531,0,0,0,0,8.0825284552845531,8.0825284552845531]
["h753",{"$f":"IF($C$10=2012,profiles!C757,IF($C$10=2013,profiles!E757,IF($C$10=2014,profiles!G757,IF($C$10=2015,profiles!I757,IF($C$10=2016,profiles!K757)))))","v":58.712000000000003},{"$f":"IF($C$10=2012,profiles!D757,IF($C$10=2013,profiles!F757,IF($C$10=2014,profiles!H757,IF($C$10=2015,profiles!J757,IF($C$10=2016,profiles!L757)))))","v":0.25184174224413725},50.368348448827447,0,50.368348448827447,8.343651551172556,0,0,0,0,8.343651551172556,8.343651551172556]
["h754",{"$f":"IF($C$10=2012,profiles!C758,IF($C$10=2013,profiles!E758,IF($C$10=2014,profiles!G758,IF($C$10=2015,profiles!I758,IF($C$10=2016,profiles!K758)))))","v":61.863999999999997},{"$f":"IF($C$10=2012,profiles!D758,IF($C$10=2013,profiles!F758,IF($C$10=2014,profiles!H758,IF($C$10=2015,profiles!J758,IF($C$10=2016,profiles!L758)))))","v":0.28141234480936866},56.282468961873732,0,56.282468961873732,5.5815310381262648,0,0,0,0,5.5815310381262648,5.5815310381262648]
["h755",{"$f":"IF($C$10=2012,profiles!C759,IF($C$10=2013,profiles!E759,IF($C$10=2014,profiles!G759,IF($C$10=2015,profiles!I759,IF($C$10=2016,profiles!K759)))))","v":63.924999999999997},{"$f":"IF($C$10=2012,profiles!D759,IF($C$10=2013,profiles!F759,IF($C$10=2014,profiles!H759,IF($C$10=2015,profiles!J759,IF($C$10=2016,profiles!L759)))))","v":0.31851134395820491},63.702268791640982,0,63.702268791640982,0.22273120835901494,0,0,0,0,0.22273120835901494,0.22273120835901494]
["h756",{"$f":"IF($C$10=2012,profiles!C760,IF($C$10=2013,profiles!E760,IF($C$10=2014,profiles!G760,IF($C$10=2015,profiles!I760,IF($C$10=2016,profiles!K760)))))","v":64.936000000000007},{"$f":"IF($C$10=2012,profiles!D760,IF($C$10=2013,profiles!F760,IF($C$10=2014,profiles!H760,IF($C$10=2015,profiles!J760,IF($C$10=2016,profiles!L760)))))","v":0.33352411141439936},66.704822282879874,1.7688222828798672,64.936000000000007,0,0,1.7688222828798672,0,1.4327460491326924,0,-1.7688222828798672]
["h757",{"$f":"IF($C$10=2012,profiles!C761,IF($C$10=2013,profiles!E761,IF($C$10=2014,profiles!G761,IF($C$10=2015,profiles!I761,IF($C$10=2016,profiles!K761)))))","v":64.051000000000002},{"$f":"IF($C$10=2012,profiles!D761,IF($C$10=2013,profiles!F761,IF($C$10=2014,profiles!H761,IF($C$10=2015,profiles!J761,IF($C$10=2016,profiles!L761)))))","v":0.33456605324175986},66.913210648351978,2.8622106483519758,64.051000000000002,0,0,2.8622106483519758,0,3.751136674297793,0,-2.8622106483519758]
["h758",{"$f":"IF($C$10=2012,profiles!C762,IF($C$10=2013,profiles!E762,IF($C$10=2014,profiles!G762,IF($C$10=2015,profiles!I762,IF($C$10=2016,profiles!K762)))))","v":62.402999999999999},{"$f":"IF($C$10=2012,profiles!D762,IF($C$10=2013,profiles!F762,IF($C$10=2014,profiles!H762,IF($C$10=2015,profiles!J762,IF($C$10=2016,profiles!L762)))))","v":0.31462240615185938},62.924481230371875,0.52148123037187588,62.402999999999999,0,0,0.52148123037187588,0,4.1735364708990126,0,-0.52148123037187588]
["h759",{"$f":"IF($C$10=2012,profiles!C763,IF($C$10=2013,profiles!E763,IF($C$10=2014,profiles!G763,IF($C$10=2015,profiles!I763,IF($C$10=2016,profiles!K763)))))","v":60.621000000000002},{"$f":"IF($C$10=2012,profiles!D763,IF($C$10=2013,profiles!F763,IF($C$10=2014,profiles!H763,IF($C$10=2015,profiles!J763,IF($C$10=2016,profiles!L763)))))","v":0.25599483431657422},51.198966863314844,0,51.198966863314844,9.4220331366851582,0,0,3.864694772052486,0,5.5573383646326722,9.4220331366851582]
["h760",{"$f":"IF($C$10=2012,profiles!C764,IF($C$10=2013,profiles!E764,IF($C$10=2014,profiles!G764,IF($C$10=2015,profiles!I764,IF($C$10=2016,profiles!K764)))))","v":59.963000000000001},{"$f":"IF($C$10=2012,profiles!D764,IF($C$10=2013,profiles!F764,IF($C$10=2014,profiles!H764,IF($C$10=2015,profiles!J764,IF($C$10=2016,profiles!L764)))))","v":0.19595843972880161},39.191687945760322,0,39.191687945760322,20.771312054239679,0,0,0,0,20.771312054239679,20.771312054239679]
["h761",{"$f":"IF($C$10=2012,profiles!C765,IF($C$10=2013,profiles!E765,IF($C$10=2014,profiles!G765,IF($C$10=2015,profiles!I765,IF($C$10=2016,profiles!K765)))))","v":60.281999999999996},{"$f":"IF($C$10=2012,profiles!D765,IF($C$10=2013,profiles!F765,IF($C$10=2014,profiles!H765,IF($C$10=2015,profiles!J765,IF($C$10=2016,profiles!L765)))))","v":0.15812567872971148},31.625135745942295,0,31.625135745942295,28.656864254057702,0,0,0,0,28.656864254057702,28.656864254057702]
["h762",{"$f":"IF($C$10=2012,profiles!C766,IF($C$10=2013,profiles!E766,IF($C$10=2014,profiles!G766,IF($C$10=2015,profiles!I766,IF($C$10=2016,profiles!K766)))))","v":63.988},{"$f":"IF($C$10=2012,profiles!D766,IF($C$10=2013,profiles!F766,IF($C$10=2014,profiles!H766,IF($C$10=2015,profiles!J766,IF($C$10=2016,profiles!L766)))))","v":0.14067682193067418},28.135364386134835,0,28.135364386134835,35.852635613865161,0,0,0,0,35.852635613865161,35.852635613865161]
["h763",{"$f":"IF($C$10=2012,profiles!C767,IF($C$10=2013,profiles!E767,IF($C$10=2014,profiles!G767,IF($C$10=2015,profiles!I767,IF($C$10=2016,profiles!K767)))))","v":65.661000000000001},{"$f":"IF($C$10=2012,profiles!D767,IF($C$10=2013,profiles!F767,IF($C$10=2014,profiles!H767,IF($C$10=2015,profiles!J767,IF($C$10=2016,profiles!L767)))))","v":0.12890728185260192},25.781456370520385,0,25.781456370520385,39.879543629479613,0,0,0,0,39.879543629479613,39.879543629479613]
["h764",{"$f":"IF($C$10=2012,profiles!C768,IF($C$10=2013,profiles!E768,IF($C$10=2014,profiles!G768,IF($C$10=2015,profiles!I768,IF($C$10=2016,profiles!K768)))))","v":63.262999999999998},{"$f":"IF($C$10=2012,profiles!D768,IF($C$10=2013,profiles!F768,IF($C$10=2014,profiles!H768,IF($C$10=2015,profiles!J768,IF($C$10=2016,profiles!L768)))))","v":0.11989668633148426},23.979337266296852,0,23.979337266296852,39.283662733703146,0,0,0,0,39.283662733703146,39.283662733703146]
["h765",{"$f":"IF($C$10=2012,profiles!C769,IF($C$10=2013,profiles!E769,IF($C$10=2014,profiles!G769,IF($C$10=2015,profiles!I769,IF($C$10=2016,profiles!K769)))))","v":59.134},{"$f":"IF($C$10=2012,profiles!D769,IF($C$10=2013,profiles!F769,IF($C$10=2014,profiles!H769,IF($C$10=2015,profiles!J769,IF($C$10=2016,profiles!L769)))))","v":0.11520061048985941},23.040122097971881,0,23.040122097971881,36.093877902028119,0,0,0,0,36.093877902028119,36.093877902028119]
["h766",{"$f":"IF($C$10=2012,profiles!C770,IF($C$10=2013,profiles!E770,IF($C$10=2014,profiles!G770,IF($C$10=2015,profiles!I770,IF($C$10=2016,profiles!K770)))))","v":56.707999999999998},{"$f":"IF($C$10=2012,profiles!D770,IF($C$10=2013,profiles!F770,IF($C$10=2014,profiles!H770,IF($C$10=2015,profiles!J770,IF($C$10=2016,profiles!L770)))))","v":0.10853805288955416},21.707610577910831,0,21.707610577910831,35.000389422089171,0,0,0,0,35.000389422089171,35.000389422089171]
["h767",{"$f":"IF($C$10=2012,profiles!C771,IF($C$10=2013,profiles!E771,IF($C$10=2014,profiles!G771,IF($C$10=2015,profiles!I771,IF($C$10=2016,profiles!K771)))))","v":55.960999999999999},{"$f":"IF($C$10=2012,profiles!D771,IF($C$10=2013,profiles!F771,IF($C$10=2014,profiles!H771,IF($C$10=2015,profiles!J771,IF($C$10=2016,profiles!L771)))))","v":0.10629274162777728},21.258548325555456,0,21.258548325555456,34.702451674444546,0,0,0,0,34.702451674444546,34.702451674444546]
["h768",{"$f":"IF($C$10=2012,profiles!C772,IF($C$10=2013,profiles!E772,IF($C$10=2014,profiles!G772,IF($C$10=2015,profiles!I772,IF($C$10=2016,profiles!K772)))))","v":52.874000000000002},{"$f":"IF($C$10=2012,profiles!D772,IF($C$10=2013,profiles!F772,IF($C$10=2014,profiles!H772,IF($C$10=2015,profiles!J772,IF($C$10=2016,profiles!L772)))))","v":0.10303483901265005},20.606967802530011,0,20.606967802530011,32.267032197469987,0,0,0,0,32.267032197469987,32.267032197469987]
["h769",{"$f":"IF($C$10=2012,profiles!C773,IF($C$10=2013,profiles!E773,IF($C$10=2014,profiles!G773,IF($C$10=2015,profiles!I773,IF($C$10=2016,profiles!K773)))))","v":49.552999999999997},{"$f":"IF($C$10=2012,profiles!D773,IF($C$10=2013,profiles!F773,IF($C$10=2014,profiles!H773,IF($C$10=2015,profiles!J773,IF($C$10=2016,profiles!L773)))))","v":9.3246455930263275E-2},18.649291186052654,{"$f":"D786-F786","v":0},{"$f":"MIN(D786,B786)","v":18.649291186052654},{"$f":"B786-F786","v":30.903708813947343},{"$f":"-MIN(-E786+$C$3,0)","v":0},{"$f":"E786-H786","v":0},0,0,30.903708813947343,30.903708813947343]
["h770",{"$f":"IF($C$10=2012,profiles!C774,IF($C$10=2013,profiles!E774,IF($C$10=2014,profiles!G774,IF($C$10=2015,profiles!I774,IF($C$10=2016,profiles!K774)))))","v":46.878},{"$f":"IF($C$10=2012,profiles!D774,IF($C$10=2013,profiles!F774,IF($C$10=2014,profiles!H774,IF($C$10=2015,profiles!J774,IF($C$10=2016,profiles!L774)))))","v":9.3598661618385134E-2},{"$f":"C787*$C$2","v":18.719732323677025},0,18.719732323677025,28.158267676322975,0,0,0,0,{"$f":"MAX(G787-J787,0)","v":28.158267676322975},{"$f":"B787-D787","v":28.158267676322975}]
["h771",{"$f":"IF($C$10=2012,profiles!C775,IF($C$10=2013,profiles!E775,IF($C$10=2014,profiles!G775,IF($C$10=2015,profiles!I775,IF($C$10=2016,profiles!K775)))))","v":45.485999999999997},{"$f":"IF($C$10=2012,profiles!D775,IF($C$10=2013,profiles!F775,IF($C$10=2014,profiles!H775,IF($C$10=2015,profiles!J775,IF($C$10=2016,profiles!L775)))))","v":9.0105955211176661E-2},18.021191042235333,0,18.021191042235333,27.464808957764664,0,0,0,{"$f":"K787+I788*$F$2-J788/$F$3","v":0},27.464808957764664,27.464808957764664]
["h772",{"$f":"IF($C$10=2012,profiles!C776,IF($C$10=2013,profiles!E776,IF($C$10=2014,profiles!G776,IF($C$10=2015,profiles!I776,IF($C$10=2016,profiles!K776)))))","v":45.154000000000003},{"$f":"IF($C$10=2012,profiles!D776,IF($C$10=2013,profiles!F776,IF($C$10=2014,profiles!H776,IF($C$10=2015,profiles!J776,IF($C$10=2016,profiles!L776)))))","v":8.3076516685744478E-2},16.615303337148895,0,16.615303337148895,28.538696662851109,0,0,0,0,28.538696662851109,28.538696662851109]
["h773",{"$f":"IF($C$10=2012,profiles!C777,IF($C$10=2013,profiles!E777,IF($C$10=2014,profiles!G777,IF($C$10=2015,profiles!I777,IF($C$10=2016,profiles!K777)))))","v":45.313000000000002},{"$f":"IF($C$10=2012,profiles!D777,IF($C$10=2013,profiles!F777,IF($C$10=2014,profiles!H777,IF($C$10=2015,profiles!J777,IF($C$10=2016,profiles!L777)))))","v":7.8160312289043465E-2},15.632062457808694,0,15.632062457808694,29.680937542191309,0,0,0,0,29.680937542191309,29.680937542191309]
["h774",{"$f":"IF($C$10=2012,profiles!C778,IF($C$10=2013,profiles!E778,IF($C$10=2014,profiles!G778,IF($C$10=2015,profiles!I778,IF($C$10=2016,profiles!K778)))))","v":44.808},{"$f":"IF($C$10=2012,profiles!D778,IF($C$10=2013,profiles!F778,IF($C$10=2014,profiles!H778,IF($C$10=2015,profiles!J778,IF($C$10=2016,profiles!L778)))))","v":7.6003052449297059E-2},15.200610489859411,0,15.200610489859411,29.607389510140589,0,0,0,0,29.607389510140589,29.607389510140589]
["h775",{"$f":"IF($C$10=2012,profiles!C779,IF($C$10=2013,profiles!E779,IF($C$10=2014,profiles!G779,IF($C$10=2015,profiles!I779,IF($C$10=2016,profiles!K779)))))","v":44.097999999999999},{"$f":"IF($C$10=2012,profiles!D779,IF($C$10=2013,profiles!F779,IF($C$10=2014,profiles!H779,IF($C$10=2015,profiles!J779,IF($C$10=2016,profiles!L779)))))","v":7.4109946875642041E-2},14.821989375128409,0,14.821989375128409,29.276010624871589,0,0,0,0,29.276010624871589,29.276010624871589]
["h776",{"$f":"IF($C$10=2012,profiles!C780,IF($C$10=2013,profiles!E780,IF($C$10=2014,profiles!G780,IF($C$10=2015,profiles!I780,IF($C$10=2016,profiles!K780)))))","v":46.145000000000003},{"$f":"IF($C$10=2012,profiles!D780,IF($C$10=2013,profiles!F780,IF($C$10=2014,profiles!H780,IF($C$10=2015,profiles!J780,IF($C$10=2016,profiles!L780)))))","v":7.7323823779754039E-2},15.464764755950808,0,15.464764755950808,30.680235244049193,0,0,{"$f":"MIN(MAX(0,G793),K792*$F$3)","v":0},0,30.680235244049193,30.680235244049193]
["h777",{"$f":"IF($C$10=2012,profiles!C781,IF($C$10=2013,profiles!E781,IF($C$10=2014,profiles!G781,IF($C$10=2015,profiles!I781,IF($C$10=2016,profiles!K781)))))","v":49.56},{"$f":"IF($C$10=2012,profiles!D781,IF($C$10=2013,profiles!F781,IF($C$10=2014,profiles!H781,IF($C$10=2015,profiles!J781,IF($C$10=2016,profiles!L781)))))","v":8.8917261013765375E-2},17.783452202753075,0,17.783452202753075,31.776547797246927,0,0,0,0,31.776547797246927,31.776547797246927]
["h778",{"$f":"IF($C$10=2012,profiles!C782,IF($C$10=2013,profiles!E782,IF($C$10=2014,profiles!G782,IF($C$10=2015,profiles!I782,IF($C$10=2016,profiles!K782)))))","v":53.109000000000002},{"$f":"IF($C$10=2012,profiles!D782,IF($C$10=2013,profiles!F782,IF($C$10=2014,profiles!H782,IF($C$10=2015,profiles!J782,IF($C$10=2016,profiles!L782)))))","v":0.10557365501452848},21.114731002905696,0,21.114731002905696,31.994268997094306,0,0,0,0,31.994268997094306,31.994268997094306]
["h779",{"$f":"IF($C$10=2012,profiles!C783,IF($C$10=2013,profiles!E783,IF($C$10=2014,profiles!G783,IF($C$10=2015,profiles!I783,IF($C$10=2016,profiles!K783)))))","v":55.761000000000003},{"$f":"IF($C$10=2012,profiles!D783,IF($C$10=2013,profiles!F783,IF($C$10=2014,profiles!H783,IF($C$10=2015,profiles!J783,IF($C$10=2016,profiles!L783)))))","v":0.1294502656217898},25.890053124357959,0,25.890053124357959,29.870946875642044,0,0,0,0,29.870946875642044,29.870946875642044]
["h780",{"$f":"IF($C$10=2012,profiles!C784,IF($C$10=2013,profiles!E784,IF($C$10=2014,profiles!G784,IF($C$10=2015,profiles!I784,IF($C$10=2016,profiles!K784)))))","v":58.113},{"$f":"IF($C$10=2012,profiles!D784,IF($C$10=2013,profiles!F784,IF($C$10=2014,profiles!H784,IF($C$10=2015,profiles!J784,IF($C$10=2016,profiles!L784)))))","v":0.14528484635026856},29.056969270053713,0,29.056969270053713,29.056030729946286,0,0,0,0,29.056030729946286,29.056030729946286]
["h781",{"$f":"IF($C$10=2012,profiles!C785,IF($C$10=2013,profiles!E785,IF($C$10=2014,profiles!G785,IF($C$10=2015,profiles!I785,IF($C$10=2016,profiles!K785)))))","v":57.381999999999998},{"$f":"IF($C$10=2012,profiles!D785,IF($C$10=2013,profiles!F785,IF($C$10=2014,profiles!H785,IF($C$10=2015,profiles!J785,IF($C$10=2016,profiles!L785)))))","v":0.14839599659534503},29.679199319069006,0,29.679199319069006,27.702800680930991,0,0,0,0,27.702800680930991,27.702800680930991]
["h782",{"$f":"IF($C$10=2012,profiles!C786,IF($C$10=2013,profiles!E786,IF($C$10=2014,profiles!G786,IF($C$10=2015,profiles!I786,IF($C$10=2016,profiles!K786)))))","v":55.085999999999999},{"$f":"IF($C$10=2012,profiles!D786,IF($C$10=2013,profiles!F786,IF($C$10=2014,profiles!H786,IF($C$10=2015,profiles!J786,IF($C$10=2016,profiles!L786)))))","v":0.14057409527163864},28.114819054327729,0,28.114819054327729,26.97118094567227,0,0,0,0,26.97118094567227,26.97118094567227]
["h783",{"$f":"IF($C$10=2012,profiles!C787,IF($C$10=2013,profiles!E787,IF($C$10=2014,profiles!G787,IF($C$10=2015,profiles!I787,IF($C$10=2016,profiles!K787)))))","v":53.613999999999997},{"$f":"IF($C$10=2012,profiles!D787,IF($C$10=2013,profiles!F787,IF($C$10=2014,profiles!H787,IF($C$10=2015,profiles!J787,IF($C$10=2016,profiles!L787)))))","v":0.12063044818173814},24.126089636347629,0,24.126089636347629,29.487910363652368,0,0,0,0,29.487910363652368,29.487910363652368]
["h784",{"$f":"IF($C$10=2012,profiles!C788,IF($C$10=2013,profiles!E788,IF($C$10=2014,profiles!G788,IF($C$10=2015,profiles!I788,IF($C$10=2016,profiles!K788)))))","v":52.87},{"$f":"IF($C$10=2012,profiles!D788,IF($C$10=2013,profiles!F788,IF($C$10=2014,profiles!H788,IF($C$10=2015,profiles!J788,IF($C$10=2016,profiles!L788)))))","v":9.2175163628892609E-2},18.435032725778523,0,18.435032725778523,34.434967274221478,0,0,0,0,34.434967274221478,34.434967274221478]
["h785",{"$f":"IF($C$10=2012,profiles!C789,IF($C$10=2013,profiles!E789,IF($C$10=2014,profiles!G789,IF($C$10=2015,profiles!I789,IF($C$10=2016,profiles!K789)))))","v":53.328000000000003},{"$f":"IF($C$10=2012,profiles!D789,IF($C$10=2013,profiles!F789,IF($C$10=2014,profiles!H789,IF($C$10=2015,profiles!J789,IF($C$10=2016,profiles!L789)))))","v":6.4130785712189248E-2},12.82615714243785,0,12.82615714243785,40.501842857562153,0,0,0,0,40.501842857562153,40.501842857562153]
["h786",{"$f":"IF($C$10=2012,profiles!C790,IF($C$10=2013,profiles!E790,IF($C$10=2014,profiles!G790,IF($C$10=2015,profiles!I790,IF($C$10=2016,profiles!K790)))))","v":57.994999999999997},{"$f":"IF($C$10=2012,profiles!D790,IF($C$10=2013,profiles!F790,IF($C$10=2014,profiles!H790,IF($C$10=2015,profiles!J790,IF($C$10=2016,profiles!L790)))))","v":5.7116022423762146E-2},11.423204484752429,0,11.423204484752429,46.571795515247572,0,0,0,0,46.571795515247572,46.571795515247572]
["h787",{"$f":"IF($C$10=2012,profiles!C791,IF($C$10=2013,profiles!E791,IF($C$10=2014,profiles!G791,IF($C$10=2015,profiles!I791,IF($C$10=2016,profiles!K791)))))","v":61.960999999999999},{"$f":"IF($C$10=2012,profiles!D791,IF($C$10=2013,profiles!F791,IF($C$10=2014,profiles!H791,IF($C$10=2015,profiles!J791,IF($C$10=2016,profiles!L791)))))","v":6.7696868304423119E-2},13.539373660884625,0,13.539373660884625,48.421626339115377,0,0,0,0,48.421626339115377,48.421626339115377]
["h788",{"$f":"IF($C$10=2012,profiles!C792,IF($C$10=2013,profiles!E792,IF($C$10=2014,profiles!G792,IF($C$10=2015,profiles!I792,IF($C$10=2016,profiles!K792)))))","v":60.99},{"$f":"IF($C$10=2012,profiles!D792,IF($C$10=2013,profiles!F792,IF($C$10=2014,profiles!H792,IF($C$10=2015,profiles!J792,IF($C$10=2016,profiles!L792)))))","v":7.0808018549499571E-2},14.161603709899914,0,14.161603709899914,46.828396290100088,0,0,0,0,46.828396290100088,46.828396290100088]
["h789",{"$f":"IF($C$10=2012,profiles!C793,IF($C$10=2013,profiles!E793,IF($C$10=2014,profiles!G793,IF($C$10=2015,profiles!I793,IF($C$10=2016,profiles!K793)))))","v":58.360999999999997},{"$f":"IF($C$10=2012,profiles!D793,IF($C$10=2013,profiles!F793,IF($C$10=2014,profiles!H793,IF($C$10=2015,profiles!J793,IF($C$10=2016,profiles!L793)))))","v":6.9091015819905496E-2},13.818203163981099,0,13.818203163981099,44.542796836018894,0,0,0,0,44.542796836018894,44.542796836018894]
["h790",{"$f":"IF($C$10=2012,profiles!C794,IF($C$10=2013,profiles!E794,IF($C$10=2014,profiles!G794,IF($C$10=2015,profiles!I794,IF($C$10=2016,profiles!K794)))))","v":57.061999999999998},{"$f":"IF($C$10=2012,profiles!D794,IF($C$10=2013,profiles!F794,IF($C$10=2014,profiles!H794,IF($C$10=2015,profiles!J794,IF($C$10=2016,profiles!L794)))))","v":6.4233512371224794E-2},12.846702474244958,0,12.846702474244958,44.215297525755041,0,0,0,0,44.215297525755041,44.215297525755041]
["h791",{"$f":"IF($C$10=2012,profiles!C795,IF($C$10=2013,profiles!E795,IF($C$10=2014,profiles!G795,IF($C$10=2015,profiles!I795,IF($C$10=2016,profiles!K795)))))","v":57.256999999999998},{"$f":"IF($C$10=2012,profiles!D795,IF($C$10=2013,profiles!F795,IF($C$10=2014,profiles!H795,IF($C$10=2015,profiles!J795,IF($C$10=2016,profiles!L795)))))","v":5.3975521704675532E-2},10.795104340935106,0,10.795104340935106,46.461895659064893,0,0,0,0,46.461895659064893,46.461895659064893]
["h792",{"$f":"IF($C$10=2012,profiles!C796,IF($C$10=2013,profiles!E796,IF($C$10=2014,profiles!G796,IF($C$10=2015,profiles!I796,IF($C$10=2016,profiles!K796)))))","v":53.942999999999998},{"$f":"IF($C$10=2012,profiles!D796,IF($C$10=2013,profiles!F796,IF($C$10=2014,profiles!H796,IF($C$10=2015,profiles!J796,IF($C$10=2016,profiles!L796)))))","v":4.6593877491121483E-2},9.3187754982242961,0,9.3187754982242961,44.6242245017757,0,0,0,0,44.6242245017757,44.6242245017757]
["h793",{"$f":"IF($C$10=2012,profiles!C797,IF($C$10=2013,profiles!E797,IF($C$10=2014,profiles!G797,IF($C$10=2015,profiles!I797,IF($C$10=2016,profiles!K797)))))","v":51.142000000000003},{"$f":"IF($C$10=2012,profiles!D797,IF($C$10=2013,profiles!F797,IF($C$10=2014,profiles!H797,IF($C$10=2015,profiles!J797,IF($C$10=2016,profiles!L797)))))","v":4.0147913365029056E-2},8.0295826730058106,0,8.0295826730058106,43.112417326994191,0,0,0,0,43.112417326994191,43.112417326994191]
["h794",{"$f":"IF($C$10=2012,profiles!C798,IF($C$10=2013,profiles!E798,IF($C$10=2014,profiles!G798,IF($C$10=2015,profiles!I798,IF($C$10=2016,profiles!K798)))))","v":49.756},{"$f":"IF($C$10=2012,profiles!D798,IF($C$10=2013,profiles!F798,IF($C$10=2014,profiles!H798,IF($C$10=2015,profiles!J798,IF($C$10=2016,profiles!L798)))))","v":3.1798438692258027E-2},6.3596877384516057,0,6.3596877384516057,43.396312261548395,0,0,0,0,43.396312261548395,43.396312261548395]
["h795",{"$f":"IF($C$10=2012,profiles!C799,IF($C$10=2013,profiles!E799,IF($C$10=2014,profiles!G799,IF($C$10=2015,profiles!I799,IF($C$10=2016,profiles!K799)))))","v":49.171999999999997},{"$f":"IF($C$10=2012,profiles!D799,IF($C$10=2013,profiles!F799,IF($C$10=2014,profiles!H799,IF($C$10=2015,profiles!J799,IF($C$10=2016,profiles!L799)))))","v":2.6912015026119621E-2},5.3824030052239245,0,5.3824030052239245,43.789596994776076,0,0,0,0,43.789596994776076,43.789596994776076]
["h796",{"$f":"IF($C$10=2012,profiles!C800,IF($C$10=2013,profiles!E800,IF($C$10=2014,profiles!G800,IF($C$10=2015,profiles!I800,IF($C$10=2016,profiles!K800)))))","v":49.59},{"$f":"IF($C$10=2012,profiles!D800,IF($C$10=2013,profiles!F800,IF($C$10=2014,profiles!H800,IF($C$10=2015,profiles!J800,IF($C$10=2016,profiles!L800)))))","v":2.2553853377942128E-2},4.5107706755884251,0,4.5107706755884251,45.079229324411578,0,0,0,0,45.079229324411578,45.079229324411578]
["h797",{"$f":"IF($C$10=2012,profiles!C801,IF($C$10=2013,profiles!E801,IF($C$10=2014,profiles!G801,IF($C$10=2015,profiles!I801,IF($C$10=2016,profiles!K801)))))","v":51.093000000000004},{"$f":"IF($C$10=2012,profiles!D801,IF($C$10=2013,profiles!F801,IF($C$10=2014,profiles!H801,IF($C$10=2015,profiles!J801,IF($C$10=2016,profiles!L801)))))","v":2.2568527322885484E-2},4.5137054645770966,0,4.5137054645770966,46.579294535422903,0,0,0,0,46.579294535422903,46.579294535422903]
["h798",{"$f":"IF($C$10=2012,profiles!C802,IF($C$10=2013,profiles!E802,IF($C$10=2014,profiles!G802,IF($C$10=2015,profiles!I802,IF($C$10=2016,profiles!K802)))))","v":54.902000000000001},{"$f":"IF($C$10=2012,profiles!D802,IF($C$10=2013,profiles!F802,IF($C$10=2014,profiles!H802,IF($C$10=2015,profiles!J802,IF($C$10=2016,profiles!L802)))))","v":2.4872336678992781E-2},4.9744673357985558,0,4.9744673357985558,49.927532664201443,0,0,0,0,49.927532664201443,49.927532664201443]
["h799",{"$f":"IF($C$10=2012,profiles!C803,IF($C$10=2013,profiles!E803,IF($C$10=2014,profiles!G803,IF($C$10=2015,profiles!I803,IF($C$10=2016,profiles!K803)))))","v":63.472999999999999},{"$f":"IF($C$10=2012,profiles!D803,IF($C$10=2013,profiles!F803,IF($C$10=2014,profiles!H803,IF($C$10=2015,profiles!J803,IF($C$10=2016,profiles!L803)))))","v":3.14902858484475E-2},6.2980571696894998,0,6.2980571696894998,57.174942830310499,0,0,0,0,57.174942830310499,57.174942830310499]
["h800",{"$f":"IF($C$10=2012,profiles!C804,IF($C$10=2013,profiles!E804,IF($C$10=2014,profiles!G804,IF($C$10=2015,profiles!I804,IF($C$10=2016,profiles!K804)))))","v":70.977999999999994},{"$f":"IF($C$10=2012,profiles!D804,IF($C$10=2013,profiles!F804,IF($C$10=2014,profiles!H804,IF($C$10=2015,profiles!J804,IF($C$10=2016,profiles!L804)))))","v":3.4733227680929742E-2},6.9466455361859483,0,6.9466455361859483,64.03135446381404,0,0,0,0,64.03135446381404,64.03135446381404]
["h801",{"$f":"IF($C$10=2012,profiles!C805,IF($C$10=2013,profiles!E805,IF($C$10=2014,profiles!G805,IF($C$10=2015,profiles!I805,IF($C$10=2016,profiles!K805)))))","v":73.489999999999995},{"$f":"IF($C$10=2012,profiles!D805,IF($C$10=2013,profiles!F805,IF($C$10=2014,profiles!H805,IF($C$10=2015,profiles!J805,IF($C$10=2016,profiles!L805)))))","v":4.4946293361507308E-2},8.989258672301462,0,8.989258672301462,64.500741327698535,0,0,0,0,64.500741327698535,64.500741327698535]
["h802",{"$f":"IF($C$10=2012,profiles!C806,IF($C$10=2013,profiles!E806,IF($C$10=2014,profiles!G806,IF($C$10=2015,profiles!I806,IF($C$10=2016,profiles!K806)))))","v":73.847999999999999},{"$f":"IF($C$10=2012,profiles!D806,IF($C$10=2013,profiles!F806,IF($C$10=2014,profiles!H806,IF($C$10=2015,profiles!J806,IF($C$10=2016,profiles!L806)))))","v":6.7705581968656448E-2},13.54111639373129,0,13.54111639373129,60.306883606268713,0,0,0,0,60.306883606268713,60.306883606268713]
["h803",{"$f":"IF($C$10=2012,profiles!C807,IF($C$10=2013,profiles!E807,IF($C$10=2014,profiles!G807,IF($C$10=2015,profiles!I807,IF($C$10=2016,profiles!K807)))))","v":74.674999999999997},{"$f":"IF($C$10=2012,profiles!D807,IF($C$10=2013,profiles!F807,IF($C$10=2014,profiles!H807,IF($C$10=2015,profiles!J807,IF($C$10=2016,profiles!L807)))))","v":0.10129424194400423},20.258848388800846,0,20.258848388800846,54.416151611199155,0,0,0,0,54.416151611199155,54.416151611199155]
["h804",{"$f":"IF($C$10=2012,profiles!C808,IF($C$10=2013,profiles!E808,IF($C$10=2014,profiles!G808,IF($C$10=2015,profiles!I808,IF($C$10=2016,profiles!K808)))))","v":75.492999999999995},{"$f":"IF($C$10=2012,profiles!D808,IF($C$10=2013,profiles!F808,IF($C$10=2014,profiles!H808,IF($C$10=2015,profiles!J808,IF($C$10=2016,profiles!L808)))))","v":0.13391442155309033},26.782884310618066,0,26.782884310618066,48.710115689381929,0,0,0,0,48.710115689381929,48.710115689381929]
["h805",{"$f":"IF($C$10=2012,profiles!C809,IF($C$10=2013,profiles!E809,IF($C$10=2014,profiles!G809,IF($C$10=2015,profiles!I809,IF($C$10=2016,profiles!K809)))))","v":74.997},{"$f":"IF($C$10=2012,profiles!D809,IF($C$10=2013,profiles!F809,IF($C$10=2014,profiles!H809,IF($C$10=2015,profiles!J809,IF($C$10=2016,profiles!L809)))))","v":0.14148617714386336},28.297235428772673,0,28.297235428772673,46.699764571227327,0,0,0,0,46.699764571227327,46.699764571227327]
["h806",{"$f":"IF($C$10=2012,profiles!C810,IF($C$10=2013,profiles!E810,IF($C$10=2014,profiles!G810,IF($C$10=2015,profiles!I810,IF($C$10=2016,profiles!K810)))))","v":74.504000000000005},{"$f":"IF($C$10=2012,profiles!D810,IF($C$10=2013,profiles!F810,IF($C$10=2014,profiles!H810,IF($C$10=2015,profiles!J810,IF($C$10=2016,profiles!L810)))))","v":0.14398074778423431},28.796149556846864,0,28.796149556846864,45.707850443153141,0,0,0,0,45.707850443153141,45.707850443153141]
["h807",{"$f":"IF($C$10=2012,profiles!C811,IF($C$10=2013,profiles!E811,IF($C$10=2014,profiles!G811,IF($C$10=2015,profiles!I811,IF($C$10=2016,profiles!K811)))))","v":73.5},{"$f":"IF($C$10=2012,profiles!D811,IF($C$10=2013,profiles!F811,IF($C$10=2014,profiles!H811,IF($C$10=2015,profiles!J811,IF($C$10=2016,profiles!L811)))))","v":0.13379702999354345},26.75940599870869,0,26.75940599870869,46.740594001291313,0,0,0,0,46.740594001291313,46.740594001291313]
["h808",{"$f":"IF($C$10=2012,profiles!C812,IF($C$10=2013,profiles!E812,IF($C$10=2014,profiles!G812,IF($C$10=2015,profiles!I812,IF($C$10=2016,profiles!K812)))))","v":72.997},{"$f":"IF($C$10=2012,profiles!D812,IF($C$10=2013,profiles!F812,IF($C$10=2014,profiles!H812,IF($C$10=2015,profiles!J812,IF($C$10=2016,profiles!L812)))))","v":0.11762634266596232},23.525268533192463,0,23.525268533192463,49.47173146680754,0,0,0,0,49.47173146680754,49.47173146680754]
["h809",{"$f":"IF($C$10=2012,profiles!C813,IF($C$10=2013,profiles!E813,IF($C$10=2014,profiles!G813,IF($C$10=2015,profiles!I813,IF($C$10=2016,profiles!K813)))))","v":72.293999999999997},{"$f":"IF($C$10=2012,profiles!D813,IF($C$10=2013,profiles!F813,IF($C$10=2014,profiles!H813,IF($C$10=2015,profiles!J813,IF($C$10=2016,profiles!L813)))))","v":0.11400187826495276},22.800375652990549,0,22.800375652990549,49.493624347009444,0,0,0,0,49.493624347009444,49.493624347009444]
["h810",{"$f":"IF($C$10=2012,profiles!C814,IF($C$10=2013,profiles!E814,IF($C$10=2014,profiles!G814,IF($C$10=2015,profiles!I814,IF($C$10=2016,profiles!K814)))))","v":75.228999999999999},{"$f":"IF($C$10=2012,profiles!D814,IF($C$10=2013,profiles!F814,IF($C$10=2014,profiles!H814,IF($C$10=2015,profiles!J814,IF($C$10=2016,profiles!L814)))))","v":0.12072254504901098},24.144509009802196,0,24.144509009802196,51.084490990197807,0,0,0,0,51.084490990197807,51.084490990197807]
["h811",{"$f":"IF($C$10=2012,profiles!C815,IF($C$10=2013,profiles!E815,IF($C$10=2014,profiles!G815,IF($C$10=2015,profiles!I815,IF($C$10=2016,profiles!K815)))))","v":76.688000000000002},{"$f":"IF($C$10=2012,profiles!D815,IF($C$10=2013,profiles!F815,IF($C$10=2014,profiles!H815,IF($C$10=2015,profiles!J815,IF($C$10=2016,profiles!L815)))))","v":0.12773669073193639},25.547338146387276,0,25.547338146387276,51.140661853612727,0,0,0,0,51.140661853612727,51.140661853612727]
["h812",{"$f":"IF($C$10=2012,profiles!C816,IF($C$10=2013,profiles!E816,IF($C$10=2014,profiles!G816,IF($C$10=2015,profiles!I816,IF($C$10=2016,profiles!K816)))))","v":74.823999999999998},{"$f":"IF($C$10=2012,profiles!D816,IF($C$10=2013,profiles!F816,IF($C$10=2014,profiles!H816,IF($C$10=2015,profiles!J816,IF($C$10=2016,profiles!L816)))))","v":0.13053941421611787},26.107882843223575,0,26.107882843223575,48.71611715677642,0,0,0,0,48.71611715677642,48.71611715677642]
["h813",{"$f":"IF($C$10=2012,profiles!C817,IF($C$10=2013,profiles!E817,IF($C$10=2014,profiles!G817,IF($C$10=2015,profiles!I817,IF($C$10=2016,profiles!K817)))))","v":70.415999999999997},{"$f":"IF($C$10=2012,profiles!D817,IF($C$10=2013,profiles!F817,IF($C$10=2014,profiles!H817,IF($C$10=2015,profiles!J817,IF($C$10=2016,profiles!L817)))))","v":0.12763397311733288},25.526794623466575,0,25.526794623466575,44.889205376533425,0,0,0,0,44.889205376533425,44.889205376533425]
["h814",{"$f":"IF($C$10=2012,profiles!C818,IF($C$10=2013,profiles!E818,IF($C$10=2014,profiles!G818,IF($C$10=2015,profiles!I818,IF($C$10=2016,profiles!K818)))))","v":66.742999999999995},{"$f":"IF($C$10=2012,profiles!D818,IF($C$10=2013,profiles!F818,IF($C$10=2014,profiles!H818,IF($C$10=2015,profiles!J818,IF($C$10=2016,profiles!L818)))))","v":0.11241709221107002},22.483418442214003,0,22.483418442214003,44.259581557785992,0,0,0,0,44.259581557785992,44.259581557785992]
["h815",{"$f":"IF($C$10=2012,profiles!C819,IF($C$10=2013,profiles!E819,IF($C$10=2014,profiles!G819,IF($C$10=2015,profiles!I819,IF($C$10=2016,profiles!K819)))))","v":64.007999999999996},{"$f":"IF($C$10=2012,profiles!D819,IF($C$10=2013,profiles!F819,IF($C$10=2014,profiles!H819,IF($C$10=2015,profiles!J819,IF($C$10=2016,profiles!L819)))))","v":0.10160239478781476},20.320478957562951,0,20.320478957562951,43.687521042437041,0,0,0,0,43.687521042437041,43.687521042437041]
["h816",{"$f":"IF($C$10=2012,profiles!C820,IF($C$10=2013,profiles!E820,IF($C$10=2014,profiles!G820,IF($C$10=2015,profiles!I820,IF($C$10=2016,profiles!K820)))))","v":59.670999999999999},{"$f":"IF($C$10=2012,profiles!D820,IF($C$10=2013,profiles!F820,IF($C$10=2014,profiles!H820,IF($C$10=2015,profiles!J820,IF($C$10=2016,profiles!L820)))))","v":9.9430650936197684E-2},19.886130187239537,0,19.886130187239537,39.784869812760462,0,0,0,0,39.784869812760462,39.784869812760462]
["h817",{"$f":"IF($C$10=2012,profiles!C821,IF($C$10=2013,profiles!E821,IF($C$10=2014,profiles!G821,IF($C$10=2015,profiles!I821,IF($C$10=2016,profiles!K821)))))","v":56.21},{"$f":"IF($C$10=2012,profiles!D821,IF($C$10=2013,profiles!F821,IF($C$10=2014,profiles!H821,IF($C$10=2015,profiles!J821,IF($C$10=2016,profiles!L821)))))","v":9.980631529522245E-2},19.961263059044491,0,19.961263059044491,36.24873694095551,0,0,0,0,36.24873694095551,36.24873694095551]
["h818",{"$f":"IF($C$10=2012,profiles!C822,IF($C$10=2013,profiles!E822,IF($C$10=2014,profiles!G822,IF($C$10=2015,profiles!I822,IF($C$10=2016,profiles!K822)))))","v":54.131999999999998},{"$f":"IF($C$10=2012,profiles!D822,IF($C$10=2013,profiles!F822,IF($C$10=2014,profiles!H822,IF($C$10=2015,profiles!J822,IF($C$10=2016,profiles!L822)))))","v":9.387838948233361E-2},18.775677896466721,0,18.775677896466721,35.356322103533273,0,0,0,0,35.356322103533273,35.356322103533273]
["h819",{"$f":"IF($C$10=2012,profiles!C823,IF($C$10=2013,profiles!E823,IF($C$10=2014,profiles!G823,IF($C$10=2015,profiles!I823,IF($C$10=2016,profiles!K823)))))","v":53.234999999999999},{"$f":"IF($C$10=2012,profiles!D823,IF($C$10=2013,profiles!F823,IF($C$10=2014,profiles!H823,IF($C$10=2015,profiles!J823,IF($C$10=2016,profiles!L823)))))","v":8.6556520718394175E-2},17.311304143678836,0,17.311304143678836,35.92369585632116,0,0,0,0,35.92369585632116,35.92369585632116]
["h820",{"$f":"IF($C$10=2012,profiles!C824,IF($C$10=2013,profiles!E824,IF($C$10=2014,profiles!G824,IF($C$10=2015,profiles!I824,IF($C$10=2016,profiles!K824)))))","v":53.454000000000001},{"$f":"IF($C$10=2012,profiles!D824,IF($C$10=2013,profiles!F824,IF($C$10=2014,profiles!H824,IF($C$10=2015,profiles!J824,IF($C$10=2016,profiles!L824)))))","v":8.9065618030285246E-2},17.813123606057051,0,17.813123606057051,35.640876393942946,0,0,0,0,35.640876393942946,35.640876393942946]
["h821",{"$f":"IF($C$10=2012,profiles!C825,IF($C$10=2013,profiles!E825,IF($C$10=2014,profiles!G825,IF($C$10=2015,profiles!I825,IF($C$10=2016,profiles!K825)))))","v":54.654000000000003},{"$f":"IF($C$10=2012,profiles!D825,IF($C$10=2013,profiles!F825,IF($C$10=2014,profiles!H825,IF($C$10=2015,profiles!J825,IF($C$10=2016,profiles!L825)))))","v":8.7187463317290756E-2},17.437492663458151,0,17.437492663458151,37.216507336541852,0,0,0,0,37.216507336541852,37.216507336541852]
["h822",{"$f":"IF($C$10=2012,profiles!C826,IF($C$10=2013,profiles!E826,IF($C$10=2014,profiles!G826,IF($C$10=2015,profiles!I826,IF($C$10=2016,profiles!K826)))))","v":57.609000000000002},{"$f":"IF($C$10=2012,profiles!D826,IF($C$10=2013,profiles!F826,IF($C$10=2014,profiles!H826,IF($C$10=2015,profiles!J826,IF($C$10=2016,profiles!L826)))))","v":9.0606291818288526E-2},18.121258363657706,0,18.121258363657706,39.487741636342292,0,0,0,0,39.487741636342292,39.487741636342292]
["h823",{"$f":"IF($C$10=2012,profiles!C827,IF($C$10=2013,profiles!E827,IF($C$10=2014,profiles!G827,IF($C$10=2015,profiles!I827,IF($C$10=2016,profiles!K827)))))","v":65.456999999999994},{"$f":"IF($C$10=2012,profiles!D827,IF($C$10=2013,profiles!F827,IF($C$10=2014,profiles!H827,IF($C$10=2015,profiles!J827,IF($C$10=2016,profiles!L827)))))","v":8.6424462965136756E-2},17.284892593027351,0,17.284892593027351,48.172107406972643,0,0,0,0,48.172107406972643,48.172107406972643]
["h824",{"$f":"IF($C$10=2012,profiles!C828,IF($C$10=2013,profiles!E828,IF($C$10=2014,profiles!G828,IF($C$10=2015,profiles!I828,IF($C$10=2016,profiles!K828)))))","v":72.58},{"$f":"IF($C$10=2012,profiles!D828,IF($C$10=2013,profiles!F828,IF($C$10=2014,profiles!H828,IF($C$10=2015,profiles!J828,IF($C$10=2016,profiles!L828)))))","v":9.7414602652893534E-2},19.482920530578706,0,19.482920530578706,53.097079469421288,0,0,0,0,53.097079469421288,53.097079469421288]
["h825",{"$f":"IF($C$10=2012,profiles!C829,IF($C$10=2013,profiles!E829,IF($C$10=2014,profiles!G829,IF($C$10=2015,profiles!I829,IF($C$10=2016,profiles!K829)))))","v":74.328000000000003},{"$f":"IF($C$10=2012,profiles!D829,IF($C$10=2013,profiles!F829,IF($C$10=2014,profiles!H829,IF($C$10=2015,profiles!J829,IF($C$10=2016,profiles!L829)))))","v":0.11511034158938843},23.022068317877686,0,23.022068317877686,51.305931682122321,0,0,0,0,51.305931682122321,51.305931682122321]
["h826",{"$f":"IF($C$10=2012,profiles!C830,IF($C$10=2013,profiles!E830,IF($C$10=2014,profiles!G830,IF($C$10=2015,profiles!I830,IF($C$10=2016,profiles!K830)))))","v":74.262},{"$f":"IF($C$10=2012,profiles!D830,IF($C$10=2013,profiles!F830,IF($C$10=2014,profiles!H830,IF($C$10=2015,profiles!J830,IF($C$10=2016,profiles!L830)))))","v":0.14284246977344758},28.568493954689515,0,28.568493954689515,45.693506045310485,0,0,0,0,45.693506045310485,45.693506045310485]
["h827",{"$f":"IF($C$10=2012,profiles!C831,IF($C$10=2013,profiles!E831,IF($C$10=2014,profiles!G831,IF($C$10=2015,profiles!I831,IF($C$10=2016,profiles!K831)))))","v":74.876000000000005},{"$f":"IF($C$10=2012,profiles!D831,IF($C$10=2013,profiles!F831,IF($C$10=2014,profiles!H831,IF($C$10=2015,profiles!J831,IF($C$10=2016,profiles!L831)))))","v":0.1619174785772978},32.38349571545956,0,32.38349571545956,42.492504284540445,0,0,0,0,42.492504284540445,42.492504284540445]
["h828",{"$f":"IF($C$10=2012,profiles!C832,IF($C$10=2013,profiles!E832,IF($C$10=2014,profiles!G832,IF($C$10=2015,profiles!I832,IF($C$10=2016,profiles!K832)))))","v":75.677000000000007},{"$f":"IF($C$10=2012,profiles!D832,IF($C$10=2013,profiles!F832,IF($C$10=2014,profiles!H832,IF($C$10=2015,profiles!J832,IF($C$10=2016,profiles!L832)))))","v":0.17882087099424815},35.764174198849631,0,35.764174198849631,39.912825801150376,0,0,0,0,39.912825801150376,39.912825801150376]
["h829",{"$f":"IF($C$10=2012,profiles!C833,IF($C$10=2013,profiles!E833,IF($C$10=2014,profiles!G833,IF($C$10=2015,profiles!I833,IF($C$10=2016,profiles!K833)))))","v":74.734999999999999},{"$f":"IF($C$10=2012,profiles!D833,IF($C$10=2013,profiles!F833,IF($C$10=2014,profiles!H833,IF($C$10=2015,profiles!J833,IF($C$10=2016,profiles!L833)))))","v":0.18024416011268929},36.048832022537859,0,36.048832022537859,38.686167977462141,0,0,0,0,38.686167977462141,38.686167977462141]
["h830",{"$f":"IF($C$10=2012,profiles!C834,IF($C$10=2013,profiles!E834,IF($C$10=2014,profiles!G834,IF($C$10=2015,profiles!I834,IF($C$10=2016,profiles!K834)))))","v":74.096999999999994},{"$f":"IF($C$10=2012,profiles!D834,IF($C$10=2013,profiles!F834,IF($C$10=2014,profiles!H834,IF($C$10=2015,profiles!J834,IF($C$10=2016,profiles!L834)))))","v":0.16617267284892592},33.234534569785183,0,33.234534569785183,40.862465430214812,0,0,0,0,40.862465430214812,40.862465430214812]
["h831",{"$f":"IF($C$10=2012,profiles!C835,IF($C$10=2013,profiles!E835,IF($C$10=2014,profiles!G835,IF($C$10=2015,profiles!I835,IF($C$10=2016,profiles!K835)))))","v":73.001000000000005},{"$f":"IF($C$10=2012,profiles!D835,IF($C$10=2013,profiles!F835,IF($C$10=2014,profiles!H835,IF($C$10=2015,profiles!J835,IF($C$10=2016,profiles!L835)))))","v":0.14193273858434088},28.386547716868176,0,28.386547716868176,44.614452283131826,0,0,0,0,44.614452283131826,44.614452283131826]
["h832",{"$f":"IF($C$10=2012,profiles!C836,IF($C$10=2013,profiles!E836,IF($C$10=2014,profiles!G836,IF($C$10=2015,profiles!I836,IF($C$10=2016,profiles!K836)))))","v":71.837999999999994},{"$f":"IF($C$10=2012,profiles!D836,IF($C$10=2013,profiles!F836,IF($C$10=2014,profiles!H836,IF($C$10=2015,profiles!J836,IF($C$10=2016,profiles!L836)))))","v":0.10087745040497711},20.175490080995424,0,20.175490080995424,51.66250991900457,0,0,0,0,51.66250991900457,51.66250991900457]
["h833",{"$f":"IF($C$10=2012,profiles!C837,IF($C$10=2013,profiles!E837,IF($C$10=2014,profiles!G837,IF($C$10=2015,profiles!I837,IF($C$10=2016,profiles!K837)))))","v":70.87},{"$f":"IF($C$10=2012,profiles!D837,IF($C$10=2013,profiles!F837,IF($C$10=2014,profiles!H837,IF($C$10=2015,profiles!J837,IF($C$10=2016,profiles!L837)))))","v":6.5104472355910312E-2},13.020894471182062,{"$f":"D850-F850","v":0},{"$f":"MIN(D850,B850)","v":13.020894471182062},{"$f":"B850-F850","v":57.849105528817944},{"$f":"-MIN(-E850+$C$3,0)","v":0},{"$f":"E850-H850","v":0},0,0,57.849105528817944,57.849105528817944]
["h834",{"$f":"IF($C$10=2012,profiles!C838,IF($C$10=2013,profiles!E838,IF($C$10=2014,profiles!G838,IF($C$10=2015,profiles!I838,IF($C$10=2016,profiles!K838)))))","v":73.861000000000004},{"$f":"IF($C$10=2012,profiles!D838,IF($C$10=2013,profiles!F838,IF($C$10=2014,profiles!H838,IF($C$10=2015,profiles!J838,IF($C$10=2016,profiles!L838)))))","v":6.0878624251672731E-2},{"$f":"C851*$C$2","v":12.175724850334547},0,12.175724850334547,61.685275149665458,0,0,0,0,{"$f":"MAX(G851-J851,0)","v":61.685275149665458},{"$f":"B851-D851","v":61.685275149665458}]
["h835",{"$f":"IF($C$10=2012,profiles!C839,IF($C$10=2013,profiles!E839,IF($C$10=2014,profiles!G839,IF($C$10=2015,profiles!I839,IF($C$10=2016,profiles!K839)))))","v":76.551000000000002},{"$f":"IF($C$10=2012,profiles!D839,IF($C$10=2013,profiles!F839,IF($C$10=2014,profiles!H839,IF($C$10=2015,profiles!J839,IF($C$10=2016,profiles!L839)))))","v":7.8134170677309545E-2},15.626834135461909,0,15.626834135461909,60.924165864538097,0,0,0,{"$f":"K851+I852*$F$2-J852/$F$3","v":0},60.924165864538097,60.924165864538097]
["h836",{"$f":"IF($C$10=2012,profiles!C840,IF($C$10=2013,profiles!E840,IF($C$10=2014,profiles!G840,IF($C$10=2015,profiles!I840,IF($C$10=2016,profiles!K840)))))","v":74.936999999999998},{"$f":"IF($C$10=2012,profiles!D840,IF($C$10=2013,profiles!F840,IF($C$10=2014,profiles!H840,IF($C$10=2015,profiles!J840,IF($C$10=2016,profiles!L840)))))","v":9.0987791994365533E-2},18.197558398873106,0,18.197558398873106,56.739441601126892,0,0,0,0,56.739441601126892,56.739441601126892]
["h837",{"$f":"IF($C$10=2012,profiles!C841,IF($C$10=2013,profiles!E841,IF($C$10=2014,profiles!G841,IF($C$10=2015,profiles!I841,IF($C$10=2016,profiles!K841)))))","v":70.552000000000007},{"$f":"IF($C$10=2012,profiles!D841,IF($C$10=2013,profiles!F841,IF($C$10=2014,profiles!H841,IF($C$10=2015,profiles!J841,IF($C$10=2016,profiles!L841)))))","v":9.8896584106115737E-2},19.779316821223148,0,19.779316821223148,50.772683178776859,0,0,0,0,50.772683178776859,50.772683178776859]
["h838",{"$f":"IF($C$10=2012,profiles!C842,IF($C$10=2013,profiles!E842,IF($C$10=2014,profiles!G842,IF($C$10=2015,profiles!I842,IF($C$10=2016,profiles!K842)))))","v":67.176000000000002},{"$f":"IF($C$10=2012,profiles!D842,IF($C$10=2013,profiles!F842,IF($C$10=2014,profiles!H842,IF($C$10=2015,profiles!J842,IF($C$10=2016,profiles!L842)))))","v":0.10610106820049302},21.220213640098603,0,21.220213640098603,45.955786359901396,0,0,0,0,45.955786359901396,45.955786359901396]
["h839",{"$f":"IF($C$10=2012,profiles!C843,IF($C$10=2013,profiles!E843,IF($C$10=2014,profiles!G843,IF($C$10=2015,profiles!I843,IF($C$10=2016,profiles!K843)))))","v":64.16},{"$f":"IF($C$10=2012,profiles!D843,IF($C$10=2013,profiles!F843,IF($C$10=2014,profiles!H843,IF($C$10=2015,profiles!J843,IF($C$10=2016,profiles!L843)))))","v":9.2983331376922176E-2},18.596666275384436,0,18.596666275384436,45.563333724615561,0,0,0,0,45.563333724615561,45.563333724615561]
["h840",{"$f":"IF($C$10=2012,profiles!C844,IF($C$10=2013,profiles!E844,IF($C$10=2014,profiles!G844,IF($C$10=2015,profiles!I844,IF($C$10=2016,profiles!K844)))))","v":59.59},{"$f":"IF($C$10=2012,profiles!D844,IF($C$10=2013,profiles!F844,IF($C$10=2014,profiles!H844,IF($C$10=2015,profiles!J844,IF($C$10=2016,profiles!L844)))))","v":8.7143444066204959E-2},17.428688813240992,0,17.428688813240992,42.161311186759008,0,0,{"$f":"MIN(MAX(0,G857),K856*$F$3)","v":0},0,42.161311186759008,42.161311186759008]
["h841",{"$f":"IF($C$10=2012,profiles!C845,IF($C$10=2013,profiles!E845,IF($C$10=2014,profiles!G845,IF($C$10=2015,profiles!I845,IF($C$10=2016,profiles!K845)))))","v":56.167000000000002},{"$f":"IF($C$10=2012,profiles!D845,IF($C$10=2013,profiles!F845,IF($C$10=2014,profiles!H845,IF($C$10=2015,profiles!J845,IF($C$10=2016,profiles!L845)))))","v":8.8799237145162468E-2},17.759847429032494,0,17.759847429032494,38.407152570967511,0,0,0,0,38.407152570967511,38.407152570967511]
["h842",{"$f":"IF($C$10=2012,profiles!C846,IF($C$10=2013,profiles!E846,IF($C$10=2014,profiles!G846,IF($C$10=2015,profiles!I846,IF($C$10=2016,profiles!K846)))))","v":53.951000000000001},{"$f":"IF($C$10=2012,profiles!D846,IF($C$10=2013,profiles!F846,IF($C$10=2014,profiles!H846,IF($C$10=2015,profiles!J846,IF($C$10=2016,profiles!L846)))))","v":9.6295752952394925E-2},19.259150590478985,0,19.259150590478985,34.691849409521012,0,0,0,0,34.691849409521012,34.691849409521012]
["h843",{"$f":"IF($C$10=2012,profiles!C847,IF($C$10=2013,profiles!E847,IF($C$10=2014,profiles!G847,IF($C$10=2015,profiles!I847,IF($C$10=2016,profiles!K847)))))","v":53.079000000000001},{"$f":"IF($C$10=2012,profiles!D847,IF($C$10=2013,profiles!F847,IF($C$10=2014,profiles!H847,IF($C$10=2015,profiles!J847,IF($C$10=2016,profiles!L847)))))","v":0.10289738135406734},20.579476270813469,0,20.579476270813469,32.499523729186535,0,0,0,0,32.499523729186535,32.499523729186535]
["h844",{"$f":"IF($C$10=2012,profiles!C848,IF($C$10=2013,profiles!E848,IF($C$10=2014,profiles!G848,IF($C$10=2015,profiles!I848,IF($C$10=2016,profiles!K848)))))","v":53.353000000000002},{"$f":"IF($C$10=2012,profiles!D848,IF($C$10=2013,profiles!F848,IF($C$10=2014,profiles!H848,IF($C$10=2015,profiles!J848,IF($C$10=2016,profiles!L848)))))","v":0.11260911024719431},22.52182204943886,0,22.52182204943886,30.831177950561141,0,0,0,0,30.831177950561141,30.831177950561141]
["h845",{"$f":"IF($C$10=2012,profiles!C849,IF($C$10=2013,profiles!E849,IF($C$10=2014,profiles!G849,IF($C$10=2015,profiles!I849,IF($C$10=2016,profiles!K849)))))","v":54.695},{"$f":"IF($C$10=2012,profiles!D849,IF($C$10=2013,profiles!F849,IF($C$10=2014,profiles!H849,IF($C$10=2015,profiles!J849,IF($C$10=2016,profiles!L849)))))","v":0.12893713782733074},25.787427565466146,0,25.787427565466146,28.907572434533854,0,0,0,0,28.907572434533854,28.907572434533854]
["h846",{"$f":"IF($C$10=2012,profiles!C850,IF($C$10=2013,profiles!E850,IF($C$10=2014,profiles!G850,IF($C$10=2015,profiles!I850,IF($C$10=2016,profiles!K850)))))","v":57.918999999999997},{"$f":"IF($C$10=2012,profiles!D850,IF($C$10=2013,profiles!F850,IF($C$10=2014,profiles!H850,IF($C$10=2015,profiles!J850,IF($C$10=2016,profiles!L850)))))","v":0.13873688843248},27.747377686496002,0,27.747377686496002,30.171622313503995,0,0,0,0,30.171622313503995,30.171622313503995]
["h847",{"$f":"IF($C$10=2012,profiles!C851,IF($C$10=2013,profiles!E851,IF($C$10=2014,profiles!G851,IF($C$10=2015,profiles!I851,IF($C$10=2016,profiles!K851)))))","v":65.882999999999996},{"$f":"IF($C$10=2012,profiles!D851,IF($C$10=2013,profiles!F851,IF($C$10=2014,profiles!H851,IF($C$10=2015,profiles!J851,IF($C$10=2016,profiles!L851)))))","v":0.14868334189099977},29.736668378199955,0,29.736668378199955,36.146331621800044,0,0,0,0,36.146331621800044,36.146331621800044]
["h848",{"$f":"IF($C$10=2012,profiles!C852,IF($C$10=2013,profiles!E852,IF($C$10=2014,profiles!G852,IF($C$10=2015,profiles!I852,IF($C$10=2016,profiles!K852)))))","v":72.756},{"$f":"IF($C$10=2012,profiles!D852,IF($C$10=2013,profiles!F852,IF($C$10=2014,profiles!H852,IF($C$10=2015,profiles!J852,IF($C$10=2016,profiles!L852)))))","v":0.14984229443262673},29.968458886525344,0,29.968458886525344,42.78754111347466,0,0,0,0,42.78754111347466,42.78754111347466]
["h849",{"$f":"IF($C$10=2012,profiles!C853,IF($C$10=2013,profiles!E853,IF($C$10=2014,profiles!G853,IF($C$10=2015,profiles!I853,IF($C$10=2016,profiles!K853)))))","v":74.412999999999997},{"$f":"IF($C$10=2012,profiles!D853,IF($C$10=2013,profiles!F853,IF($C$10=2014,profiles!H853,IF($C$10=2015,profiles!J853,IF($C$10=2016,profiles!L853)))))","v":0.15588645199149123},31.177290398298247,0,31.177290398298247,43.23570960170175,0,0,0,0,43.23570960170175,43.23570960170175]
["h850",{"$f":"IF($C$10=2012,profiles!C854,IF($C$10=2013,profiles!E854,IF($C$10=2014,profiles!G854,IF($C$10=2015,profiles!I854,IF($C$10=2016,profiles!K854)))))","v":74.332999999999998},{"$f":"IF($C$10=2012,profiles!D854,IF($C$10=2013,profiles!F854,IF($C$10=2014,profiles!H854,IF($C$10=2015,profiles!J854,IF($C$10=2016,profiles!L854)))))","v":0.18111934277121691},36.223868554243381,0,36.223868554243381,38.109131445756617,0,0,0,0,38.109131445756617,38.109131445756617]
["h851",{"$f":"IF($C$10=2012,profiles!C855,IF($C$10=2013,profiles!E855,IF($C$10=2014,profiles!G855,IF($C$10=2015,profiles!I855,IF($C$10=2016,profiles!K855)))))","v":75.200999999999993},{"$f":"IF($C$10=2012,profiles!D855,IF($C$10=2013,profiles!F855,IF($C$10=2014,profiles!H855,IF($C$10=2015,profiles!J855,IF($C$10=2016,profiles!L855)))))","v":0.20833272207144429},41.666544414288857,0,41.666544414288857,33.534455585711136,0,0,0,0,33.534455585711136,33.534455585711136]
["h852",{"$f":"IF($C$10=2012,profiles!C856,IF($C$10=2013,profiles!E856,IF($C$10=2014,profiles!G856,IF($C$10=2015,profiles!I856,IF($C$10=2016,profiles!K856)))))","v":75.941999999999993},{"$f":"IF($C$10=2012,profiles!D856,IF($C$10=2013,profiles!F856,IF($C$10=2014,profiles!H856,IF($C$10=2015,profiles!J856,IF($C$10=2016,profiles!L856)))))","v":0.22357514853663904},44.715029707327808,0,44.715029707327808,31.226970292672185,0,0,0,0,31.226970292672185,31.226970292672185]
["h853",{"$f":"IF($C$10=2012,profiles!C857,IF($C$10=2013,profiles!E857,IF($C$10=2014,profiles!G857,IF($C$10=2015,profiles!I857,IF($C$10=2016,profiles!K857)))))","v":75.055000000000007},{"$f":"IF($C$10=2012,profiles!D857,IF($C$10=2013,profiles!F857,IF($C$10=2014,profiles!H857,IF($C$10=2015,profiles!J857,IF($C$10=2016,profiles!L857)))))","v":0.23484192767549328},46.968385535098655,0,46.968385535098655,28.086614464901352,0,0,0,0,28.086614464901352,28.086614464901352]
["h854",{"$f":"IF($C$10=2012,profiles!C858,IF($C$10=2013,profiles!E858,IF($C$10=2014,profiles!G858,IF($C$10=2015,profiles!I858,IF($C$10=2016,profiles!K858)))))","v":74.629000000000005},{"$f":"IF($C$10=2012,profiles!D858,IF($C$10=2013,profiles!F858,IF($C$10=2014,profiles!H858,IF($C$10=2015,profiles!J858,IF($C$10=2016,profiles!L858)))))","v":0.22856304555123597},45.712609110247193,0,45.712609110247193,28.916390889752812,0,0,0,0,28.916390889752812,28.916390889752812]
["h855",{"$f":"IF($C$10=2012,profiles!C859,IF($C$10=2013,profiles!E859,IF($C$10=2014,profiles!G859,IF($C$10=2015,profiles!I859,IF($C$10=2016,profiles!K859)))))","v":73.475999999999999},{"$f":"IF($C$10=2012,profiles!D859,IF($C$10=2013,profiles!F859,IF($C$10=2014,profiles!H859,IF($C$10=2015,profiles!J859,IF($C$10=2016,profiles!L859)))))","v":0.19326633903029414},38.653267806058828,0,38.653267806058828,34.822732193941171,0,0,0,0,34.822732193941171,34.822732193941171]
["h856",{"$f":"IF($C$10=2012,profiles!C860,IF($C$10=2013,profiles!E860,IF($C$10=2014,profiles!G860,IF($C$10=2015,profiles!I860,IF($C$10=2016,profiles!K860)))))","v":72.757999999999996},{"$f":"IF($C$10=2012,profiles!D860,IF($C$10=2013,profiles!F860,IF($C$10=2014,profiles!H860,IF($C$10=2015,profiles!J860,IF($C$10=2016,profiles!L860)))))","v":0.15591579256216534},31.183158512433067,0,31.183158512433067,41.574841487566928,0,0,0,0,41.574841487566928,41.574841487566928]
["h857",{"$f":"IF($C$10=2012,profiles!C861,IF($C$10=2013,profiles!E861,IF($C$10=2014,profiles!G861,IF($C$10=2015,profiles!I861,IF($C$10=2016,profiles!K861)))))","v":71.966999999999999},{"$f":"IF($C$10=2012,profiles!D861,IF($C$10=2013,profiles!F861,IF($C$10=2014,profiles!H861,IF($C$10=2015,profiles!J861,IF($C$10=2016,profiles!L861)))))","v":0.13027213379300229},26.054426758600457,0,26.054426758600457,45.912573241399542,0,0,0,0,45.912573241399542,45.912573241399542]
["h858",{"$f":"IF($C$10=2012,profiles!C862,IF($C$10=2013,profiles!E862,IF($C$10=2014,profiles!G862,IF($C$10=2015,profiles!I862,IF($C$10=2016,profiles!K862)))))","v":74.784999999999997},{"$f":"IF($C$10=2012,profiles!D862,IF($C$10=2013,profiles!F862,IF($C$10=2014,profiles!H862,IF($C$10=2015,profiles!J862,IF($C$10=2016,profiles!L862)))))","v":0.13839947186972787},27.679894373945572,0,27.679894373945572,47.105105626054424,0,0,0,0,47.105105626054424,47.105105626054424]
["h859",{"$f":"IF($C$10=2012,profiles!C863,IF($C$10=2013,profiles!E863,IF($C$10=2014,profiles!G863,IF($C$10=2015,profiles!I863,IF($C$10=2016,profiles!K863)))))","v":76.816999999999993},{"$f":"IF($C$10=2012,profiles!D863,IF($C$10=2013,profiles!F863,IF($C$10=2014,profiles!H863,IF($C$10=2015,profiles!J863,IF($C$10=2016,profiles!L863)))))","v":0.14808186019218073},29.616372038436147,0,29.616372038436147,47.200627961563846,0,0,0,0,47.200627961563846,47.200627961563846]
["h860",{"$f":"IF($C$10=2012,profiles!C864,IF($C$10=2013,profiles!E864,IF($C$10=2014,profiles!G864,IF($C$10=2015,profiles!I864,IF($C$10=2016,profiles!K864)))))","v":75.033000000000001},{"$f":"IF($C$10=2012,profiles!D864,IF($C$10=2013,profiles!F864,IF($C$10=2014,profiles!H864,IF($C$10=2015,profiles!J864,IF($C$10=2016,profiles!L864)))))","v":0.15766155651727426},31.532311303454851,0,31.532311303454851,43.500688696545154,0,0,0,0,43.500688696545154,43.500688696545154]
["h861",{"$f":"IF($C$10=2012,profiles!C865,IF($C$10=2013,profiles!E865,IF($C$10=2014,profiles!G865,IF($C$10=2015,profiles!I865,IF($C$10=2016,profiles!K865)))))","v":70.611000000000004},{"$f":"IF($C$10=2012,profiles!D865,IF($C$10=2013,profiles!F865,IF($C$10=2014,profiles!H865,IF($C$10=2015,profiles!J865,IF($C$10=2016,profiles!L865)))))","v":0.16696251742096382},33.392503484192765,0,33.392503484192765,37.218496515807239,0,0,0,0,37.218496515807239,37.218496515807239]
["h862",{"$f":"IF($C$10=2012,profiles!C866,IF($C$10=2013,profiles!E866,IF($C$10=2014,profiles!G866,IF($C$10=2015,profiles!I866,IF($C$10=2016,profiles!K866)))))","v":67.016000000000005},{"$f":"IF($C$10=2012,profiles!D866,IF($C$10=2013,profiles!F866,IF($C$10=2014,profiles!H866,IF($C$10=2015,profiles!J866,IF($C$10=2016,profiles!L866)))))","v":0.17922687596273748},35.845375192547493,0,35.845375192547493,31.170624807452512,0,0,0,0,31.170624807452512,31.170624807452512]
["h863",{"$f":"IF($C$10=2012,profiles!C867,IF($C$10=2013,profiles!E867,IF($C$10=2014,profiles!G867,IF($C$10=2015,profiles!I867,IF($C$10=2016,profiles!K867)))))","v":64.432000000000002},{"$f":"IF($C$10=2012,profiles!D867,IF($C$10=2013,profiles!F867,IF($C$10=2014,profiles!H867,IF($C$10=2015,profiles!J867,IF($C$10=2016,profiles!L867)))))","v":0.16779872368517568},33.559744737035132,0,33.559744737035132,30.87225526296487,0,0,0,0,30.87225526296487,30.87225526296487]
["h864",{"$f":"IF($C$10=2012,profiles!C868,IF($C$10=2013,profiles!E868,IF($C$10=2014,profiles!G868,IF($C$10=2015,profiles!I868,IF($C$10=2016,profiles!K868)))))","v":59.369},{"$f":"IF($C$10=2012,profiles!D868,IF($C$10=2013,profiles!F868,IF($C$10=2014,profiles!H868,IF($C$10=2015,profiles!J868,IF($C$10=2016,profiles!L868)))))","v":0.17897748111200762},35.795496222401525,0,35.795496222401525,23.573503777598475,0,0,0,0,23.573503777598475,23.573503777598475]
["h865",{"$f":"IF($C$10=2012,profiles!C869,IF($C$10=2013,profiles!E869,IF($C$10=2014,profiles!G869,IF($C$10=2015,profiles!I869,IF($C$10=2016,profiles!K869)))))","v":55.768000000000001},{"$f":"IF($C$10=2012,profiles!D869,IF($C$10=2013,profiles!F869,IF($C$10=2014,profiles!H869,IF($C$10=2015,profiles!J869,IF($C$10=2016,profiles!L869)))))","v":0.18822321624990834},37.644643249981669,0,37.644643249981669,18.123356750018331,0,0,0,0,18.123356750018331,18.123356750018331]
["h866",{"$f":"IF($C$10=2012,profiles!C870,IF($C$10=2013,profiles!E870,IF($C$10=2014,profiles!G870,IF($C$10=2015,profiles!I870,IF($C$10=2016,profiles!K870)))))","v":53.536999999999999},{"$f":"IF($C$10=2012,profiles!D870,IF($C$10=2013,profiles!F870,IF($C$10=2014,profiles!H870,IF($C$10=2015,profiles!J870,IF($C$10=2016,profiles!L870)))))","v":0.19215369949402361},38.430739898804724,0,38.430739898804724,15.106260101195275,0,0,0,0,15.106260101195275,15.106260101195275]
["h867",{"$f":"IF($C$10=2012,profiles!C871,IF($C$10=2013,profiles!E871,IF($C$10=2014,profiles!G871,IF($C$10=2015,profiles!I871,IF($C$10=2016,profiles!K871)))))","v":52.445999999999998},{"$f":"IF($C$10=2012,profiles!D871,IF($C$10=2013,profiles!F871,IF($C$10=2014,profiles!H871,IF($C$10=2015,profiles!J871,IF($C$10=2016,profiles!L871)))))","v":0.20092395688201217},40.184791376402437,0,40.184791376402437,12.261208623597561,0,0,0,0,12.261208623597561,12.261208623597561]
["h868",{"$f":"IF($C$10=2012,profiles!C872,IF($C$10=2013,profiles!E872,IF($C$10=2014,profiles!G872,IF($C$10=2015,profiles!I872,IF($C$10=2016,profiles!K872)))))","v":52.709000000000003},{"$f":"IF($C$10=2012,profiles!D872,IF($C$10=2013,profiles!F872,IF($C$10=2014,profiles!H872,IF($C$10=2015,profiles!J872,IF($C$10=2016,profiles!L872)))))","v":0.20504509789543154},41.009019579086306,0,41.009019579086306,11.699980420913697,0,0,0,0,11.699980420913697,11.699980420913697]
["h869",{"$f":"IF($C$10=2012,profiles!C873,IF($C$10=2013,profiles!E873,IF($C$10=2014,profiles!G873,IF($C$10=2015,profiles!I873,IF($C$10=2016,profiles!K873)))))","v":53.91},{"$f":"IF($C$10=2012,profiles!D873,IF($C$10=2013,profiles!F873,IF($C$10=2014,profiles!H873,IF($C$10=2015,profiles!J873,IF($C$10=2016,profiles!L873)))))","v":0.20130527242062038},40.261054484124074,0,40.261054484124074,13.648945515875923,0,0,0,0,13.648945515875923,13.648945515875923]
["h870",{"$f":"IF($C$10=2012,profiles!C874,IF($C$10=2013,profiles!E874,IF($C$10=2014,profiles!G874,IF($C$10=2015,profiles!I874,IF($C$10=2016,profiles!K874)))))","v":57.289000000000001},{"$f":"IF($C$10=2012,profiles!D874,IF($C$10=2013,profiles!F874,IF($C$10=2014,profiles!H874,IF($C$10=2015,profiles!J874,IF($C$10=2016,profiles!L874)))))","v":0.20173058590599105},40.34611718119821,0,40.34611718119821,16.942882818801792,0,0,0,0,16.942882818801792,16.942882818801792]
["h871",{"$f":"IF($C$10=2012,profiles!C875,IF($C$10=2013,profiles!E875,IF($C$10=2014,profiles!G875,IF($C$10=2015,profiles!I875,IF($C$10=2016,profiles!K875)))))","v":65.451999999999998},{"$f":"IF($C$10=2012,profiles!D875,IF($C$10=2013,profiles!F875,IF($C$10=2014,profiles!H875,IF($C$10=2015,profiles!J875,IF($C$10=2016,profiles!L875)))))","v":0.20975287819901739},41.950575639803475,0,41.950575639803475,23.501424360196523,0,0,0,0,23.501424360196523,23.501424360196523]
["h872",{"$f":"IF($C$10=2012,profiles!C876,IF($C$10=2013,profiles!E876,IF($C$10=2014,profiles!G876,IF($C$10=2015,profiles!I876,IF($C$10=2016,profiles!K876)))))","v":72.096999999999994},{"$f":"IF($C$10=2012,profiles!D876,IF($C$10=2013,profiles!F876,IF($C$10=2014,profiles!H876,IF($C$10=2015,profiles!J876,IF($C$10=2016,profiles!L876)))))","v":0.21119014445992521},42.238028891985039,0,42.238028891985039,29.858971108014956,0,0,0,0,29.858971108014956,29.858971108014956]
["h873",{"$f":"IF($C$10=2012,profiles!C877,IF($C$10=2013,profiles!E877,IF($C$10=2014,profiles!G877,IF($C$10=2015,profiles!I877,IF($C$10=2016,profiles!K877)))))","v":73.477000000000004},{"$f":"IF($C$10=2012,profiles!D877,IF($C$10=2013,profiles!F877,IF($C$10=2014,profiles!H877,IF($C$10=2015,profiles!J877,IF($C$10=2016,profiles!L877)))))","v":0.20623304245801863},41.246608491603723,0,41.246608491603723,32.230391508396281,0,0,0,0,32.230391508396281,32.230391508396281]
["h874",{"$f":"IF($C$10=2012,profiles!C878,IF($C$10=2013,profiles!E878,IF($C$10=2014,profiles!G878,IF($C$10=2015,profiles!I878,IF($C$10=2016,profiles!K878)))))","v":73.058000000000007},{"$f":"IF($C$10=2012,profiles!D878,IF($C$10=2013,profiles!F878,IF($C$10=2014,profiles!H878,IF($C$10=2015,profiles!J878,IF($C$10=2016,profiles!L878)))))","v":0.24083009459558555},48.166018919117107,0,48.166018919117107,24.8919810808829,0,0,0,0,24.8919810808829,24.8919810808829]
["h875",{"$f":"IF($C$10=2012,profiles!C879,IF($C$10=2013,profiles!E879,IF($C$10=2014,profiles!G879,IF($C$10=2015,profiles!I879,IF($C$10=2016,profiles!K879)))))","v":73.611000000000004},{"$f":"IF($C$10=2012,profiles!D879,IF($C$10=2013,profiles!F879,IF($C$10=2014,profiles!H879,IF($C$10=2015,profiles!J879,IF($C$10=2016,profiles!L879)))))","v":0.29653149519689082},59.30629903937816,0,59.30629903937816,14.304700960621844,0,0,0,0,14.304700960621844,14.304700960621844]
["h876",{"$f":"IF($C$10=2012,profiles!C880,IF($C$10=2013,profiles!E880,IF($C$10=2014,profiles!G880,IF($C$10=2015,profiles!I880,IF($C$10=2016,profiles!K880)))))","v":74.507000000000005},{"$f":"IF($C$10=2012,profiles!D880,IF($C$10=2013,profiles!F880,IF($C$10=2014,profiles!H880,IF($C$10=2015,profiles!J880,IF($C$10=2016,profiles!L880)))))","v":0.34890371782650142},69.780743565300284,0,69.780743565300284,4.7262564346997209,0,0,0,0,4.7262564346997209,4.7262564346997209]
["h877",{"$f":"IF($C$10=2012,profiles!C881,IF($C$10=2013,profiles!E881,IF($C$10=2014,profiles!G881,IF($C$10=2015,profiles!I881,IF($C$10=2016,profiles!K881)))))","v":73.628},{"$f":"IF($C$10=2012,profiles!D881,IF($C$10=2013,profiles!F881,IF($C$10=2014,profiles!H881,IF($C$10=2015,profiles!J881,IF($C$10=2016,profiles!L881)))))","v":0.37487717239862139},74.975434479724285,1.347434479724285,73.628,0,0,1.347434479724285,0,1.0914219285766709,0,-1.347434479724285]
["h878",{"$f":"IF($C$10=2012,profiles!C882,IF($C$10=2013,profiles!E882,IF($C$10=2014,profiles!G882,IF($C$10=2015,profiles!I882,IF($C$10=2016,profiles!K882)))))","v":72.936999999999998},{"$f":"IF($C$10=2012,profiles!D882,IF($C$10=2013,profiles!F882,IF($C$10=2014,profiles!H882,IF($C$10=2015,profiles!J882,IF($C$10=2016,profiles!L882)))))","v":0.36022585612671409},72.045171225342813,0,72.045171225342813,0.89182877465718491,0,0,0.89182877465718491,0.12832389978921421,0,0.89182877465718491]
["h879",{"$f":"IF($C$10=2012,profiles!C883,IF($C$10=2013,profiles!E883,IF($C$10=2014,profiles!G883,IF($C$10=2015,profiles!I883,IF($C$10=2016,profiles!K883)))))","v":71.673000000000002},{"$f":"IF($C$10=2012,profiles!D883,IF($C$10=2013,profiles!F883,IF($C$10=2014,profiles!H883,IF($C$10=2015,profiles!J883,IF($C$10=2016,profiles!L883)))))","v":0.28947715773263916},57.895431546527831,0,57.895431546527831,13.777568453472171,0,0,0.11882793120481237,0,13.658740522267358,13.777568453472171]
["h880",{"$f":"IF($C$10=2012,profiles!C884,IF($C$10=2013,profiles!E884,IF($C$10=2014,profiles!G884,IF($C$10=2015,profiles!I884,IF($C$10=2016,profiles!K884)))))","v":70.736999999999995},{"$f":"IF($C$10=2012,profiles!D884,IF($C$10=2013,profiles!F884,IF($C$10=2014,profiles!H884,IF($C$10=2015,profiles!J884,IF($C$10=2016,profiles!L884)))))","v":0.19700813962015107},39.401627924030215,0,39.401627924030215,31.335372075969779,0,0,0,0,31.335372075969779,31.335372075969779]
["h881",{"$f":"IF($C$10=2012,profiles!C885,IF($C$10=2013,profiles!E885,IF($C$10=2014,profiles!G885,IF($C$10=2015,profiles!I885,IF($C$10=2016,profiles!K885)))))","v":70.200999999999993},{"$f":"IF($C$10=2012,profiles!D885,IF($C$10=2013,profiles!F885,IF($C$10=2014,profiles!H885,IF($C$10=2015,profiles!J885,IF($C$10=2016,profiles!L885)))))","v":0.12385422013639363},24.770844027278727,0,24.770844027278727,45.430155972721266,0,0,0,0,45.430155972721266,45.430155972721266]
["h882",{"$f":"IF($C$10=2012,profiles!C886,IF($C$10=2013,profiles!E886,IF($C$10=2014,profiles!G886,IF($C$10=2015,profiles!I886,IF($C$10=2016,profiles!K886)))))","v":73.507999999999996},{"$f":"IF($C$10=2012,profiles!D886,IF($C$10=2013,profiles!F886,IF($C$10=2014,profiles!H886,IF($C$10=2015,profiles!J886,IF($C$10=2016,profiles!L886)))))","v":0.1124880838894185},22.4976167778837,0,22.4976167778837,51.010383222116296,0,0,0,0,51.010383222116296,51.010383222116296]
["h883",{"$f":"IF($C$10=2012,profiles!C887,IF($C$10=2013,profiles!E887,IF($C$10=2014,profiles!G887,IF($C$10=2015,profiles!I887,IF($C$10=2016,profiles!K887)))))","v":76.031000000000006},{"$f":"IF($C$10=2012,profiles!D887,IF($C$10=2013,profiles!F887,IF($C$10=2014,profiles!H887,IF($C$10=2015,profiles!J887,IF($C$10=2016,profiles!L887)))))","v":0.14099875339150839},28.199750678301676,0,28.199750678301676,47.83124932169833,0,0,0,0,47.83124932169833,47.83124932169833]
["h884",{"$f":"IF($C$10=2012,profiles!C888,IF($C$10=2013,profiles!E888,IF($C$10=2014,profiles!G888,IF($C$10=2015,profiles!I888,IF($C$10=2016,profiles!K888)))))","v":74.540000000000006},{"$f":"IF($C$10=2012,profiles!D888,IF($C$10=2013,profiles!F888,IF($C$10=2014,profiles!H888,IF($C$10=2015,profiles!J888,IF($C$10=2016,profiles!L888)))))","v":0.16871745985187359},33.74349197037472,0,33.74349197037472,40.796508029625286,0,0,0,0,40.796508029625286,40.796508029625286]
["h885",{"$f":"IF($C$10=2012,profiles!C889,IF($C$10=2013,profiles!E889,IF($C$10=2014,profiles!G889,IF($C$10=2015,profiles!I889,IF($C$10=2016,profiles!K889)))))","v":70.106999999999999},{"$f":"IF($C$10=2012,profiles!D889,IF($C$10=2013,profiles!F889,IF($C$10=2014,profiles!H889,IF($C$10=2015,profiles!J889,IF($C$10=2016,profiles!L889)))))","v":0.17726772750604972},35.453545501209945,0,35.453545501209945,34.653454498790055,0,0,0,0,34.653454498790055,34.653454498790055]
["h886",{"$f":"IF($C$10=2012,profiles!C890,IF($C$10=2013,profiles!E890,IF($C$10=2014,profiles!G890,IF($C$10=2015,profiles!I890,IF($C$10=2016,profiles!K890)))))","v":66.504000000000005},{"$f":"IF($C$10=2012,profiles!D890,IF($C$10=2013,profiles!F890,IF($C$10=2014,profiles!H890,IF($C$10=2015,profiles!J890,IF($C$10=2016,profiles!L890)))))","v":0.18760724499523357},37.521448999046711,0,37.521448999046711,28.982551000953293,0,0,0,0,28.982551000953293,28.982551000953293]
["h887",{"$f":"IF($C$10=2012,profiles!C891,IF($C$10=2013,profiles!E891,IF($C$10=2014,profiles!G891,IF($C$10=2015,profiles!I891,IF($C$10=2016,profiles!K891)))))","v":63.283000000000001},{"$f":"IF($C$10=2012,profiles!D891,IF($C$10=2013,profiles!F891,IF($C$10=2014,profiles!H891,IF($C$10=2015,profiles!J891,IF($C$10=2016,profiles!L891)))))","v":0.19222702940529443},38.445405881058889,0,38.445405881058889,24.837594118941112,0,0,0,0,24.837594118941112,24.837594118941112]
["h888",{"$f":"IF($C$10=2012,profiles!C892,IF($C$10=2013,profiles!E892,IF($C$10=2014,profiles!G892,IF($C$10=2015,profiles!I892,IF($C$10=2016,profiles!K892)))))","v":58.222999999999999},{"$f":"IF($C$10=2012,profiles!D892,IF($C$10=2013,profiles!F892,IF($C$10=2014,profiles!H892,IF($C$10=2015,profiles!J892,IF($C$10=2016,profiles!L892)))))","v":0.18754858106621691},37.509716213243379,0,37.509716213243379,20.71328378675662,0,0,0,0,20.71328378675662,20.71328378675662]
["h889",{"$f":"IF($C$10=2012,profiles!C893,IF($C$10=2013,profiles!E893,IF($C$10=2014,profiles!G893,IF($C$10=2015,profiles!I893,IF($C$10=2016,profiles!K893)))))","v":54.514000000000003},{"$f":"IF($C$10=2012,profiles!D893,IF($C$10=2013,profiles!F893,IF($C$10=2014,profiles!H893,IF($C$10=2015,profiles!J893,IF($C$10=2016,profiles!L893)))))","v":0.1962751136530283},39.25502273060566,0,39.25502273060566,15.258977269394343,0,0,0,0,15.258977269394343,15.258977269394343]
["h890",{"$f":"IF($C$10=2012,profiles!C894,IF($C$10=2013,profiles!E894,IF($C$10=2014,profiles!G894,IF($C$10=2015,profiles!I894,IF($C$10=2016,profiles!K894)))))","v":52.085999999999999},{"$f":"IF($C$10=2012,profiles!D894,IF($C$10=2013,profiles!F894,IF($C$10=2014,profiles!H894,IF($C$10=2015,profiles!J894,IF($C$10=2016,profiles!L894)))))","v":0.21203988854670772},42.407977709341544,0,42.407977709341544,9.6780222906584541,0,0,0,0,9.6780222906584541,9.6780222906584541]
["h891",{"$f":"IF($C$10=2012,profiles!C895,IF($C$10=2013,profiles!E895,IF($C$10=2014,profiles!G895,IF($C$10=2015,profiles!I895,IF($C$10=2016,profiles!K895)))))","v":51.014000000000003},{"$f":"IF($C$10=2012,profiles!D895,IF($C$10=2013,profiles!F895,IF($C$10=2014,profiles!H895,IF($C$10=2015,profiles!J895,IF($C$10=2016,profiles!L895)))))","v":0.2202669013051767},44.053380261035343,0,44.053380261035343,6.9606197389646596,0,0,0,0,6.9606197389646596,6.9606197389646596]
["h892",{"$f":"IF($C$10=2012,profiles!C896,IF($C$10=2013,profiles!E896,IF($C$10=2014,profiles!G896,IF($C$10=2015,profiles!I896,IF($C$10=2016,profiles!K896)))))","v":51.43},{"$f":"IF($C$10=2012,profiles!D896,IF($C$10=2013,profiles!F896,IF($C$10=2014,profiles!H896,IF($C$10=2015,profiles!J896,IF($C$10=2016,profiles!L896)))))","v":0.23415456811849245},46.830913623698493,0,46.830913623698493,4.5990863763015071,0,0,0,0,4.5990863763015071,4.5990863763015071]
["h893",{"$f":"IF($C$10=2012,profiles!C897,IF($C$10=2013,profiles!E897,IF($C$10=2014,profiles!G897,IF($C$10=2015,profiles!I897,IF($C$10=2016,profiles!K897)))))","v":53.204000000000001},{"$f":"IF($C$10=2012,profiles!D897,IF($C$10=2013,profiles!F897,IF($C$10=2014,profiles!H897,IF($C$10=2015,profiles!J897,IF($C$10=2016,profiles!L897)))))","v":0.23560639389939875},47.121278779879752,0,47.121278779879752,6.0827212201202485,0,0,0,0,6.0827212201202485,6.0827212201202485]
["h894",{"$f":"IF($C$10=2012,profiles!C898,IF($C$10=2013,profiles!E898,IF($C$10=2014,profiles!G898,IF($C$10=2015,profiles!I898,IF($C$10=2016,profiles!K898)))))","v":56.643000000000001},{"$f":"IF($C$10=2012,profiles!D898,IF($C$10=2013,profiles!F898,IF($C$10=2014,profiles!H898,IF($C$10=2015,profiles!J898,IF($C$10=2016,profiles!L898)))))","v":0.24735298430854963},49.470596861709929,0,49.470596861709929,7.1724031382900719,0,0,0,0,7.1724031382900719,7.1724031382900719]
["h895",{"$f":"IF($C$10=2012,profiles!C899,IF($C$10=2013,profiles!E899,IF($C$10=2014,profiles!G899,IF($C$10=2015,profiles!I899,IF($C$10=2016,profiles!K899)))))","v":64.421999999999997},{"$f":"IF($C$10=2012,profiles!D899,IF($C$10=2013,profiles!F899,IF($C$10=2014,profiles!H899,IF($C$10=2015,profiles!J899,IF($C$10=2016,profiles!L899)))))","v":0.26396832380114388},52.793664760228779,0,52.793664760228779,11.628335239771218,0,0,0,0,11.628335239771218,11.628335239771218]
["h896",{"$f":"IF($C$10=2012,profiles!C900,IF($C$10=2013,profiles!E900,IF($C$10=2014,profiles!G900,IF($C$10=2015,profiles!I900,IF($C$10=2016,profiles!K900)))))","v":71.245000000000005},{"$f":"IF($C$10=2012,profiles!D900,IF($C$10=2013,profiles!F900,IF($C$10=2014,profiles!H900,IF($C$10=2015,profiles!J900,IF($C$10=2016,profiles!L900)))))","v":0.27270860830033727},54.541721660067452,0,54.541721660067452,16.703278339932552,0,0,0,0,16.703278339932552,16.703278339932552]
["h897",{"$f":"IF($C$10=2012,profiles!C901,IF($C$10=2013,profiles!E901,IF($C$10=2014,profiles!G901,IF($C$10=2015,profiles!I901,IF($C$10=2016,profiles!K901)))))","v":73.275999999999996},{"$f":"IF($C$10=2012,profiles!D901,IF($C$10=2013,profiles!F901,IF($C$10=2014,profiles!H901,IF($C$10=2015,profiles!J901,IF($C$10=2016,profiles!L901)))))","v":0.28276873441853645},56.553746883707291,{"$f":"D914-F914","v":0},{"$f":"MIN(D914,B914)","v":56.553746883707291},{"$f":"B914-F914","v":16.722253116292705},{"$f":"-MIN(-E914+$C$3,0)","v":0},{"$f":"E914-H914","v":0},0,0,16.722253116292705,16.722253116292705]
["h898",{"$f":"IF($C$10=2012,profiles!C902,IF($C$10=2013,profiles!E902,IF($C$10=2014,profiles!G902,IF($C$10=2015,profiles!I902,IF($C$10=2016,profiles!K902)))))","v":73.203000000000003},{"$f":"IF($C$10=2012,profiles!D902,IF($C$10=2013,profiles!F902,IF($C$10=2014,profiles!H902,IF($C$10=2015,profiles!J902,IF($C$10=2016,profiles!L902)))))","v":0.30046927702009091},{"$f":"C915*$C$2","v":60.093855404018178},0,60.093855404018178,13.109144595981824,0,0,0,0,{"$f":"MAX(G915-J915,0)","v":13.109144595981824},{"$f":"B915-D915","v":13.109144595981824}]
["h899",{"$f":"IF($C$10=2012,profiles!C903,IF($C$10=2013,profiles!E903,IF($C$10=2014,profiles!G903,IF($C$10=2015,profiles!I903,IF($C$10=2016,profiles!K903)))))","v":74.105000000000004},{"$f":"IF($C$10=2012,profiles!D903,IF($C$10=2013,profiles!F903,IF($C$10=2014,profiles!H903,IF($C$10=2015,profiles!J903,IF($C$10=2016,profiles!L903)))))","v":0.34949406071271449},69.898812142542894,0,69.898812142542894,4.2061878574571097,0,0,0,{"$f":"K915+I916*$F$2-J916/$F$3","v":0},4.2061878574571097,4.2061878574571097]
["h900",{"$f":"IF($C$10=2012,profiles!C904,IF($C$10=2013,profiles!E904,IF($C$10=2014,profiles!G904,IF($C$10=2015,profiles!I904,IF($C$10=2016,profiles!K904)))))","v":75.012},{"$f":"IF($C$10=2012,profiles!D904,IF($C$10=2013,profiles!F904,IF($C$10=2014,profiles!H904,IF($C$10=2015,profiles!J904,IF($C$10=2016,profiles!L904)))))","v":0.40136383633963924},80.272767267927847,5.2607672679278465,75.012,0,0,5.2607672679278465,0,4.2612214870215563,0,-5.2607672679278465]
["h901",{"$f":"IF($C$10=2012,profiles!C905,IF($C$10=2013,profiles!E905,IF($C$10=2014,profiles!G905,IF($C$10=2015,profiles!I905,IF($C$10=2016,profiles!K905)))))","v":74.137},{"$f":"IF($C$10=2012,profiles!D905,IF($C$10=2013,profiles!F905,IF($C$10=2014,profiles!H905,IF($C$10=2015,profiles!J905,IF($C$10=2016,profiles!L905)))))","v":0.42355184044581318},84.710368089162642,10.573368089162642,74.137,0,0.57336808916264204,10,0,12.361221487021558,0,-10.573368089162642]
["h902",{"$f":"IF($C$10=2012,profiles!C906,IF($C$10=2013,profiles!E906,IF($C$10=2014,profiles!G906,IF($C$10=2015,profiles!I906,IF($C$10=2016,profiles!K906)))))","v":72.798000000000002},{"$f":"IF($C$10=2012,profiles!D906,IF($C$10=2013,profiles!F906,IF($C$10=2014,profiles!H906,IF($C$10=2015,profiles!J906,IF($C$10=2016,profiles!L906)))))","v":0.42419709634843816},84.839419269687639,12.041419269687637,72.798000000000002,0,2.041419269687637,10,0,20.461221487021561,0,-12.041419269687637]
["h903",{"$f":"IF($C$10=2012,profiles!C907,IF($C$10=2013,profiles!E907,IF($C$10=2014,profiles!G907,IF($C$10=2015,profiles!I907,IF($C$10=2016,profiles!K907)))))","v":71.447999999999993},{"$f":"IF($C$10=2012,profiles!D907,IF($C$10=2013,profiles!F907,IF($C$10=2014,profiles!H907,IF($C$10=2015,profiles!J907,IF($C$10=2016,profiles!L907)))))","v":0.42003226279513123},84.006452559026243,12.55845255902625,71.447999999999993,0,2.5584525590262501,10,0,28.561221487021562,0,-12.55845255902625]
["h904",{"$f":"IF($C$10=2012,profiles!C908,IF($C$10=2013,profiles!E908,IF($C$10=2014,profiles!G908,IF($C$10=2015,profiles!I908,IF($C$10=2016,profiles!K908)))))","v":70.78},{"$f":"IF($C$10=2012,profiles!D908,IF($C$10=2013,profiles!F908,IF($C$10=2014,profiles!H908,IF($C$10=2015,profiles!J908,IF($C$10=2016,profiles!L908)))))","v":0.40060126118199152},80.120252236398301,9.3402522363982996,70.78,0,0,9.3402522363982996,{"$f":"MIN(MAX(0,G921),K920*$F$3)","v":0},36.126825798504186,0,-9.3402522363982996]
["h905",{"$f":"IF($C$10=2012,profiles!C909,IF($C$10=2013,profiles!E909,IF($C$10=2014,profiles!G909,IF($C$10=2015,profiles!I909,IF($C$10=2016,profiles!K909)))))","v":70.546000000000006},{"$f":"IF($C$10=2012,profiles!D909,IF($C$10=2013,profiles!F909,IF($C$10=2014,profiles!H909,IF($C$10=2015,profiles!J909,IF($C$10=2016,profiles!L909)))))","v":0.38358996920369554},76.717993840739112,6.1719938407391055,70.546000000000006,0,0,6.1719938407391055,0,41.126140809502864,0,-6.1719938407391055]
["h906",{"$f":"IF($C$10=2012,profiles!C910,IF($C$10=2013,profiles!E910,IF($C$10=2014,profiles!G910,IF($C$10=2015,profiles!I910,IF($C$10=2016,profiles!K910)))))","v":72.504000000000005},{"$f":"IF($C$10=2012,profiles!D910,IF($C$10=2013,profiles!F910,IF($C$10=2014,profiles!H910,IF($C$10=2015,profiles!J910,IF($C$10=2016,profiles!L910)))))","v":0.35783839272620621},71.567678545241236,0,71.567678545241236,0.93632145475876882,0,0,0.93632145475876882,40.114994530065751,0,0.93632145475876882]
["h907",{"$f":"IF($C$10=2012,profiles!C911,IF($C$10=2013,profiles!E911,IF($C$10=2014,profiles!G911,IF($C$10=2015,profiles!I911,IF($C$10=2016,profiles!K911)))))","v":73.930000000000007},{"$f":"IF($C$10=2012,profiles!D911,IF($C$10=2013,profiles!F911,IF($C$10=2014,profiles!H911,IF($C$10=2015,profiles!J911,IF($C$10=2016,profiles!L911)))))","v":0.34629711101334504},69.259422202669015,0,69.259422202669015,4.6705777973309921,0,0,4.6705777973309921,35.071174014589516,0,4.6705777973309921]
["h908",{"$f":"IF($C$10=2012,profiles!C912,IF($C$10=2013,profiles!E912,IF($C$10=2014,profiles!G912,IF($C$10=2015,profiles!I912,IF($C$10=2016,profiles!K912)))))","v":71.641999999999996},{"$f":"IF($C$10=2012,profiles!D912,IF($C$10=2013,profiles!F912,IF($C$10=2014,profiles!H912,IF($C$10=2015,profiles!J912,IF($C$10=2016,profiles!L912)))))","v":0.33943393459451532},67.88678691890307,0,67.88678691890307,3.755213081096926,0,0,3.755213081096926,31.015868311461087,0,3.755213081096926]
["h909",{"$f":"IF($C$10=2012,profiles!C913,IF($C$10=2013,profiles!E913,IF($C$10=2014,profiles!G913,IF($C$10=2015,profiles!I913,IF($C$10=2016,profiles!K913)))))","v":67.537000000000006},{"$f":"IF($C$10=2012,profiles!D913,IF($C$10=2013,profiles!F913,IF($C$10=2014,profiles!H913,IF($C$10=2015,profiles!J913,IF($C$10=2016,profiles!L913)))))","v":0.31972429975069661},63.944859950139318,0,63.944859950139318,3.5921400498606886,0,0,3.5921400498606886,27.136667393684966,0,3.5921400498606886]
["h910",{"$f":"IF($C$10=2012,profiles!C914,IF($C$10=2013,profiles!E914,IF($C$10=2014,profiles!G914,IF($C$10=2015,profiles!I914,IF($C$10=2016,profiles!K914)))))","v":63.97},{"$f":"IF($C$10=2012,profiles!D914,IF($C$10=2013,profiles!F914,IF($C$10=2014,profiles!H914,IF($C$10=2015,profiles!J914,IF($C$10=2016,profiles!L914)))))","v":0.28867869189030648},57.735738378061299,0,57.735738378061299,6.2342616219386997,0,0,6.2342616219386997,20.404203439107537,0,6.2342616219386997]
["h911",{"$f":"IF($C$10=2012,profiles!C915,IF($C$10=2013,profiles!E915,IF($C$10=2014,profiles!G915,IF($C$10=2015,profiles!I915,IF($C$10=2016,profiles!K915)))))","v":61.436999999999998},{"$f":"IF($C$10=2012,profiles!D915,IF($C$10=2013,profiles!F915,IF($C$10=2014,profiles!H915,IF($C$10=2015,profiles!J915,IF($C$10=2016,profiles!L915)))))","v":0.25993547440973752},51.987094881947506,0,51.987094881947506,9.4499051180524916,0,0,9.4499051180524916,10.199122318100526,0,9.4499051180524916]
["h912",{"$f":"IF($C$10=2012,profiles!C916,IF($C$10=2013,profiles!E916,IF($C$10=2014,profiles!G916,IF($C$10=2015,profiles!I916,IF($C$10=2016,profiles!K916)))))","v":57.142000000000003},{"$f":"IF($C$10=2012,profiles!D916,IF($C$10=2013,profiles!F916,IF($C$10=2014,profiles!H916,IF($C$10=2015,profiles!J916,IF($C$10=2016,profiles!L916)))))","v":0.23284939140636457},46.569878281272914,0,46.569878281272914,10.57212171872709,0,0,9.4443872665610886,0,1.1277344521660009,10.57212171872709]
["h913",{"$f":"IF($C$10=2012,profiles!C917,IF($C$10=2013,profiles!E917,IF($C$10=2014,profiles!G917,IF($C$10=2015,profiles!I917,IF($C$10=2016,profiles!K917)))))","v":53.418999999999997},{"$f":"IF($C$10=2012,profiles!D917,IF($C$10=2013,profiles!F917,IF($C$10=2014,profiles!H917,IF($C$10=2015,profiles!J917,IF($C$10=2016,profiles!L917)))))","v":0.19919343012171872},39.838686024343744,0,39.838686024343744,13.580313975656253,0,0,0,0,13.580313975656253,13.580313975656253]
["h914",{"$f":"IF($C$10=2012,profiles!C918,IF($C$10=2013,profiles!E918,IF($C$10=2014,profiles!G918,IF($C$10=2015,profiles!I918,IF($C$10=2016,profiles!K918)))))","v":51.372999999999998},{"$f":"IF($C$10=2012,profiles!D918,IF($C$10=2013,profiles!F918,IF($C$10=2014,profiles!H918,IF($C$10=2015,profiles!J918,IF($C$10=2016,profiles!L918)))))","v":0.18408857603754217},36.817715207508435,0,36.817715207508435,14.555284792491562,0,0,0,0,14.555284792491562,14.555284792491562]
["h915",{"$f":"IF($C$10=2012,profiles!C919,IF($C$10=2013,profiles!E919,IF($C$10=2014,profiles!G919,IF($C$10=2015,profiles!I919,IF($C$10=2016,profiles!K919)))))","v":50.34},{"$f":"IF($C$10=2012,profiles!D919,IF($C$10=2013,profiles!F919,IF($C$10=2014,profiles!H919,IF($C$10=2015,profiles!J919,IF($C$10=2016,profiles!L919)))))","v":0.17864789558586303},35.729579117172605,0,35.729579117172605,14.610420882827398,0,0,0,0,14.610420882827398,14.610420882827398]
["h916",{"$f":"IF($C$10=2012,profiles!C920,IF($C$10=2013,profiles!E920,IF($C$10=2014,profiles!G920,IF($C$10=2015,profiles!I920,IF($C$10=2016,profiles!K920)))))","v":50.35},{"$f":"IF($C$10=2012,profiles!D920,IF($C$10=2013,profiles!F920,IF($C$10=2014,profiles!H920,IF($C$10=2015,profiles!J920,IF($C$10=2016,profiles!L920)))))","v":0.17864789558586303},35.729579117172605,0,35.729579117172605,14.620420882827396,0,0,0,0,14.620420882827396,14.620420882827396]
["h917",{"$f":"IF($C$10=2012,profiles!C921,IF($C$10=2013,profiles!E921,IF($C$10=2014,profiles!G921,IF($C$10=2015,profiles!I921,IF($C$10=2016,profiles!K921)))))","v":50.612000000000002},{"$f":"IF($C$10=2012,profiles!D921,IF($C$10=2013,profiles!F921,IF($C$10=2014,profiles!H921,IF($C$10=2015,profiles!J921,IF($C$10=2016,profiles!L921)))))","v":0.1789558586302977},35.791171726059538,0,35.791171726059538,14.820828273940464,0,0,0,0,14.820828273940464,14.820828273940464]
["h918",{"$f":"IF($C$10=2012,profiles!C922,IF($C$10=2013,profiles!E922,IF($C$10=2014,profiles!G922,IF($C$10=2015,profiles!I922,IF($C$10=2016,profiles!K922)))))","v":50.539000000000001},{"$f":"IF($C$10=2012,profiles!D922,IF($C$10=2013,profiles!F922,IF($C$10=2014,profiles!H922,IF($C$10=2015,profiles!J922,IF($C$10=2016,profiles!L922)))))","v":0.17847191670332893},35.694383340665787,0,35.694383340665787,14.844616659334214,0,0,0,0,14.844616659334214,14.844616659334214]
["h919",{"$f":"IF($C$10=2012,profiles!C923,IF($C$10=2013,profiles!E923,IF($C$10=2014,profiles!G923,IF($C$10=2015,profiles!I923,IF($C$10=2016,profiles!K923)))))","v":51.167999999999999},{"$f":"IF($C$10=2012,profiles!D923,IF($C$10=2013,profiles!F923,IF($C$10=2014,profiles!H923,IF($C$10=2015,profiles!J923,IF($C$10=2016,profiles!L923)))))","v":0.20482475436280981},40.964950872561964,0,40.964950872561964,10.203049127438035,0,0,0,0,10.203049127438035,10.203049127438035]
["h920",{"$f":"IF($C$10=2012,profiles!C924,IF($C$10=2013,profiles!E924,IF($C$10=2014,profiles!G924,IF($C$10=2015,profiles!I924,IF($C$10=2016,profiles!K924)))))","v":54.482999999999997},{"$f":"IF($C$10=2012,profiles!D924,IF($C$10=2013,profiles!F924,IF($C$10=2014,profiles!H924,IF($C$10=2015,profiles!J924,IF($C$10=2016,profiles!L924)))))","v":0.22173339199296085},44.346678398592168,0,44.346678398592168,10.136321601407829,0,0,0,0,10.136321601407829,10.136321601407829]
["h921",{"$f":"IF($C$10=2012,profiles!C925,IF($C$10=2013,profiles!E925,IF($C$10=2014,profiles!G925,IF($C$10=2015,profiles!I925,IF($C$10=2016,profiles!K925)))))","v":58.258000000000003},{"$f":"IF($C$10=2012,profiles!D925,IF($C$10=2013,profiles!F925,IF($C$10=2014,profiles!H925,IF($C$10=2015,profiles!J925,IF($C$10=2016,profiles!L925)))))","v":0.26263381727526031},52.526763455052063,0,52.526763455052063,5.7312365449479401,0,0,0,0,5.7312365449479401,5.7312365449479401]
["h922",{"$f":"IF($C$10=2012,profiles!C926,IF($C$10=2013,profiles!E926,IF($C$10=2014,profiles!G926,IF($C$10=2015,profiles!I926,IF($C$10=2016,profiles!K926)))))","v":61.381999999999998},{"$f":"IF($C$10=2012,profiles!D926,IF($C$10=2013,profiles!F926,IF($C$10=2014,profiles!H926,IF($C$10=2015,profiles!J926,IF($C$10=2016,profiles!L926)))))","v":0.31825780906291246},63.651561812582493,2.269561812582495,61.381999999999998,0,0,2.269561812582495,0,1.838345068191821,0,-2.269561812582495]
["h923",{"$f":"IF($C$10=2012,profiles!C927,IF($C$10=2013,profiles!E927,IF($C$10=2014,profiles!G927,IF($C$10=2015,profiles!I927,IF($C$10=2016,profiles!K927)))))","v":63.185000000000002},{"$f":"IF($C$10=2012,profiles!D927,IF($C$10=2013,profiles!F927,IF($C$10=2014,profiles!H927,IF($C$10=2015,profiles!J927,IF($C$10=2016,profiles!L927)))))","v":0.3480129051180525},69.602581023610497,6.4175810236104951,63.185000000000002,0,0,6.4175810236104951,0,7.0365856973163226,0,-6.4175810236104951]
["h924",{"$f":"IF($C$10=2012,profiles!C928,IF($C$10=2013,profiles!E928,IF($C$10=2014,profiles!G928,IF($C$10=2015,profiles!I928,IF($C$10=2016,profiles!K928)))))","v":64.114999999999995},{"$f":"IF($C$10=2012,profiles!D928,IF($C$10=2013,profiles!F928,IF($C$10=2014,profiles!H928,IF($C$10=2015,profiles!J928,IF($C$10=2016,profiles!L928)))))","v":0.3742044288018771},74.840885760375414,10.725885760375419,64.114999999999995,0,0.72588576037541941,10,0,15.136585697316324,0,-10.725885760375419]
["h925",{"$f":"IF($C$10=2012,profiles!C929,IF($C$10=2013,profiles!E929,IF($C$10=2014,profiles!G929,IF($C$10=2015,profiles!I929,IF($C$10=2016,profiles!K929)))))","v":63.21},{"$f":"IF($C$10=2012,profiles!D929,IF($C$10=2013,profiles!F929,IF($C$10=2014,profiles!H929,IF($C$10=2015,profiles!J929,IF($C$10=2016,profiles!L929)))))","v":0.38530576330840299},77.061152661680595,13.851152661680594,63.21,0,3.8511526616805938,10,0,23.236585697316325,0,-13.851152661680594]
["h926",{"$f":"IF($C$10=2012,profiles!C930,IF($C$10=2013,profiles!E930,IF($C$10=2014,profiles!G930,IF($C$10=2015,profiles!I930,IF($C$10=2016,profiles!K930)))))","v":61.347000000000001},{"$f":"IF($C$10=2012,profiles!D930,IF($C$10=2013,profiles!F930,IF($C$10=2014,profiles!H930,IF($C$10=2015,profiles!J930,IF($C$10=2016,profiles!L930)))))","v":0.35406951165860095},70.813902331720186,9.4669023317201848,61.347000000000001,0,0,9.4669023317201848,0,30.904776586009675,0,-9.4669023317201848]
["h927",{"$f":"IF($C$10=2012,profiles!C931,IF($C$10=2013,profiles!E931,IF($C$10=2014,profiles!G931,IF($C$10=2015,profiles!I931,IF($C$10=2016,profiles!K931)))))","v":59.537999999999997},{"$f":"IF($C$10=2012,profiles!D931,IF($C$10=2013,profiles!F931,IF($C$10=2014,profiles!H931,IF($C$10=2015,profiles!J931,IF($C$10=2016,profiles!L931)))))","v":0.30846165126851444},61.692330253702885,2.1543302537028879,59.537999999999997,0,0,2.1543302537028879,0,32.649784091509012,0,-2.1543302537028879]
["h928",{"$f":"IF($C$10=2012,profiles!C932,IF($C$10=2013,profiles!E932,IF($C$10=2014,profiles!G932,IF($C$10=2015,profiles!I932,IF($C$10=2016,profiles!K932)))))","v":59.112000000000002},{"$f":"IF($C$10=2012,profiles!D932,IF($C$10=2013,profiles!F932,IF($C$10=2014,profiles!H932,IF($C$10=2015,profiles!J932,IF($C$10=2016,profiles!L932)))))","v":0.26408564305616661},52.817128611233322,0,52.817128611233322,6.2948713887666798,0,0,6.2948713887666798,25.851866825022316,0,6.2948713887666798]
["h929",{"$f":"IF($C$10=2012,profiles!C933,IF($C$10=2013,profiles!E933,IF($C$10=2014,profiles!G933,IF($C$10=2015,profiles!I933,IF($C$10=2016,profiles!K933)))))","v":59.249000000000002},{"$f":"IF($C$10=2012,profiles!D933,IF($C$10=2013,profiles!F933,IF($C$10=2014,profiles!H933,IF($C$10=2015,profiles!J933,IF($C$10=2016,profiles!L933)))))","v":0.23975656254582783},47.951312509165568,0,47.951312509165568,11.297687490834434,0,0,11.297687490834434,13.651340377036966,0,11.297687490834434]
["h930",{"$f":"IF($C$10=2012,profiles!C934,IF($C$10=2013,profiles!E934,IF($C$10=2014,profiles!G934,IF($C$10=2015,profiles!I934,IF($C$10=2016,profiles!K934)))))","v":62.890999999999998},{"$f":"IF($C$10=2012,profiles!D934,IF($C$10=2013,profiles!F934,IF($C$10=2014,profiles!H934,IF($C$10=2015,profiles!J934,IF($C$10=2016,profiles!L934)))))","v":0.23066432028156622},46.132864056313245,0,46.132864056313245,16.758135943686753,0,0,12.641141189136231,0,4.1169947545505217,16.758135943686753]
["h931",{"$f":"IF($C$10=2012,profiles!C935,IF($C$10=2013,profiles!E935,IF($C$10=2014,profiles!G935,IF($C$10=2015,profiles!I935,IF($C$10=2016,profiles!K935)))))","v":64.914000000000001},{"$f":"IF($C$10=2012,profiles!D935,IF($C$10=2013,profiles!F935,IF($C$10=2014,profiles!H935,IF($C$10=2015,profiles!J935,IF($C$10=2016,profiles!L935)))))","v":0.2377914650241971},47.55829300483942,0,47.55829300483942,17.355706995160581,0,0,0,0,17.355706995160581,17.355706995160581]
["h932",{"$f":"IF($C$10=2012,profiles!C936,IF($C$10=2013,profiles!E936,IF($C$10=2014,profiles!G936,IF($C$10=2015,profiles!I936,IF($C$10=2016,profiles!K936)))))","v":62.551000000000002},{"$f":"IF($C$10=2012,profiles!D936,IF($C$10=2013,profiles!F936,IF($C$10=2014,profiles!H936,IF($C$10=2015,profiles!J936,IF($C$10=2016,profiles!L936)))))","v":0.24261621938700689},48.523243877401377,0,48.523243877401377,14.027756122598625,0,0,0,0,14.027756122598625,14.027756122598625]
["h933",{"$f":"IF($C$10=2012,profiles!C937,IF($C$10=2013,profiles!E937,IF($C$10=2014,profiles!G937,IF($C$10=2015,profiles!I937,IF($C$10=2016,profiles!K937)))))","v":58.267000000000003},{"$f":"IF($C$10=2012,profiles!D937,IF($C$10=2013,profiles!F937,IF($C$10=2014,profiles!H937,IF($C$10=2015,profiles!J937,IF($C$10=2016,profiles!L937)))))","v":0.22796597741604341},45.593195483208682,0,45.593195483208682,12.673804516791321,0,0,0,0,12.673804516791321,12.673804516791321]
["h934",{"$f":"IF($C$10=2012,profiles!C938,IF($C$10=2013,profiles!E938,IF($C$10=2014,profiles!G938,IF($C$10=2015,profiles!I938,IF($C$10=2016,profiles!K938)))))","v":55.609000000000002},{"$f":"IF($C$10=2012,profiles!D938,IF($C$10=2013,profiles!F938,IF($C$10=2014,profiles!H938,IF($C$10=2015,profiles!J938,IF($C$10=2016,profiles!L938)))))","v":0.21531016278046636},43.062032556093271,0,43.062032556093271,12.54696744390673,0,0,0,0,12.54696744390673,12.54696744390673]
["h935",{"$f":"IF($C$10=2012,profiles!C939,IF($C$10=2013,profiles!E939,IF($C$10=2014,profiles!G939,IF($C$10=2015,profiles!I939,IF($C$10=2016,profiles!K939)))))","v":54.683},{"$f":"IF($C$10=2012,profiles!D939,IF($C$10=2013,profiles!F939,IF($C$10=2014,profiles!H939,IF($C$10=2015,profiles!J939,IF($C$10=2016,profiles!L939)))))","v":0.20827100747910252},41.654201495820502,0,41.654201495820502,13.028798504179498,0,0,0,0,13.028798504179498,13.028798504179498]
["h936",{"$f":"IF($C$10=2012,profiles!C940,IF($C$10=2013,profiles!E940,IF($C$10=2014,profiles!G940,IF($C$10=2015,profiles!I940,IF($C$10=2016,profiles!K940)))))","v":51.079000000000001},{"$f":"IF($C$10=2012,profiles!D940,IF($C$10=2013,profiles!F940,IF($C$10=2014,profiles!H940,IF($C$10=2015,profiles!J940,IF($C$10=2016,profiles!L940)))))","v":0.21460624725032995},42.921249450065993,0,42.921249450065993,8.1577505499340077,0,0,0,0,8.1577505499340077,8.1577505499340077]
["h937",{"$f":"IF($C$10=2012,profiles!C941,IF($C$10=2013,profiles!E941,IF($C$10=2014,profiles!G941,IF($C$10=2015,profiles!I941,IF($C$10=2016,profiles!K941)))))","v":47.558},{"$f":"IF($C$10=2012,profiles!D941,IF($C$10=2013,profiles!F941,IF($C$10=2014,profiles!H941,IF($C$10=2015,profiles!J941,IF($C$10=2016,profiles!L941)))))","v":0.21910837366182725},43.821674732365452,0,43.821674732365452,3.7363252676345482,0,0,0,0,3.7363252676345482,3.7363252676345482]
["h938",{"$f":"IF($C$10=2012,profiles!C942,IF($C$10=2013,profiles!E942,IF($C$10=2014,profiles!G942,IF($C$10=2015,profiles!I942,IF($C$10=2016,profiles!K942)))))","v":45.442},{"$f":"IF($C$10=2012,profiles!D942,IF($C$10=2013,profiles!F942,IF($C$10=2014,profiles!H942,IF($C$10=2015,profiles!J942,IF($C$10=2016,profiles!L942)))))","v":0.23015104854084176},46.03020970816835,0.58820970816834972,45.442,0,0,0.58820970816834972,0,0.47644986361636332,0,-0.58820970816834972]
["h939",{"$f":"IF($C$10=2012,profiles!C943,IF($C$10=2013,profiles!E943,IF($C$10=2014,profiles!G943,IF($C$10=2015,profiles!I943,IF($C$10=2016,profiles!K943)))))","v":44.405999999999999},{"$f":"IF($C$10=2012,profiles!D943,IF($C$10=2013,profiles!F943,IF($C$10=2014,profiles!H943,IF($C$10=2015,profiles!J943,IF($C$10=2016,profiles!L943)))))","v":0.24399472063352398},48.798944126704797,4.3929441267047977,44.405999999999999,0,0,4.3929441267047977,0,4.03473460624725,0,-4.3929441267047977]
["h940",{"$f":"IF($C$10=2012,profiles!C944,IF($C$10=2013,profiles!E944,IF($C$10=2014,profiles!G944,IF($C$10=2015,profiles!I944,IF($C$10=2016,profiles!K944)))))","v":44.256999999999998},{"$f":"IF($C$10=2012,profiles!D944,IF($C$10=2013,profiles!F944,IF($C$10=2014,profiles!H944,IF($C$10=2015,profiles!J944,IF($C$10=2016,profiles!L944)))))","v":0.24880481008945593},49.760962017891188,5.5039620178911903,44.256999999999998,0,0,5.5039620178911903,0,8.4929438407391142,0,-5.5039620178911903]
["h941",{"$f":"IF($C$10=2012,profiles!C945,IF($C$10=2013,profiles!E945,IF($C$10=2014,profiles!G945,IF($C$10=2015,profiles!I945,IF($C$10=2016,profiles!K945)))))","v":44.526000000000003},{"$f":"IF($C$10=2012,profiles!D945,IF($C$10=2013,profiles!F945,IF($C$10=2014,profiles!H945,IF($C$10=2015,profiles!J945,IF($C$10=2016,profiles!L945)))))","v":0.25742777533362665},51.485555066725333,6.9595550667253292,44.526000000000003,0,0,6.9595550667253292,0,14.130183444786631,0,-6.9595550667253292]
["h942",{"$f":"IF($C$10=2012,profiles!C946,IF($C$10=2013,profiles!E946,IF($C$10=2014,profiles!G946,IF($C$10=2015,profiles!I946,IF($C$10=2016,profiles!K946)))))","v":44.296999999999997},{"$f":"IF($C$10=2012,profiles!D946,IF($C$10=2013,profiles!F946,IF($C$10=2014,profiles!H946,IF($C$10=2015,profiles!J946,IF($C$10=2016,profiles!L946)))))","v":0.26712127877987973},53.424255755975949,9.127255755975952,44.296999999999997,0,0,9.127255755975952,0,21.523260607127153,0,-9.127255755975952]
["h943",{"$f":"IF($C$10=2012,profiles!C947,IF($C$10=2013,profiles!E947,IF($C$10=2014,profiles!G947,IF($C$10=2015,profiles!I947,IF($C$10=2016,profiles!K947)))))","v":43.889000000000003},{"$f":"IF($C$10=2012,profiles!D947,IF($C$10=2013,profiles!F947,IF($C$10=2014,profiles!H947,IF($C$10=2015,profiles!J947,IF($C$10=2016,profiles!L947)))))","v":0.28336999560052795},56.673999120105591,12.784999120105589,43.889000000000003,0,2.7849991201055886,10,0,29.623260607127154,0,-12.784999120105589]
["h944",{"$f":"IF($C$10=2012,profiles!C948,IF($C$10=2013,profiles!E948,IF($C$10=2014,profiles!G948,IF($C$10=2015,profiles!I948,IF($C$10=2016,profiles!K948)))))","v":45.674999999999997},{"$f":"IF($C$10=2012,profiles!D948,IF($C$10=2013,profiles!F948,IF($C$10=2014,profiles!H948,IF($C$10=2015,profiles!J948,IF($C$10=2016,profiles!L948)))))","v":0.27880920956151928},55.761841912303858,10.086841912303861,45.674999999999997,0,8.6841912303860624E-2,10,0,37.723260607127159,0,-10.086841912303861]
["h945",{"$f":"IF($C$10=2012,profiles!C949,IF($C$10=2013,profiles!E949,IF($C$10=2014,profiles!G949,IF($C$10=2015,profiles!I949,IF($C$10=2016,profiles!K949)))))","v":48.96},{"$f":"IF($C$10=2012,profiles!D949,IF($C$10=2013,profiles!F949,IF($C$10=2014,profiles!H949,IF($C$10=2015,profiles!J949,IF($C$10=2016,profiles!L949)))))","v":0.28111159994134038},56.222319988268076,7.2623199882680751,48.96,0,0,7.2623199882680751,0,43.605739797624302,0,-7.2623199882680751]
["h946",{"$f":"IF($C$10=2012,profiles!C950,IF($C$10=2013,profiles!E950,IF($C$10=2014,profiles!G950,IF($C$10=2015,profiles!I950,IF($C$10=2016,profiles!K950)))))","v":52.534999999999997},{"$f":"IF($C$10=2012,profiles!D950,IF($C$10=2013,profiles!F950,IF($C$10=2014,profiles!H950,IF($C$10=2015,profiles!J950,IF($C$10=2016,profiles!L950)))))","v":0.31281712861123334},62.56342572224667,10.028425722246674,52.534999999999997,0,2.8425722246673502E-2,10,0,51.705739797624304,0,-10.028425722246674]
["h947",{"$f":"IF($C$10=2012,profiles!C951,IF($C$10=2013,profiles!E951,IF($C$10=2014,profiles!G951,IF($C$10=2015,profiles!I951,IF($C$10=2016,profiles!K951)))))","v":55.344000000000001},{"$f":"IF($C$10=2012,profiles!D951,IF($C$10=2013,profiles!F951,IF($C$10=2014,profiles!H951,IF($C$10=2015,profiles!J951,IF($C$10=2016,profiles!L951)))))","v":0.36734125238304738},73.46825047660947,18.124250476609468,55.344000000000001,0,8.1242504766094683,10,0,59.805739797624305,0,-18.124250476609468]
["h948",{"$f":"IF($C$10=2012,profiles!C952,IF($C$10=2013,profiles!E952,IF($C$10=2014,profiles!G952,IF($C$10=2015,profiles!I952,IF($C$10=2016,profiles!K952)))))","v":58.134},{"$f":"IF($C$10=2012,profiles!D952,IF($C$10=2013,profiles!F952,IF($C$10=2014,profiles!H952,IF($C$10=2015,profiles!J952,IF($C$10=2016,profiles!L952)))))","v":0.40060126118199152},80.120252236398301,21.9862522363983,58.134,0,11.9862522363983,10,0,67.905739797624307,0,-21.9862522363983]
["h949",{"$f":"IF($C$10=2012,profiles!C953,IF($C$10=2013,profiles!E953,IF($C$10=2014,profiles!G953,IF($C$10=2015,profiles!I953,IF($C$10=2016,profiles!K953)))))","v":57.573},{"$f":"IF($C$10=2012,profiles!D953,IF($C$10=2013,profiles!F953,IF($C$10=2014,profiles!H953,IF($C$10=2015,profiles!J953,IF($C$10=2016,profiles!L953)))))","v":0.41847778266608004},83.695556533216006,26.122556533216006,57.573,0,16.122556533216006,10,0,76.005739797624301,0,-26.122556533216006]
["h950",{"$f":"IF($C$10=2012,profiles!C954,IF($C$10=2013,profiles!E954,IF($C$10=2014,profiles!G954,IF($C$10=2015,profiles!I954,IF($C$10=2016,profiles!K954)))))","v":55.344999999999999},{"$f":"IF($C$10=2012,profiles!D954,IF($C$10=2013,profiles!F954,IF($C$10=2014,profiles!H954,IF($C$10=2015,profiles!J954,IF($C$10=2016,profiles!L954)))))","v":0.41162927115412817},82.325854230825641,26.980854230825642,55.344999999999999,0,16.980854230825642,10,0,84.105739797624295,0,-26.980854230825642]
["h951",{"$f":"IF($C$10=2012,profiles!C955,IF($C$10=2013,profiles!E955,IF($C$10=2014,profiles!G955,IF($C$10=2015,profiles!I955,IF($C$10=2016,profiles!K955)))))","v":53.743000000000002},{"$f":"IF($C$10=2012,profiles!D955,IF($C$10=2013,profiles!F955,IF($C$10=2014,profiles!H955,IF($C$10=2015,profiles!J955,IF($C$10=2016,profiles!L955)))))","v":0.39180231705528668},78.360463411057339,24.617463411057336,53.743000000000002,0,14.617463411057336,10,0,92.20573979762429,0,-24.617463411057336]
["h952",{"$f":"IF($C$10=2012,profiles!C956,IF($C$10=2013,profiles!E956,IF($C$10=2014,profiles!G956,IF($C$10=2015,profiles!I956,IF($C$10=2016,profiles!K956)))))","v":53.218000000000004},{"$f":"IF($C$10=2012,profiles!D956,IF($C$10=2013,profiles!F956,IF($C$10=2014,profiles!H956,IF($C$10=2015,profiles!J956,IF($C$10=2016,profiles!L956)))))","v":0.34975802903651559},69.951605807303125,16.733605807303121,53.218000000000004,0,6.7336058073031211,10,0,100.30573979762428,0,-16.733605807303121]
["h953",{"$f":"IF($C$10=2012,profiles!C957,IF($C$10=2013,profiles!E957,IF($C$10=2014,profiles!G957,IF($C$10=2015,profiles!I957,IF($C$10=2016,profiles!K957)))))","v":53.366},{"$f":"IF($C$10=2012,profiles!D957,IF($C$10=2013,profiles!F957,IF($C$10=2014,profiles!H957,IF($C$10=2015,profiles!J957,IF($C$10=2016,profiles!L957)))))","v":0.29309282886053672},58.618565772107345,5.2525657721073458,53.366,0,0,5.2525657721073458,0,104.56031807303124,0,-5.2525657721073458]
["h954",{"$f":"IF($C$10=2012,profiles!C958,IF($C$10=2013,profiles!E958,IF($C$10=2014,profiles!G958,IF($C$10=2015,profiles!I958,IF($C$10=2016,profiles!K958)))))","v":57.058999999999997},{"$f":"IF($C$10=2012,profiles!D958,IF($C$10=2013,profiles!F958,IF($C$10=2014,profiles!H958,IF($C$10=2015,profiles!J958,IF($C$10=2016,profiles!L958)))))","v":0.24842352251063204},49.684704502126408,0,49.684704502126408,7.3742954978735895,0,0,7.3742954978735895,96.596716023491723,0,7.3742954978735895]
["h955",{"$f":"IF($C$10=2012,profiles!C959,IF($C$10=2013,profiles!E959,IF($C$10=2014,profiles!G959,IF($C$10=2015,profiles!I959,IF($C$10=2016,profiles!K959)))))","v":61.295000000000002},{"$f":"IF($C$10=2012,profiles!D959,IF($C$10=2013,profiles!F959,IF($C$10=2014,profiles!H959,IF($C$10=2015,profiles!J959,IF($C$10=2016,profiles!L959)))))","v":0.2434667839859217},48.693356797184336,0,48.693356797184336,12.601643202815666,0,0,12.601643202815666,82.98803005932794,0,12.601643202815666]
["h956",{"$f":"IF($C$10=2012,profiles!C960,IF($C$10=2013,profiles!E960,IF($C$10=2014,profiles!G960,IF($C$10=2015,profiles!I960,IF($C$10=2016,profiles!K960)))))","v":60.158000000000001},{"$f":"IF($C$10=2012,profiles!D960,IF($C$10=2013,profiles!F960,IF($C$10=2014,profiles!H960,IF($C$10=2015,profiles!J960,IF($C$10=2016,profiles!L960)))))","v":0.2434667839859217},48.693356797184336,0,48.693356797184336,11.464643202815665,0,0,11.464643202815665,70.607205866222472,0,11.464643202815665]
["h957",{"$f":"IF($C$10=2012,profiles!C961,IF($C$10=2013,profiles!E961,IF($C$10=2014,profiles!G961,IF($C$10=2015,profiles!I961,IF($C$10=2016,profiles!K961)))))","v":57.652000000000001},{"$f":"IF($C$10=2012,profiles!D961,IF($C$10=2013,profiles!F961,IF($C$10=2014,profiles!H961,IF($C$10=2015,profiles!J961,IF($C$10=2016,profiles!L961)))))","v":0.23955125384953804},47.910250769907606,0,47.910250769907606,9.7417492300923954,0,0,9.7417492300923954,60.08695831752658,0,9.7417492300923954]
["h958",{"$f":"IF($C$10=2012,profiles!C962,IF($C$10=2013,profiles!E962,IF($C$10=2014,profiles!G962,IF($C$10=2015,profiles!I962,IF($C$10=2016,profiles!K962)))))","v":56.043999999999997},{"$f":"IF($C$10=2012,profiles!D962,IF($C$10=2013,profiles!F962,IF($C$10=2014,profiles!H962,IF($C$10=2015,profiles!J962,IF($C$10=2016,profiles!L962)))))","v":0.22998973456518551},45.997946913037104,0,45.997946913037104,10.046053086962893,0,0,10.046053086962893,49.238088893160608,0,10.046053086962893]
["h959",{"$f":"IF($C$10=2012,profiles!C963,IF($C$10=2013,profiles!E963,IF($C$10=2014,profiles!G963,IF($C$10=2015,profiles!I963,IF($C$10=2016,profiles!K963)))))","v":56.143000000000001},{"$f":"IF($C$10=2012,profiles!D963,IF($C$10=2013,profiles!F963,IF($C$10=2014,profiles!H963,IF($C$10=2015,profiles!J963,IF($C$10=2016,profiles!L963)))))","v":0.21762721806716528},43.525443613433055,0,43.525443613433055,12.617556386566946,0,0,12.617556386566946,35.612218065334531,0,12.617556386566946]
["h960",{"$f":"IF($C$10=2012,profiles!C964,IF($C$10=2013,profiles!E964,IF($C$10=2014,profiles!G964,IF($C$10=2015,profiles!I964,IF($C$10=2016,profiles!K964)))))","v":52.892000000000003},{"$f":"IF($C$10=2012,profiles!D964,IF($C$10=2013,profiles!F964,IF($C$10=2014,profiles!H964,IF($C$10=2015,profiles!J964,IF($C$10=2016,profiles!L964)))))","v":0.20654054846751724},41.308109693503447,0,41.308109693503447,11.583890306496556,0,0,11.583890306496556,23.102617302379286,0,11.583890306496556]
["h961",{"$f":"IF($C$10=2012,profiles!C965,IF($C$10=2013,profiles!E965,IF($C$10=2014,profiles!G965,IF($C$10=2015,profiles!I965,IF($C$10=2016,profiles!K965)))))","v":50.154000000000003},{"$f":"IF($C$10=2012,profiles!D965,IF($C$10=2013,profiles!F965,IF($C$10=2014,profiles!H965,IF($C$10=2015,profiles!J965,IF($C$10=2016,profiles!L965)))))","v":0.18957075001466017},37.914150002932033,{"$f":"D978-F978","v":0},{"$f":"MIN(D978,B978)","v":37.914150002932033},{"$f":"B978-F978","v":12.239849997067971},{"$f":"-MIN(-E978+$C$3,0)","v":0},{"$f":"E978-H978","v":0},12.239849997067971,9.8846367439905496,0,12.239849997067971]
["h962",{"$f":"IF($C$10=2012,profiles!C966,IF($C$10=2013,profiles!E966,IF($C$10=2014,profiles!G966,IF($C$10=2015,profiles!I966,IF($C$10=2016,profiles!K966)))))","v":48.850999999999999},{"$f":"IF($C$10=2012,profiles!D966,IF($C$10=2013,profiles!F966,IF($C$10=2014,profiles!H966,IF($C$10=2015,profiles!J966,IF($C$10=2016,profiles!L966)))))","v":0.16315311088957954},{"$f":"C979*$C$2","v":32.63062217791591},0,32.63062217791591,16.220377822084089,0,0,9.1531736249352491,0,{"$f":"MAX(G979-J979,0)","v":7.0672041971488397},{"$f":"B979-D979","v":16.220377822084089}]
["h963",{"$f":"IF($C$10=2012,profiles!C967,IF($C$10=2013,profiles!E967,IF($C$10=2014,profiles!G967,IF($C$10=2015,profiles!I967,IF($C$10=2016,profiles!K967)))))","v":48.405999999999999},{"$f":"IF($C$10=2012,profiles!D967,IF($C$10=2013,profiles!F967,IF($C$10=2014,profiles!H967,IF($C$10=2015,profiles!J967,IF($C$10=2016,profiles!L967)))))","v":0.14114818507007565},28.229637014015129,0,28.229637014015129,20.17636298598487,0,0,0,{"$f":"K979+I980*$F$2-J980/$F$3","v":0},20.17636298598487,20.17636298598487]
["h964",{"$f":"IF($C$10=2012,profiles!C968,IF($C$10=2013,profiles!E968,IF($C$10=2014,profiles!G968,IF($C$10=2015,profiles!I968,IF($C$10=2016,profiles!K968)))))","v":49.082000000000001},{"$f":"IF($C$10=2012,profiles!D968,IF($C$10=2013,profiles!F968,IF($C$10=2014,profiles!H968,IF($C$10=2015,profiles!J968,IF($C$10=2016,profiles!L968)))))","v":0.1198322875740339},23.96645751480678,0,23.96645751480678,25.11554248519322,0,0,0,0,25.11554248519322,25.11554248519322]
["h965",{"$f":"IF($C$10=2012,profiles!C969,IF($C$10=2013,profiles!E969,IF($C$10=2014,profiles!G969,IF($C$10=2015,profiles!I969,IF($C$10=2016,profiles!K969)))))","v":50.704000000000001},{"$f":"IF($C$10=2012,profiles!D969,IF($C$10=2013,profiles!F969,IF($C$10=2014,profiles!H969,IF($C$10=2015,profiles!J969,IF($C$10=2016,profiles!L969)))))","v":0.11319122735002639},22.638245470005277,0,22.638245470005277,28.065754529994724,0,0,0,0,28.065754529994724,28.065754529994724]
["h966",{"$f":"IF($C$10=2012,profiles!C970,IF($C$10=2013,profiles!E970,IF($C$10=2014,profiles!G970,IF($C$10=2015,profiles!I970,IF($C$10=2016,profiles!K970)))))","v":54.313000000000002},{"$f":"IF($C$10=2012,profiles!D970,IF($C$10=2013,profiles!F970,IF($C$10=2014,profiles!H970,IF($C$10=2015,profiles!J970,IF($C$10=2016,profiles!L970)))))","v":0.11355773177739988},22.711546355479975,0,22.711546355479975,31.601453644520028,0,0,0,0,31.601453644520028,31.601453644520028]
["h967",{"$f":"IF($C$10=2012,profiles!C971,IF($C$10=2013,profiles!E971,IF($C$10=2014,profiles!G971,IF($C$10=2015,profiles!I971,IF($C$10=2016,profiles!K971)))))","v":63.307000000000002},{"$f":"IF($C$10=2012,profiles!D971,IF($C$10=2013,profiles!F971,IF($C$10=2014,profiles!H971,IF($C$10=2015,profiles!J971,IF($C$10=2016,profiles!L971)))))","v":0.1257256787661995},25.145135753239899,0,25.145135753239899,38.161864246760103,0,0,0,0,38.161864246760103,38.161864246760103]
["h968",{"$f":"IF($C$10=2012,profiles!C972,IF($C$10=2013,profiles!E972,IF($C$10=2014,profiles!G972,IF($C$10=2015,profiles!I972,IF($C$10=2016,profiles!K972)))))","v":70.524000000000001},{"$f":"IF($C$10=2012,profiles!D972,IF($C$10=2013,profiles!F972,IF($C$10=2014,profiles!H972,IF($C$10=2015,profiles!J972,IF($C$10=2016,profiles!L972)))))","v":0.12742625930921245},25.485251861842489,0,25.485251861842489,45.038748138157516,0,0,{"$f":"MIN(MAX(0,G985),K984*$F$3)","v":0},0,45.038748138157516,45.038748138157516]
["h969",{"$f":"IF($C$10=2012,profiles!C973,IF($C$10=2013,profiles!E973,IF($C$10=2014,profiles!G973,IF($C$10=2015,profiles!I973,IF($C$10=2016,profiles!K973)))))","v":72.686999999999998},{"$f":"IF($C$10=2012,profiles!D973,IF($C$10=2013,profiles!F973,IF($C$10=2014,profiles!H973,IF($C$10=2015,profiles!J973,IF($C$10=2016,profiles!L973)))))","v":0.13063683809300417},26.127367618600832,0,26.127367618600832,46.559632381399169,0,0,0,0,46.559632381399169,46.559632381399169]
["h970",{"$f":"IF($C$10=2012,profiles!C974,IF($C$10=2013,profiles!E974,IF($C$10=2014,profiles!G974,IF($C$10=2015,profiles!I974,IF($C$10=2016,profiles!K974)))))","v":73.14},{"$f":"IF($C$10=2012,profiles!D974,IF($C$10=2013,profiles!F974,IF($C$10=2014,profiles!H974,IF($C$10=2015,profiles!J974,IF($C$10=2016,profiles!L974)))))","v":0.1606755409605348},32.135108192106962,0,32.135108192106962,41.004891807893038,0,0,0,0,41.004891807893038,41.004891807893038]
["h971",{"$f":"IF($C$10=2012,profiles!C975,IF($C$10=2013,profiles!E975,IF($C$10=2014,profiles!G975,IF($C$10=2015,profiles!I975,IF($C$10=2016,profiles!K975)))))","v":73.957999999999998},{"$f":"IF($C$10=2012,profiles!D975,IF($C$10=2013,profiles!F975,IF($C$10=2014,profiles!H975,IF($C$10=2015,profiles!J975,IF($C$10=2016,profiles!L975)))))","v":0.17432416583592331},34.864833167184663,0,34.864833167184663,39.093166832815335,0,0,0,0,39.093166832815335,39.093166832815335]
["h972",{"$f":"IF($C$10=2012,profiles!C976,IF($C$10=2013,profiles!E976,IF($C$10=2014,profiles!G976,IF($C$10=2015,profiles!I976,IF($C$10=2016,profiles!K976)))))","v":74.891999999999996},{"$f":"IF($C$10=2012,profiles!D976,IF($C$10=2013,profiles!F976,IF($C$10=2014,profiles!H976,IF($C$10=2015,profiles!J976,IF($C$10=2016,profiles!L976)))))","v":0.17702163842139212},35.404327684278428,0,35.404327684278428,39.487672315721568,0,0,0,0,39.487672315721568,39.487672315721568]
["h973",{"$f":"IF($C$10=2012,profiles!C977,IF($C$10=2013,profiles!E977,IF($C$10=2014,profiles!G977,IF($C$10=2015,profiles!I977,IF($C$10=2016,profiles!K977)))))","v":74.281000000000006},{"$f":"IF($C$10=2012,profiles!D977,IF($C$10=2013,profiles!F977,IF($C$10=2014,profiles!H977,IF($C$10=2015,profiles!J977,IF($C$10=2016,profiles!L977)))))","v":0.16239078168064269},32.478156336128535,0,32.478156336128535,41.802843663871471,0,0,0,0,41.802843663871471,41.802843663871471]
["h974",{"$f":"IF($C$10=2012,profiles!C978,IF($C$10=2013,profiles!E978,IF($C$10=2014,profiles!G978,IF($C$10=2015,profiles!I978,IF($C$10=2016,profiles!K978)))))","v":73.757000000000005},{"$f":"IF($C$10=2012,profiles!D978,IF($C$10=2013,profiles!F978,IF($C$10=2014,profiles!H978,IF($C$10=2015,profiles!J978,IF($C$10=2016,profiles!L978)))))","v":0.14479856916671555},28.959713833343109,0,28.959713833343109,44.797286166656896,0,0,0,0,44.797286166656896,44.797286166656896]
["h975",{"$f":"IF($C$10=2012,profiles!C979,IF($C$10=2013,profiles!E979,IF($C$10=2014,profiles!G979,IF($C$10=2015,profiles!I979,IF($C$10=2016,profiles!K979)))))","v":72.570999999999998},{"$f":"IF($C$10=2012,profiles!D979,IF($C$10=2013,profiles!F979,IF($C$10=2014,profiles!H979,IF($C$10=2015,profiles!J979,IF($C$10=2016,profiles!L979)))))","v":0.1136456928399695},22.7291385679939,0,22.7291385679939,49.841861432006098,0,0,0,0,49.841861432006098,49.841861432006098]
["h976",{"$f":"IF($C$10=2012,profiles!C980,IF($C$10=2013,profiles!E980,IF($C$10=2014,profiles!G980,IF($C$10=2015,profiles!I980,IF($C$10=2016,profiles!K980)))))","v":71.858000000000004},{"$f":"IF($C$10=2012,profiles!D980,IF($C$10=2013,profiles!F980,IF($C$10=2014,profiles!H980,IF($C$10=2015,profiles!J980,IF($C$10=2016,profiles!L980)))))","v":8.5014366973553038E-2},17.002873394710608,0,17.002873394710608,54.855126605289399,0,0,0,0,54.855126605289399,54.855126605289399]
["h977",{"$f":"IF($C$10=2012,profiles!C981,IF($C$10=2013,profiles!E981,IF($C$10=2014,profiles!G981,IF($C$10=2015,profiles!I981,IF($C$10=2016,profiles!K981)))))","v":70.984999999999999},{"$f":"IF($C$10=2012,profiles!D981,IF($C$10=2013,profiles!F981,IF($C$10=2014,profiles!H981,IF($C$10=2015,profiles!J981,IF($C$10=2016,profiles!L981)))))","v":7.4547000527766374E-2},14.909400105553274,0,14.909400105553274,56.075599894446725,0,0,0,0,56.075599894446725,56.075599894446725]
["h978",{"$f":"IF($C$10=2012,profiles!C982,IF($C$10=2013,profiles!E982,IF($C$10=2014,profiles!G982,IF($C$10=2015,profiles!I982,IF($C$10=2016,profiles!K982)))))","v":73.460999999999999},{"$f":"IF($C$10=2012,profiles!D982,IF($C$10=2013,profiles!F982,IF($C$10=2014,profiles!H982,IF($C$10=2015,profiles!J982,IF($C$10=2016,profiles!L982)))))","v":8.1686506773001821E-2},16.337301354600363,0,16.337301354600363,57.123698645399635,0,0,0,0,57.123698645399635,57.123698645399635]
["h979",{"$f":"IF($C$10=2012,profiles!C983,IF($C$10=2013,profiles!E983,IF($C$10=2014,profiles!G983,IF($C$10=2015,profiles!I983,IF($C$10=2016,profiles!K983)))))","v":75.713999999999999},{"$f":"IF($C$10=2012,profiles!D983,IF($C$10=2013,profiles!F983,IF($C$10=2014,profiles!H983,IF($C$10=2015,profiles!J983,IF($C$10=2016,profiles!L983)))))","v":9.7226294493637483E-2},19.445258898727495,0,19.445258898727495,56.268741101272504,0,0,0,0,56.268741101272504,56.268741101272504]
["h980",{"$f":"IF($C$10=2012,profiles!C984,IF($C$10=2013,profiles!E984,IF($C$10=2014,profiles!G984,IF($C$10=2015,profiles!I984,IF($C$10=2016,profiles!K984)))))","v":74.132000000000005},{"$f":"IF($C$10=2012,profiles!D984,IF($C$10=2013,profiles!F984,IF($C$10=2014,profiles!H984,IF($C$10=2015,profiles!J984,IF($C$10=2016,profiles!L984)))))","v":9.8545710432182021E-2},19.709142086436405,0,19.709142086436405,54.422857913563604,0,0,0,0,54.422857913563604,54.422857913563604]
["h981",{"$f":"IF($C$10=2012,profiles!C985,IF($C$10=2013,profiles!E985,IF($C$10=2014,profiles!G985,IF($C$10=2015,profiles!I985,IF($C$10=2016,profiles!K985)))))","v":69.674000000000007},{"$f":"IF($C$10=2012,profiles!D985,IF($C$10=2013,profiles!F985,IF($C$10=2014,profiles!H985,IF($C$10=2015,profiles!J985,IF($C$10=2016,profiles!L985)))))","v":9.8135225473523727E-2},19.627045094704744,0,19.627045094704744,50.046954905295266,0,0,0,0,50.046954905295266,50.046954905295266]
["h982",{"$f":"IF($C$10=2012,profiles!C986,IF($C$10=2013,profiles!E986,IF($C$10=2014,profiles!G986,IF($C$10=2015,profiles!I986,IF($C$10=2016,profiles!K986)))))","v":66.049000000000007},{"$f":"IF($C$10=2012,profiles!D986,IF($C$10=2013,profiles!F986,IF($C$10=2014,profiles!H986,IF($C$10=2015,profiles!J986,IF($C$10=2016,profiles!L986)))))","v":9.1670087374655485E-2},18.334017474931098,0,18.334017474931098,47.714982525068905,0,0,0,0,47.714982525068905,47.714982525068905]
["h983",{"$f":"IF($C$10=2012,profiles!C987,IF($C$10=2013,profiles!E987,IF($C$10=2014,profiles!G987,IF($C$10=2015,profiles!I987,IF($C$10=2016,profiles!K987)))))","v":63.012},{"$f":"IF($C$10=2012,profiles!D987,IF($C$10=2013,profiles!F987,IF($C$10=2014,profiles!H987,IF($C$10=2015,profiles!J987,IF($C$10=2016,profiles!L987)))))","v":8.234621474227409E-2},16.469242948454816,0,16.469242948454816,46.542757051545181,0,0,0,0,46.542757051545181,46.542757051545181]
["h984",{"$f":"IF($C$10=2012,profiles!C988,IF($C$10=2013,profiles!E988,IF($C$10=2014,profiles!G988,IF($C$10=2015,profiles!I988,IF($C$10=2016,profiles!K988)))))","v":57.914000000000001},{"$f":"IF($C$10=2012,profiles!D988,IF($C$10=2013,profiles!F988,IF($C$10=2014,profiles!H988,IF($C$10=2015,profiles!J988,IF($C$10=2016,profiles!L988)))))","v":7.2084090775816567E-2},14.416818155163313,0,14.416818155163313,43.497181844836689,0,0,0,0,43.497181844836689,43.497181844836689]
["h985",{"$f":"IF($C$10=2012,profiles!C989,IF($C$10=2013,profiles!E989,IF($C$10=2014,profiles!G989,IF($C$10=2015,profiles!I989,IF($C$10=2016,profiles!K989)))))","v":54.055999999999997},{"$f":"IF($C$10=2012,profiles!D989,IF($C$10=2013,profiles!F989,IF($C$10=2014,profiles!H989,IF($C$10=2015,profiles!J989,IF($C$10=2016,profiles!L989)))))","v":6.3451590685951256E-2},12.690318137190252,0,12.690318137190252,41.365681862809744,0,0,0,0,41.365681862809744,41.365681862809744]
["h986",{"$f":"IF($C$10=2012,profiles!C990,IF($C$10=2013,profiles!E990,IF($C$10=2014,profiles!G990,IF($C$10=2015,profiles!I990,IF($C$10=2016,profiles!K990)))))","v":51.941000000000003},{"$f":"IF($C$10=2012,profiles!D990,IF($C$10=2013,profiles!F990,IF($C$10=2014,profiles!H990,IF($C$10=2015,profiles!J990,IF($C$10=2016,profiles!L990)))))","v":6.7525387963247904E-2},13.505077592649581,0,13.505077592649581,38.435922407350418,0,0,0,0,38.435922407350418,38.435922407350418]
["h987",{"$f":"IF($C$10=2012,profiles!C991,IF($C$10=2013,profiles!E991,IF($C$10=2014,profiles!G991,IF($C$10=2015,profiles!I991,IF($C$10=2016,profiles!K991)))))","v":51.079000000000001},{"$f":"IF($C$10=2012,profiles!D991,IF($C$10=2013,profiles!F991,IF($C$10=2014,profiles!H991,IF($C$10=2015,profiles!J991,IF($C$10=2016,profiles!L991)))))","v":6.9532978707814955E-2},13.906595741562992,0,13.906595741562992,37.172404258437012,0,0,0,0,37.172404258437012,37.172404258437012]
["h988",{"$f":"IF($C$10=2012,profiles!C992,IF($C$10=2013,profiles!E992,IF($C$10=2014,profiles!G992,IF($C$10=2015,profiles!I992,IF($C$10=2016,profiles!K992)))))","v":51.296999999999997},{"$f":"IF($C$10=2012,profiles!D992,IF($C$10=2013,profiles!F992,IF($C$10=2014,profiles!H992,IF($C$10=2015,profiles!J992,IF($C$10=2016,profiles!L992)))))","v":7.8618425873008893E-2},15.723685174601778,0,15.723685174601778,35.573314825398221,0,0,0,0,35.573314825398221,35.573314825398221]
["h989",{"$f":"IF($C$10=2012,profiles!C993,IF($C$10=2013,profiles!E993,IF($C$10=2014,profiles!G993,IF($C$10=2015,profiles!I993,IF($C$10=2016,profiles!K993)))))","v":52.837000000000003},{"$f":"IF($C$10=2012,profiles!D993,IF($C$10=2013,profiles!F993,IF($C$10=2014,profiles!H993,IF($C$10=2015,profiles!J993,IF($C$10=2016,profiles!L993)))))","v":9.6935859673803138E-2},19.387171934760627,0,19.387171934760627,33.449828065239373,0,0,0,0,33.449828065239373,33.449828065239373]
["h990",{"$f":"IF($C$10=2012,profiles!C994,IF($C$10=2013,profiles!E994,IF($C$10=2014,profiles!G994,IF($C$10=2015,profiles!I994,IF($C$10=2016,profiles!K994)))))","v":56.341999999999999},{"$f":"IF($C$10=2012,profiles!D994,IF($C$10=2013,profiles!F994,IF($C$10=2014,profiles!H994,IF($C$10=2015,profiles!J994,IF($C$10=2016,profiles!L994)))))","v":0.11399305402910274},22.798610805820548,0,22.798610805820548,33.543389194179454,0,0,0,0,33.543389194179454,33.543389194179454]
["h991",{"$f":"IF($C$10=2012,profiles!C995,IF($C$10=2013,profiles!E995,IF($C$10=2014,profiles!G995,IF($C$10=2015,profiles!I995,IF($C$10=2016,profiles!K995)))))","v":64.787000000000006},{"$f":"IF($C$10=2012,profiles!D995,IF($C$10=2013,profiles!F995,IF($C$10=2014,profiles!H995,IF($C$10=2015,profiles!J995,IF($C$10=2016,profiles!L995)))))","v":0.11614718424407615},23.229436848815229,0,23.229436848815229,41.55756315118478,0,0,0,0,41.55756315118478,41.55756315118478]
["h992",{"$f":"IF($C$10=2012,profiles!C996,IF($C$10=2013,profiles!E996,IF($C$10=2014,profiles!G996,IF($C$10=2015,profiles!I996,IF($C$10=2016,profiles!K996)))))","v":71.506},{"$f":"IF($C$10=2012,profiles!D996,IF($C$10=2013,profiles!F996,IF($C$10=2014,profiles!H996,IF($C$10=2015,profiles!J996,IF($C$10=2016,profiles!L996)))))","v":0.11479902111633769},22.95980422326754,0,22.95980422326754,48.546195776732461,0,0,0,0,48.546195776732461,48.546195776732461]
["h993",{"$f":"IF($C$10=2012,profiles!C997,IF($C$10=2013,profiles!E997,IF($C$10=2014,profiles!G997,IF($C$10=2015,profiles!I997,IF($C$10=2016,profiles!K997)))))","v":73.474000000000004},{"$f":"IF($C$10=2012,profiles!D997,IF($C$10=2013,profiles!F997,IF($C$10=2014,profiles!H997,IF($C$10=2015,profiles!J997,IF($C$10=2016,profiles!L997)))))","v":0.12492489852141675},24.984979704283351,0,24.984979704283351,48.489020295716657,0,0,0,0,48.489020295716657,48.489020295716657]
["h994",{"$f":"IF($C$10=2012,profiles!C998,IF($C$10=2013,profiles!E998,IF($C$10=2014,profiles!G998,IF($C$10=2015,profiles!I998,IF($C$10=2016,profiles!K998)))))","v":73.67},{"$f":"IF($C$10=2012,profiles!D998,IF($C$10=2013,profiles!F998,IF($C$10=2014,profiles!H998,IF($C$10=2015,profiles!J998,IF($C$10=2016,profiles!L998)))))","v":0.15980129247812899},31.960258495625798,0,31.960258495625798,41.709741504374207,0,0,0,0,41.709741504374207,41.709741504374207]
["h995",{"$f":"IF($C$10=2012,profiles!C999,IF($C$10=2013,profiles!E999,IF($C$10=2014,profiles!G999,IF($C$10=2015,profiles!I999,IF($C$10=2016,profiles!K999)))))","v":74.676000000000002},{"$f":"IF($C$10=2012,profiles!D999,IF($C$10=2013,profiles!F999,IF($C$10=2014,profiles!H999,IF($C$10=2015,profiles!J999,IF($C$10=2016,profiles!L999)))))","v":0.21761111355343563},43.522222710687124,0,43.522222710687124,31.153777289312877,0,0,0,0,31.153777289312877,31.153777289312877]
["h996",{"$f":"IF($C$10=2012,profiles!C1000,IF($C$10=2013,profiles!E1000,IF($C$10=2014,profiles!G1000,IF($C$10=2015,profiles!I1000,IF($C$10=2016,profiles!K1000)))))","v":75.7},{"$f":"IF($C$10=2012,profiles!D1000,IF($C$10=2013,profiles!F1000,IF($C$10=2014,profiles!H1000,IF($C$10=2015,profiles!J1000,IF($C$10=2016,profiles!L1000)))))","v":0.2593309007781246},51.866180155624917,0,51.866180155624917,23.833819844375085,0,0,0,0,23.833819844375085,23.833819844375085]
["h997",{"$f":"IF($C$10=2012,profiles!C1001,IF($C$10=2013,profiles!E1001,IF($C$10=2014,profiles!G1001,IF($C$10=2015,profiles!I1001,IF($C$10=2016,profiles!K1001)))))","v":74.962000000000003},{"$f":"IF($C$10=2012,profiles!D1001,IF($C$10=2013,profiles!F1001,IF($C$10=2014,profiles!H1001,IF($C$10=2015,profiles!J1001,IF($C$10=2016,profiles!L1001)))))","v":0.28827244618337949},57.6544892366759,0,57.6544892366759,17.307510763324103,0,0,0,0,17.307510763324103,17.307510763324103]
["h998",{"$f":"IF($C$10=2012,profiles!C1002,IF($C$10=2013,profiles!E1002,IF($C$10=2014,profiles!G1002,IF($C$10=2015,profiles!I1002,IF($C$10=2016,profiles!K1002)))))","v":74.183000000000007},{"$f":"IF($C$10=2012,profiles!D1002,IF($C$10=2013,profiles!F1002,IF($C$10=2014,profiles!H1002,IF($C$10=2015,profiles!J1002,IF($C$10=2016,profiles!L1002)))))","v":0.30903708913995986},61.807417827991969,0,61.807417827991969,12.375582172008038,0,0,0,0,12.375582172008038,12.375582172008038]
["h999",{"$f":"IF($C$10=2012,profiles!C1003,IF($C$10=2013,profiles!E1003,IF($C$10=2014,profiles!G1003,IF($C$10=2015,profiles!I1003,IF($C$10=2016,profiles!K1003)))))","v":72.587999999999994},{"$f":"IF($C$10=2012,profiles!D1003,IF($C$10=2013,profiles!F1003,IF($C$10=2014,profiles!H1003,IF($C$10=2015,profiles!J1003,IF($C$10=2016,profiles!L1003)))))","v":0.28041793056959891},56.083586113919779,0,56.083586113919779,16.504413886080215,0,0,0,0,16.504413886080215,16.504413886080215]
["h1000",{"$f":"IF($C$10=2012,profiles!C1004,IF($C$10=2013,profiles!E1004,IF($C$10=2014,profiles!G1004,IF($C$10=2015,profiles!I1004,IF($C$10=2016,profiles!K1004)))))","v":71.445999999999998},{"$f":"IF($C$10=2012,profiles!D1004,IF($C$10=2013,profiles!F1004,IF($C$10=2014,profiles!H1004,IF($C$10=2015,profiles!J1004,IF($C$10=2016,profiles!L1004)))))","v":0.2263741738837356},45.27483477674712,0,45.27483477674712,26.171165223252878,0,0,0,0,26.171165223252878,26.171165223252878]
["h1001",{"$f":"IF($C$10=2012,profiles!C1005,IF($C$10=2013,profiles!E1005,IF($C$10=2014,profiles!G1005,IF($C$10=2015,profiles!I1005,IF($C$10=2016,profiles!K1005)))))","v":70.543000000000006},{"$f":"IF($C$10=2012,profiles!D1005,IF($C$10=2013,profiles!F1005,IF($C$10=2014,profiles!H1005,IF($C$10=2015,profiles!J1005,IF($C$10=2016,profiles!L1005)))))","v":0.17065986723523982},34.131973447047962,0,34.131973447047962,36.411026552952045,0,0,0,0,36.411026552952045,36.411026552952045]
["h1002",{"$f":"IF($C$10=2012,profiles!C1006,IF($C$10=2013,profiles!E1006,IF($C$10=2014,profiles!G1006,IF($C$10=2015,profiles!I1006,IF($C$10=2016,profiles!K1006)))))","v":72.674000000000007},{"$f":"IF($C$10=2012,profiles!D1006,IF($C$10=2013,profiles!F1006,IF($C$10=2014,profiles!H1006,IF($C$10=2015,profiles!J1006,IF($C$10=2016,profiles!L1006)))))","v":0.13318972465233511},26.637944930467022,0,26.637944930467022,46.036055069532985,0,0,0,0,46.036055069532985,46.036055069532985]
["h1003",{"$f":"IF($C$10=2012,profiles!C1007,IF($C$10=2013,profiles!E1007,IF($C$10=2014,profiles!G1007,IF($C$10=2015,profiles!I1007,IF($C$10=2016,profiles!K1007)))))","v":76.019000000000005},{"$f":"IF($C$10=2012,profiles!D1007,IF($C$10=2013,profiles!F1007,IF($C$10=2014,profiles!H1007,IF($C$10=2015,profiles!J1007,IF($C$10=2016,profiles!L1007)))))","v":0.14538180859014377},29.076361718028753,0,29.076361718028753,46.942638281971256,0,0,0,0,46.942638281971256,46.942638281971256]
["h1004",{"$f":"IF($C$10=2012,profiles!C1008,IF($C$10=2013,profiles!E1008,IF($C$10=2014,profiles!G1008,IF($C$10=2015,profiles!I1008,IF($C$10=2016,profiles!K1008)))))","v":74.572000000000003},{"$f":"IF($C$10=2012,profiles!D1008,IF($C$10=2013,profiles!F1008,IF($C$10=2014,profiles!H1008,IF($C$10=2015,profiles!J1008,IF($C$10=2016,profiles!L1008)))))","v":0.16509136735979837},33.018273471959674,0,33.018273471959674,41.553726528040329,0,0,0,0,41.553726528040329,41.553726528040329]
["h1005",{"$f":"IF($C$10=2012,profiles!C1009,IF($C$10=2013,profiles!E1009,IF($C$10=2014,profiles!G1009,IF($C$10=2015,profiles!I1009,IF($C$10=2016,profiles!K1009)))))","v":70.459999999999994},{"$f":"IF($C$10=2012,profiles!D1009,IF($C$10=2013,profiles!F1009,IF($C$10=2014,profiles!H1009,IF($C$10=2015,profiles!J1009,IF($C$10=2016,profiles!L1009)))))","v":0.18074178279919698},36.148356559839392,0,36.148356559839392,34.311643440160601,0,0,0,0,34.311643440160601,34.311643440160601]
["h1006",{"$f":"IF($C$10=2012,profiles!C1010,IF($C$10=2013,profiles!E1010,IF($C$10=2014,profiles!G1010,IF($C$10=2015,profiles!I1010,IF($C$10=2016,profiles!K1010)))))","v":66.980999999999995},{"$f":"IF($C$10=2012,profiles!D1010,IF($C$10=2013,profiles!F1010,IF($C$10=2014,profiles!H1010,IF($C$10=2015,profiles!J1010,IF($C$10=2016,profiles!L1010)))))","v":0.18507935112322504},37.015870224645006,0,37.015870224645006,29.965129775354988,0,0,0,0,29.965129775354988,29.965129775354988]
["h1007",{"$f":"IF($C$10=2012,profiles!C1011,IF($C$10=2013,profiles!E1011,IF($C$10=2014,profiles!G1011,IF($C$10=2015,profiles!I1011,IF($C$10=2016,profiles!K1011)))))","v":63.987000000000002},{"$f":"IF($C$10=2012,profiles!D1011,IF($C$10=2013,profiles!F1011,IF($C$10=2014,profiles!H1011,IF($C$10=2015,profiles!J1011,IF($C$10=2016,profiles!L1011)))))","v":0.17499743555926789},34.999487111853576,0,34.999487111853576,28.987512888146426,0,0,0,0,28.987512888146426,28.987512888146426]
["h1008",{"$f":"IF($C$10=2012,profiles!C1012,IF($C$10=2013,profiles!E1012,IF($C$10=2014,profiles!G1012,IF($C$10=2015,profiles!I1012,IF($C$10=2016,profiles!K1012)))))","v":59.018000000000001},{"$f":"IF($C$10=2012,profiles!D1012,IF($C$10=2013,profiles!F1012,IF($C$10=2014,profiles!H1012,IF($C$10=2015,profiles!J1012,IF($C$10=2016,profiles!L1012)))))","v":0.16910654884893245},33.821309769786488,0,33.821309769786488,25.196690230213513,0,0,0,0,25.196690230213513,25.196690230213513]
["h1009",{"$f":"IF($C$10=2012,profiles!C1013,IF($C$10=2013,profiles!E1013,IF($C$10=2014,profiles!G1013,IF($C$10=2015,profiles!I1013,IF($C$10=2016,profiles!K1013)))))","v":55.442999999999998},{"$f":"IF($C$10=2012,profiles!D1013,IF($C$10=2013,profiles!F1013,IF($C$10=2014,profiles!H1013,IF($C$10=2015,profiles!J1013,IF($C$10=2016,profiles!L1013)))))","v":0.14870705442824703},29.741410885649405,0,29.741410885649405,25.701589114350593,0,0,0,0,25.701589114350593,25.701589114350593]
["h1010",{"$f":"IF($C$10=2012,profiles!C1014,IF($C$10=2013,profiles!E1014,IF($C$10=2014,profiles!G1014,IF($C$10=2015,profiles!I1014,IF($C$10=2016,profiles!K1014)))))","v":53.307000000000002},{"$f":"IF($C$10=2012,profiles!D1014,IF($C$10=2013,profiles!F1014,IF($C$10=2014,profiles!H1014,IF($C$10=2015,profiles!J1014,IF($C$10=2016,profiles!L1014)))))","v":0.13133103801919274},26.266207603838549,0,26.266207603838549,27.040792396161454,0,0,0,0,27.040792396161454,27.040792396161454]
["h1011",{"$f":"IF($C$10=2012,profiles!C1015,IF($C$10=2013,profiles!E1015,IF($C$10=2014,profiles!G1015,IF($C$10=2015,profiles!I1015,IF($C$10=2016,profiles!K1015)))))","v":52.387},{"$f":"IF($C$10=2012,profiles!D1015,IF($C$10=2013,profiles!F1015,IF($C$10=2014,profiles!H1015,IF($C$10=2015,profiles!J1015,IF($C$10=2016,profiles!L1015)))))","v":0.11739799282103876},23.479598564207752,0,23.479598564207752,28.907401435792249,0,0,0,0,28.907401435792249,28.907401435792249]
["h1012",{"$f":"IF($C$10=2012,profiles!C1016,IF($C$10=2013,profiles!E1016,IF($C$10=2014,profiles!G1016,IF($C$10=2015,profiles!I1016,IF($C$10=2016,profiles!K1016)))))","v":52.656999999999996},{"$f":"IF($C$10=2012,profiles!D1016,IF($C$10=2013,profiles!F1016,IF($C$10=2014,profiles!H1016,IF($C$10=2015,profiles!J1016,IF($C$10=2016,profiles!L1016)))))","v":0.10766976778258003},21.533953556516007,0,21.533953556516007,31.12304644348399,0,0,0,0,31.12304644348399,31.12304644348399]
["h1013",{"$f":"IF($C$10=2012,profiles!C1017,IF($C$10=2013,profiles!E1017,IF($C$10=2014,profiles!G1017,IF($C$10=2015,profiles!I1017,IF($C$10=2016,profiles!K1017)))))","v":54.061},{"$f":"IF($C$10=2012,profiles!D1017,IF($C$10=2013,profiles!F1017,IF($C$10=2014,profiles!H1017,IF($C$10=2015,profiles!J1017,IF($C$10=2016,profiles!L1017)))))","v":0.11287085195223794},22.574170390447588,0,22.574170390447588,31.486829609552412,0,0,0,0,31.486829609552412,31.486829609552412]
["h1014",{"$f":"IF($C$10=2012,profiles!C1018,IF($C$10=2013,profiles!E1018,IF($C$10=2014,profiles!G1018,IF($C$10=2015,profiles!I1018,IF($C$10=2016,profiles!K1018)))))","v":57.524999999999999},{"$f":"IF($C$10=2012,profiles!D1018,IF($C$10=2013,profiles!F1018,IF($C$10=2014,profiles!H1018,IF($C$10=2015,profiles!J1018,IF($C$10=2016,profiles!L1018)))))","v":0.12215954875100725},24.431909750201449,0,24.431909750201449,33.09309024979855,0,0,0,0,33.09309024979855,33.09309024979855]
["h1015",{"$f":"IF($C$10=2012,profiles!C1019,IF($C$10=2013,profiles!E1019,IF($C$10=2014,profiles!G1019,IF($C$10=2015,profiles!I1019,IF($C$10=2016,profiles!K1019)))))","v":65.486999999999995},{"$f":"IF($C$10=2012,profiles!D1019,IF($C$10=2013,profiles!F1019,IF($C$10=2014,profiles!H1019,IF($C$10=2015,profiles!J1019,IF($C$10=2016,profiles!L1019)))))","v":0.11862867189216907},23.725734378433813,0,23.725734378433813,41.761265621566181,0,0,0,0,41.761265621566181,41.761265621566181]
["h1016",{"$f":"IF($C$10=2012,profiles!C1020,IF($C$10=2013,profiles!E1020,IF($C$10=2014,profiles!G1020,IF($C$10=2015,profiles!I1020,IF($C$10=2016,profiles!K1020)))))","v":71.721000000000004},{"$f":"IF($C$10=2012,profiles!D1020,IF($C$10=2013,profiles!F1020,IF($C$10=2014,profiles!H1020,IF($C$10=2015,profiles!J1020,IF($C$10=2016,profiles!L1020)))))","v":0.1148780309134862},22.975606182697238,0,22.975606182697238,48.745393817302769,0,0,0,0,48.745393817302769,48.745393817302769]
["h1017",{"$f":"IF($C$10=2012,profiles!C1021,IF($C$10=2013,profiles!E1021,IF($C$10=2014,profiles!G1021,IF($C$10=2015,profiles!I1021,IF($C$10=2016,profiles!K1021)))))","v":73.171000000000006},{"$f":"IF($C$10=2012,profiles!D1021,IF($C$10=2013,profiles!F1021,IF($C$10=2014,profiles!H1021,IF($C$10=2015,profiles!J1021,IF($C$10=2016,profiles!L1021)))))","v":0.12576368031646032},25.152736063292064,0,25.152736063292064,48.018263936707939,0,0,0,0,48.018263936707939,48.018263936707939]
["h1018",{"$f":"IF($C$10=2012,profiles!C1022,IF($C$10=2013,profiles!E1022,IF($C$10=2014,profiles!G1022,IF($C$10=2015,profiles!I1022,IF($C$10=2016,profiles!K1022)))))","v":72.977999999999994},{"$f":"IF($C$10=2012,profiles!D1022,IF($C$10=2013,profiles!F1022,IF($C$10=2014,profiles!H1022,IF($C$10=2015,profiles!J1022,IF($C$10=2016,profiles!L1022)))))","v":0.16633213683979195},33.266427367958393,0,33.266427367958393,39.711572632041602,0,0,0,0,39.711572632041602,39.711572632041602]
["h1019",{"$f":"IF($C$10=2012,profiles!C1023,IF($C$10=2013,profiles!E1023,IF($C$10=2014,profiles!G1023,IF($C$10=2015,profiles!I1023,IF($C$10=2016,profiles!K1023)))))","v":73.757000000000005},{"$f":"IF($C$10=2012,profiles!D1023,IF($C$10=2013,profiles!F1023,IF($C$10=2014,profiles!H1023,IF($C$10=2015,profiles!J1023,IF($C$10=2016,profiles!L1023)))))","v":0.21804995970991137},43.609991941982273,0,43.609991941982273,30.147008058017732,0,0,0,0,30.147008058017732,30.147008058017732]
["h1020",{"$f":"IF($C$10=2012,profiles!C1024,IF($C$10=2013,profiles!E1024,IF($C$10=2014,profiles!G1024,IF($C$10=2015,profiles!I1024,IF($C$10=2016,profiles!K1024)))))","v":74.793000000000006},{"$f":"IF($C$10=2012,profiles!D1024,IF($C$10=2013,profiles!F1024,IF($C$10=2014,profiles!H1024,IF($C$10=2015,profiles!J1024,IF($C$10=2016,profiles!L1024)))))","v":0.26639806607574534},53.27961321514907,0,53.27961321514907,21.513386784850937,0,0,0,0,21.513386784850937,21.513386784850937]
["h1021",{"$f":"IF($C$10=2012,profiles!C1025,IF($C$10=2013,profiles!E1025,IF($C$10=2014,profiles!G1025,IF($C$10=2015,profiles!I1025,IF($C$10=2016,profiles!K1025)))))","v":73.903999999999996},{"$f":"IF($C$10=2012,profiles!D1025,IF($C$10=2013,profiles!F1025,IF($C$10=2014,profiles!H1025,IF($C$10=2015,profiles!J1025,IF($C$10=2016,profiles!L1025)))))","v":0.29792689180279835},59.585378360559673,0,59.585378360559673,14.318621639440323,0,0,0,0,14.318621639440323,14.318621639440323]
["h1022",{"$f":"IF($C$10=2012,profiles!C1026,IF($C$10=2013,profiles!E1026,IF($C$10=2014,profiles!G1026,IF($C$10=2015,profiles!I1026,IF($C$10=2016,profiles!K1026)))))","v":72.875},{"$f":"IF($C$10=2012,profiles!D1026,IF($C$10=2013,profiles!F1026,IF($C$10=2014,profiles!H1026,IF($C$10=2015,profiles!J1026,IF($C$10=2016,profiles!L1026)))))","v":0.29234488315874296},58.468976631748589,0,58.468976631748589,14.406023368251411,0,0,0,0,14.406023368251411,14.406023368251411]
["h1023",{"$f":"IF($C$10=2012,profiles!C1027,IF($C$10=2013,profiles!E1027,IF($C$10=2014,profiles!G1027,IF($C$10=2015,profiles!I1027,IF($C$10=2016,profiles!K1027)))))","v":71.483000000000004},{"$f":"IF($C$10=2012,profiles!D1027,IF($C$10=2013,profiles!F1027,IF($C$10=2014,profiles!H1027,IF($C$10=2015,profiles!J1027,IF($C$10=2016,profiles!L1027)))))","v":0.27310819720167023},54.62163944033405,0,54.62163944033405,16.861360559665954,0,0,0,0,16.861360559665954,16.861360559665954]
["h1024",{"$f":"IF($C$10=2012,profiles!C1028,IF($C$10=2013,profiles!E1028,IF($C$10=2014,profiles!G1028,IF($C$10=2015,profiles!I1028,IF($C$10=2016,profiles!K1028)))))","v":70.319000000000003},{"$f":"IF($C$10=2012,profiles!D1028,IF($C$10=2013,profiles!F1028,IF($C$10=2014,profiles!H1028,IF($C$10=2015,profiles!J1028,IF($C$10=2016,profiles!L1028)))))","v":0.23139696725514614},46.279393451029229,0,46.279393451029229,24.039606548970774,0,0,0,0,24.039606548970774,24.039606548970774]
["h1025",{"$f":"IF($C$10=2012,profiles!C1029,IF($C$10=2013,profiles!E1029,IF($C$10=2014,profiles!G1029,IF($C$10=2015,profiles!I1029,IF($C$10=2016,profiles!K1029)))))","v":69.233000000000004},{"$f":"IF($C$10=2012,profiles!D1029,IF($C$10=2013,profiles!F1029,IF($C$10=2014,profiles!H1029,IF($C$10=2015,profiles!J1029,IF($C$10=2016,profiles!L1029)))))","v":0.16542377847776721},33.08475569555344,{"$f":"D1042-F1042","v":0},{"$f":"MIN(D1042,B1042)","v":33.08475569555344},{"$f":"B1042-F1042","v":36.148244304446564},{"$f":"-MIN(-E1042+$C$3,0)","v":0},{"$f":"E1042-H1042","v":0},0,0,36.148244304446564,36.148244304446564]
["h1026",{"$f":"IF($C$10=2012,profiles!C1030,IF($C$10=2013,profiles!E1030,IF($C$10=2014,profiles!G1030,IF($C$10=2015,profiles!I1030,IF($C$10=2016,profiles!K1030)))))","v":72.046999999999997},{"$f":"IF($C$10=2012,profiles!D1030,IF($C$10=2013,profiles!F1030,IF($C$10=2014,profiles!H1030,IF($C$10=2015,profiles!J1030,IF($C$10=2016,profiles!L1030)))))","v":0.13849534832612995},{"$f":"C1043*$C$2","v":27.699069665225988},0,27.699069665225988,44.347930334774006,0,0,0,0,{"$f":"MAX(G1043-J1043,0)","v":44.347930334774006},{"$f":"B1043-D1043","v":44.347930334774006}]
["h1027",{"$f":"IF($C$10=2012,profiles!C1031,IF($C$10=2013,profiles!E1031,IF($C$10=2014,profiles!G1031,IF($C$10=2015,profiles!I1031,IF($C$10=2016,profiles!K1031)))))","v":76.091999999999999},{"$f":"IF($C$10=2012,profiles!D1031,IF($C$10=2013,profiles!F1031,IF($C$10=2014,profiles!H1031,IF($C$10=2015,profiles!J1031,IF($C$10=2016,profiles!L1031)))))","v":0.16873489121676069},33.746978243352139,0,33.746978243352139,42.34502175664786,0,0,0,{"$f":"K1043+I1044*$F$2-J1044/$F$3","v":0},42.34502175664786,42.34502175664786]
["h1028",{"$f":"IF($C$10=2012,profiles!C1032,IF($C$10=2013,profiles!E1032,IF($C$10=2014,profiles!G1032,IF($C$10=2015,profiles!I1032,IF($C$10=2016,profiles!K1032)))))","v":74.564999999999998},{"$f":"IF($C$10=2012,profiles!D1032,IF($C$10=2013,profiles!F1032,IF($C$10=2014,profiles!H1032,IF($C$10=2015,profiles!J1032,IF($C$10=2016,profiles!L1032)))))","v":0.22026225184968135},44.052450369936267,0,44.052450369936267,30.512549630063731,0,0,0,0,30.512549630063731,30.512549630063731]
["h1029",{"$f":"IF($C$10=2012,profiles!C1033,IF($C$10=2013,profiles!E1033,IF($C$10=2014,profiles!G1033,IF($C$10=2015,profiles!I1033,IF($C$10=2016,profiles!K1033)))))","v":70.12},{"$f":"IF($C$10=2012,profiles!D1033,IF($C$10=2013,profiles!F1033,IF($C$10=2014,profiles!H1033,IF($C$10=2015,profiles!J1033,IF($C$10=2016,profiles!L1033)))))","v":0.25662588821331772},51.325177642663547,0,51.325177642663547,18.794822357336457,0,0,0,0,18.794822357336457,18.794822357336457]
["h1030",{"$f":"IF($C$10=2012,profiles!C1034,IF($C$10=2013,profiles!E1034,IF($C$10=2014,profiles!G1034,IF($C$10=2015,profiles!I1034,IF($C$10=2016,profiles!K1034)))))","v":66.512},{"$f":"IF($C$10=2012,profiles!D1034,IF($C$10=2013,profiles!F1034,IF($C$10=2014,profiles!H1034,IF($C$10=2015,profiles!J1034,IF($C$10=2016,profiles!L1034)))))","v":0.27200937660244673},54.401875320489346,0,54.401875320489346,12.110124679510655,0,0,0,0,12.110124679510655,12.110124679510655]
["h1031",{"$f":"IF($C$10=2012,profiles!C1035,IF($C$10=2013,profiles!E1035,IF($C$10=2014,profiles!G1035,IF($C$10=2015,profiles!I1035,IF($C$10=2016,profiles!K1035)))))","v":63.780999999999999},{"$f":"IF($C$10=2012,profiles!D1035,IF($C$10=2013,profiles!F1035,IF($C$10=2014,profiles!H1035,IF($C$10=2015,profiles!J1035,IF($C$10=2016,profiles!L1035)))))","v":0.25916050106219324},51.832100212438647,0,51.832100212438647,11.948899787561352,0,0,0,0,11.948899787561352,11.948899787561352]
["h1032",{"$f":"IF($C$10=2012,profiles!C1036,IF($C$10=2013,profiles!E1036,IF($C$10=2014,profiles!G1036,IF($C$10=2015,profiles!I1036,IF($C$10=2016,profiles!K1036)))))","v":59.075000000000003},{"$f":"IF($C$10=2012,profiles!D1036,IF($C$10=2013,profiles!F1036,IF($C$10=2014,profiles!H1036,IF($C$10=2015,profiles!J1036,IF($C$10=2016,profiles!L1036)))))","v":0.27171635777598713},54.343271555197425,0,54.343271555197425,4.7317284448025774,0,0,{"$f":"MIN(MAX(0,G1049),K1048*$F$3)","v":0},0,4.7317284448025774,4.7317284448025774]
["h1033",{"$f":"IF($C$10=2012,profiles!C1037,IF($C$10=2013,profiles!E1037,IF($C$10=2014,profiles!G1037,IF($C$10=2015,profiles!I1037,IF($C$10=2016,profiles!K1037)))))","v":55.271999999999998},{"$f":"IF($C$10=2012,profiles!D1037,IF($C$10=2013,profiles!F1037,IF($C$10=2014,profiles!H1037,IF($C$10=2015,profiles!J1037,IF($C$10=2016,profiles!L1037)))))","v":0.27809177965853515},55.618355931707029,0.34635593170703061,55.271999999999998,0,0,0.34635593170703061,0,0.28054830468269482,0,-0.34635593170703061]
["h1034",{"$f":"IF($C$10=2012,profiles!C1038,IF($C$10=2013,profiles!E1038,IF($C$10=2014,profiles!G1038,IF($C$10=2015,profiles!I1038,IF($C$10=2016,profiles!K1038)))))","v":53.033999999999999},{"$f":"IF($C$10=2012,profiles!D1038,IF($C$10=2013,profiles!F1038,IF($C$10=2014,profiles!H1038,IF($C$10=2015,profiles!J1038,IF($C$10=2016,profiles!L1038)))))","v":0.27340615573842503},54.681231147685004,1.6472311476850052,53.033999999999999,0,0,1.6472311476850052,0,1.6148055343075491,0,-1.6472311476850052]
["h1035",{"$f":"IF($C$10=2012,profiles!C1039,IF($C$10=2013,profiles!E1039,IF($C$10=2014,profiles!G1039,IF($C$10=2015,profiles!I1039,IF($C$10=2016,profiles!K1039)))))","v":52.131},{"$f":"IF($C$10=2012,profiles!D1039,IF($C$10=2013,profiles!F1039,IF($C$10=2014,profiles!H1039,IF($C$10=2015,profiles!J1039,IF($C$10=2016,profiles!L1039)))))","v":0.27144405072187894},54.288810144375788,2.1578101443757873,52.131,0,0,2.1578101443757873,0,3.362631751251937,0,-2.1578101443757873]
["h1036",{"$f":"IF($C$10=2012,profiles!C1040,IF($C$10=2013,profiles!E1040,IF($C$10=2014,profiles!G1040,IF($C$10=2015,profiles!I1040,IF($C$10=2016,profiles!K1040)))))","v":52.439},{"$f":"IF($C$10=2012,profiles!D1040,IF($C$10=2013,profiles!F1040,IF($C$10=2014,profiles!H1040,IF($C$10=2015,profiles!J1040,IF($C$10=2016,profiles!L1040)))))","v":0.26476703663572204},52.953407327144411,0.5144073271444114,52.439,0,0,0.5144073271444114,0,3.7793016862389104,0,-0.5144073271444114]
["h1037",{"$f":"IF($C$10=2012,profiles!C1041,IF($C$10=2013,profiles!E1041,IF($C$10=2014,profiles!G1041,IF($C$10=2015,profiles!I1041,IF($C$10=2016,profiles!K1041)))))","v":53.872999999999998},{"$f":"IF($C$10=2012,profiles!D1041,IF($C$10=2013,profiles!F1041,IF($C$10=2014,profiles!H1041,IF($C$10=2015,profiles!J1041,IF($C$10=2016,profiles!L1041)))))","v":0.26697806542302399},53.395613084604797,0,53.395613084604797,0.47738691539520062,0,0,0.47738691539520062,3.2637650605421493,0,0.47738691539520062]
["h1038",{"$f":"IF($C$10=2012,profiles!C1042,IF($C$10=2013,profiles!E1042,IF($C$10=2014,profiles!G1042,IF($C$10=2015,profiles!I1042,IF($C$10=2016,profiles!K1042)))))","v":57.414999999999999},{"$f":"IF($C$10=2012,profiles!D1042,IF($C$10=2013,profiles!F1042,IF($C$10=2014,profiles!H1042,IF($C$10=2015,profiles!J1042,IF($C$10=2016,profiles!L1042)))))","v":0.25259905701818608},50.519811403637213,0,50.519811403637213,6.8951885963627859,0,0,3.0222464460620304,0,3.8729421503007555,6.8951885963627859]
["h1039",{"$f":"IF($C$10=2012,profiles!C1043,IF($C$10=2013,profiles!E1043,IF($C$10=2014,profiles!G1043,IF($C$10=2015,profiles!I1043,IF($C$10=2016,profiles!K1043)))))","v":65.438000000000002},{"$f":"IF($C$10=2012,profiles!D1043,IF($C$10=2013,profiles!F1043,IF($C$10=2014,profiles!H1043,IF($C$10=2015,profiles!J1043,IF($C$10=2016,profiles!L1043)))))","v":0.24756201130406771},49.512402260813545,0,49.512402260813545,15.925597739186458,0,0,0,0,15.925597739186458,15.925597739186458]
["h1040",{"$f":"IF($C$10=2012,profiles!C1044,IF($C$10=2013,profiles!E1044,IF($C$10=2014,profiles!G1044,IF($C$10=2015,profiles!I1044,IF($C$10=2016,profiles!K1044)))))","v":71.436999999999998},{"$f":"IF($C$10=2012,profiles!D1044,IF($C$10=2013,profiles!F1044,IF($C$10=2014,profiles!H1044,IF($C$10=2015,profiles!J1044,IF($C$10=2016,profiles!L1044)))))","v":0.22278677482648548},44.557354965297094,0,44.557354965297094,26.879645034702904,0,0,0,0,26.879645034702904,26.879645034702904]
["h1041",{"$f":"IF($C$10=2012,profiles!C1045,IF($C$10=2013,profiles!E1045,IF($C$10=2014,profiles!G1045,IF($C$10=2015,profiles!I1045,IF($C$10=2016,profiles!K1045)))))","v":72.52},{"$f":"IF($C$10=2012,profiles!D1045,IF($C$10=2013,profiles!F1045,IF($C$10=2014,profiles!H1045,IF($C$10=2015,profiles!J1045,IF($C$10=2016,profiles!L1045)))))","v":0.23609687527454828},47.219375054909655,0,47.219375054909655,25.300624945090341,0,0,0,0,25.300624945090341,25.300624945090341]
["h1042",{"$f":"IF($C$10=2012,profiles!C1046,IF($C$10=2013,profiles!E1046,IF($C$10=2014,profiles!G1046,IF($C$10=2015,profiles!I1046,IF($C$10=2016,profiles!K1046)))))","v":72.763999999999996},{"$f":"IF($C$10=2012,profiles!D1046,IF($C$10=2013,profiles!F1046,IF($C$10=2014,profiles!H1046,IF($C$10=2015,profiles!J1046,IF($C$10=2016,profiles!L1046)))))","v":0.28191349166837498},56.382698333674995,0,56.382698333674995,16.381301666325001,0,0,0,0,16.381301666325001,16.381301666325001]
["h1043",{"$f":"IF($C$10=2012,profiles!C1047,IF($C$10=2013,profiles!E1047,IF($C$10=2014,profiles!G1047,IF($C$10=2015,profiles!I1047,IF($C$10=2016,profiles!K1047)))))","v":73.709000000000003},{"$f":"IF($C$10=2012,profiles!D1047,IF($C$10=2013,profiles!F1047,IF($C$10=2014,profiles!H1047,IF($C$10=2015,profiles!J1047,IF($C$10=2016,profiles!L1047)))))","v":0.31317538876035961},62.635077752071922,0,62.635077752071922,11.073922247928081,0,0,0,0,11.073922247928081,11.073922247928081]
["h1044",{"$f":"IF($C$10=2012,profiles!C1048,IF($C$10=2013,profiles!E1048,IF($C$10=2014,profiles!G1048,IF($C$10=2015,profiles!I1048,IF($C$10=2016,profiles!K1048)))))","v":75.064999999999998},{"$f":"IF($C$10=2012,profiles!D1048,IF($C$10=2013,profiles!F1048,IF($C$10=2014,profiles!H1048,IF($C$10=2015,profiles!J1048,IF($C$10=2016,profiles!L1048)))))","v":0.29774211497349695},59.548422994699393,0,59.548422994699393,15.516577005300604,0,0,0,0,15.516577005300604,15.516577005300604]
["h1045",{"$f":"IF($C$10=2012,profiles!C1049,IF($C$10=2013,profiles!E1049,IF($C$10=2014,profiles!G1049,IF($C$10=2015,profiles!I1049,IF($C$10=2016,profiles!K1049)))))","v":74.775999999999996},{"$f":"IF($C$10=2012,profiles!D1049,IF($C$10=2013,profiles!F1049,IF($C$10=2014,profiles!H1049,IF($C$10=2015,profiles!J1049,IF($C$10=2016,profiles!L1049)))))","v":0.23296336427797465},46.592672855594927,0,46.592672855594927,28.183327144405069,0,0,0,0,28.183327144405069,28.183327144405069]
["h1046",{"$f":"IF($C$10=2012,profiles!C1050,IF($C$10=2013,profiles!E1050,IF($C$10=2014,profiles!G1050,IF($C$10=2015,profiles!I1050,IF($C$10=2016,profiles!K1050)))))","v":73.947000000000003},{"$f":"IF($C$10=2012,profiles!D1050,IF($C$10=2013,profiles!F1050,IF($C$10=2014,profiles!H1050,IF($C$10=2015,profiles!J1050,IF($C$10=2016,profiles!L1050)))))","v":0.15421559727062406},30.84311945412481,0,30.84311945412481,43.103880545875192,0,0,0,0,43.103880545875192,43.103880545875192]
["h1047",{"$f":"IF($C$10=2012,profiles!C1051,IF($C$10=2013,profiles!E1051,IF($C$10=2014,profiles!G1051,IF($C$10=2015,profiles!I1051,IF($C$10=2016,profiles!K1051)))))","v":72.986999999999995},{"$f":"IF($C$10=2012,profiles!D1051,IF($C$10=2013,profiles!F1051,IF($C$10=2014,profiles!H1051,IF($C$10=2015,profiles!J1051,IF($C$10=2016,profiles!L1051)))))","v":0.11844378715553343},23.688757431106687,0,23.688757431106687,49.298242568893308,0,0,0,0,49.298242568893308,49.298242568893308]
["h1048",{"$f":"IF($C$10=2012,profiles!C1052,IF($C$10=2013,profiles!E1052,IF($C$10=2014,profiles!G1052,IF($C$10=2015,profiles!I1052,IF($C$10=2016,profiles!K1052)))))","v":72.843999999999994},{"$f":"IF($C$10=2012,profiles!D1052,IF($C$10=2013,profiles!F1052,IF($C$10=2014,profiles!H1052,IF($C$10=2015,profiles!J1052,IF($C$10=2016,profiles!L1052)))))","v":0.10293730049491903},20.587460098983808,0,20.587460098983808,52.256539901016183,0,0,0,0,52.256539901016183,52.256539901016183]
["h1049",{"$f":"IF($C$10=2012,profiles!C1053,IF($C$10=2013,profiles!E1053,IF($C$10=2014,profiles!G1053,IF($C$10=2015,profiles!I1053,IF($C$10=2016,profiles!K1053)))))","v":71.994},{"$f":"IF($C$10=2012,profiles!D1053,IF($C$10=2013,profiles!F1053,IF($C$10=2014,profiles!H1053,IF($C$10=2015,profiles!J1053,IF($C$10=2016,profiles!L1053)))))","v":0.10293730049491903},20.587460098983808,0,20.587460098983808,51.406539901016188,0,0,0,0,51.406539901016188,51.406539901016188]
["h1050",{"$f":"IF($C$10=2012,profiles!C1054,IF($C$10=2013,profiles!E1054,IF($C$10=2014,profiles!G1054,IF($C$10=2015,profiles!I1054,IF($C$10=2016,profiles!K1054)))))","v":73.929000000000002},{"$f":"IF($C$10=2012,profiles!D1054,IF($C$10=2013,profiles!F1054,IF($C$10=2014,profiles!H1054,IF($C$10=2015,profiles!J1054,IF($C$10=2016,profiles!L1054)))))","v":9.3419626907195366E-2},18.683925381439074,0,18.683925381439074,55.245074618560928,0,0,0,0,55.245074618560928,55.245074618560928]
["h1051",{"$f":"IF($C$10=2012,profiles!C1055,IF($C$10=2013,profiles!E1055,IF($C$10=2014,profiles!G1055,IF($C$10=2015,profiles!I1055,IF($C$10=2016,profiles!K1055)))))","v":75.539000000000001},{"$f":"IF($C$10=2012,profiles!D1055,IF($C$10=2013,profiles!F1055,IF($C$10=2014,profiles!H1055,IF($C$10=2015,profiles!J1055,IF($C$10=2016,profiles!L1055)))))","v":8.6742612821038456E-2},17.348522564207691,0,17.348522564207691,58.19047743579231,0,0,0,0,58.19047743579231,58.19047743579231]
["h1052",{"$f":"IF($C$10=2012,profiles!C1056,IF($C$10=2013,profiles!E1056,IF($C$10=2014,profiles!G1056,IF($C$10=2015,profiles!I1056,IF($C$10=2016,profiles!K1056)))))","v":74.064999999999998},{"$f":"IF($C$10=2012,profiles!D1056,IF($C$10=2013,profiles!F1056,IF($C$10=2014,profiles!H1056,IF($C$10=2015,profiles!J1056,IF($C$10=2016,profiles!L1056)))))","v":9.4268896242715325E-2},18.853779248543066,0,18.853779248543066,55.211220751456935,0,0,0,0,55.211220751456935,55.211220751456935]
["h1053",{"$f":"IF($C$10=2012,profiles!C1057,IF($C$10=2013,profiles!E1057,IF($C$10=2014,profiles!G1057,IF($C$10=2015,profiles!I1057,IF($C$10=2016,profiles!K1057)))))","v":69.527000000000001},{"$f":"IF($C$10=2012,profiles!D1057,IF($C$10=2013,profiles!F1057,IF($C$10=2014,profiles!H1057,IF($C$10=2015,profiles!J1057,IF($C$10=2016,profiles!L1057)))))","v":0.11163498989662342},22.326997979324684,0,22.326997979324684,47.200002020675313,0,0,0,0,47.200002020675313,47.200002020675313]
["h1054",{"$f":"IF($C$10=2012,profiles!C1058,IF($C$10=2013,profiles!E1058,IF($C$10=2014,profiles!G1058,IF($C$10=2015,profiles!I1058,IF($C$10=2016,profiles!K1058)))))","v":66.069000000000003},{"$f":"IF($C$10=2012,profiles!D1058,IF($C$10=2013,profiles!F1058,IF($C$10=2014,profiles!H1058,IF($C$10=2015,profiles!J1058,IF($C$10=2016,profiles!L1058)))))","v":0.12845930828476879},25.691861656953758,0,25.691861656953758,40.377138343046241,0,0,0,0,40.377138343046241,40.377138343046241]
["h1055",{"$f":"IF($C$10=2012,profiles!C1059,IF($C$10=2013,profiles!E1059,IF($C$10=2014,profiles!G1059,IF($C$10=2015,profiles!I1059,IF($C$10=2016,profiles!K1059)))))","v":63.207999999999998},{"$f":"IF($C$10=2012,profiles!D1059,IF($C$10=2013,profiles!F1059,IF($C$10=2014,profiles!H1059,IF($C$10=2015,profiles!J1059,IF($C$10=2016,profiles!L1059)))))","v":0.14685038217120097},29.370076434240193,0,29.370076434240193,33.837923565759809,0,0,0,0,33.837923565759809,33.837923565759809]
["h1056",{"$f":"IF($C$10=2012,profiles!C1060,IF($C$10=2013,profiles!E1060,IF($C$10=2014,profiles!G1060,IF($C$10=2015,profiles!I1060,IF($C$10=2016,profiles!K1060)))))","v":58.511000000000003},{"$f":"IF($C$10=2012,profiles!D1060,IF($C$10=2013,profiles!F1060,IF($C$10=2014,profiles!H1060,IF($C$10=2015,profiles!J1060,IF($C$10=2016,profiles!L1060)))))","v":0.1585790845462266},31.715816909245319,0,31.715816909245319,26.795183090754684,0,0,0,0,26.795183090754684,26.795183090754684]
["h1057",{"$f":"IF($C$10=2012,profiles!C1061,IF($C$10=2013,profiles!E1061,IF($C$10=2014,profiles!G1061,IF($C$10=2015,profiles!I1061,IF($C$10=2016,profiles!K1061)))))","v":55.154000000000003},{"$f":"IF($C$10=2012,profiles!D1061,IF($C$10=2013,profiles!F1061,IF($C$10=2014,profiles!H1061,IF($C$10=2015,profiles!J1061,IF($C$10=2016,profiles!L1061)))))","v":0.17331283853022983},34.662567706045962,0,34.662567706045962,20.491432293954041,0,0,0,0,20.491432293954041,20.491432293954041]
["h1058",{"$f":"IF($C$10=2012,profiles!C1062,IF($C$10=2013,profiles!E1062,IF($C$10=2014,profiles!G1062,IF($C$10=2015,profiles!I1062,IF($C$10=2016,profiles!K1062)))))","v":53.203000000000003},{"$f":"IF($C$10=2012,profiles!D1062,IF($C$10=2013,profiles!F1062,IF($C$10=2014,profiles!H1062,IF($C$10=2015,profiles!J1062,IF($C$10=2016,profiles!L1062)))))","v":0.17631386327038501},35.262772654077004,0,35.262772654077004,17.940227345922999,0,0,0,0,17.940227345922999,17.940227345922999]
["h1059",{"$f":"IF($C$10=2012,profiles!C1063,IF($C$10=2013,profiles!E1063,IF($C$10=2014,profiles!G1063,IF($C$10=2015,profiles!I1063,IF($C$10=2016,profiles!K1063)))))","v":52.283000000000001},{"$f":"IF($C$10=2012,profiles!D1063,IF($C$10=2013,profiles!F1063,IF($C$10=2014,profiles!H1063,IF($C$10=2015,profiles!J1063,IF($C$10=2016,profiles!L1063)))))","v":0.18014931927975406},36.029863855950808,0,36.029863855950808,16.253136144049193,0,0,0,0,16.253136144049193,16.253136144049193]
["h1060",{"$f":"IF($C$10=2012,profiles!C1064,IF($C$10=2013,profiles!E1064,IF($C$10=2014,profiles!G1064,IF($C$10=2015,profiles!I1064,IF($C$10=2016,profiles!K1064)))))","v":52.744999999999997},{"$f":"IF($C$10=2012,profiles!D1064,IF($C$10=2013,profiles!F1064,IF($C$10=2014,profiles!H1064,IF($C$10=2015,profiles!J1064,IF($C$10=2016,profiles!L1064)))))","v":0.18304787000439174},36.609574000878347,0,36.609574000878347,16.135425999121651,0,0,0,0,16.135425999121651,16.135425999121651]
["h1061",{"$f":"IF($C$10=2012,profiles!C1065,IF($C$10=2013,profiles!E1065,IF($C$10=2014,profiles!G1065,IF($C$10=2015,profiles!I1065,IF($C$10=2016,profiles!K1065)))))","v":54.228999999999999},{"$f":"IF($C$10=2012,profiles!D1065,IF($C$10=2013,profiles!F1065,IF($C$10=2014,profiles!H1065,IF($C$10=2015,profiles!J1065,IF($C$10=2016,profiles!L1065)))))","v":0.18439467135119308},36.878934270238616,0,36.878934270238616,17.350065729761383,0,0,0,0,17.350065729761383,17.350065729761383]
["h1062",{"$f":"IF($C$10=2012,profiles!C1066,IF($C$10=2013,profiles!E1066,IF($C$10=2014,profiles!G1066,IF($C$10=2015,profiles!I1066,IF($C$10=2016,profiles!K1066)))))","v":57.235999999999997},{"$f":"IF($C$10=2012,profiles!D1066,IF($C$10=2013,profiles!F1066,IF($C$10=2014,profiles!H1066,IF($C$10=2015,profiles!J1066,IF($C$10=2016,profiles!L1066)))))","v":0.17420582637973941},34.84116527594788,0,34.84116527594788,22.394834724052117,0,0,0,0,22.394834724052117,22.394834724052117]
["h1063",{"$f":"IF($C$10=2012,profiles!C1067,IF($C$10=2013,profiles!E1067,IF($C$10=2014,profiles!G1067,IF($C$10=2015,profiles!I1067,IF($C$10=2016,profiles!K1067)))))","v":65.269000000000005},{"$f":"IF($C$10=2012,profiles!D1067,IF($C$10=2013,profiles!F1067,IF($C$10=2014,profiles!H1067,IF($C$10=2015,profiles!J1067,IF($C$10=2016,profiles!L1067)))))","v":0.16496852583809105},32.993705167618209,0,32.993705167618209,32.275294832381796,0,0,0,0,32.275294832381796,32.275294832381796]
["h1064",{"$f":"IF($C$10=2012,profiles!C1068,IF($C$10=2013,profiles!E1068,IF($C$10=2014,profiles!G1068,IF($C$10=2015,profiles!I1068,IF($C$10=2016,profiles!K1068)))))","v":71.343999999999994},{"$f":"IF($C$10=2012,profiles!D1068,IF($C$10=2013,profiles!F1068,IF($C$10=2014,profiles!H1068,IF($C$10=2015,profiles!J1068,IF($C$10=2016,profiles!L1068)))))","v":0.16272873664178011},32.545747328356022,0,32.545747328356022,38.798252671643972,0,0,0,0,38.798252671643972,38.798252671643972]
["h1065",{"$f":"IF($C$10=2012,profiles!C1069,IF($C$10=2013,profiles!E1069,IF($C$10=2014,profiles!G1069,IF($C$10=2015,profiles!I1069,IF($C$10=2016,profiles!K1069)))))","v":72.843000000000004},{"$f":"IF($C$10=2012,profiles!D1069,IF($C$10=2013,profiles!F1069,IF($C$10=2014,profiles!H1069,IF($C$10=2015,profiles!J1069,IF($C$10=2016,profiles!L1069)))))","v":0.17811447811447811},35.622895622895626,0,35.622895622895626,37.220104377104377,0,0,0,0,37.220104377104377,37.220104377104377]
["h1066",{"$f":"IF($C$10=2012,profiles!C1070,IF($C$10=2013,profiles!E1070,IF($C$10=2014,profiles!G1070,IF($C$10=2015,profiles!I1070,IF($C$10=2016,profiles!K1070)))))","v":72.590999999999994},{"$f":"IF($C$10=2012,profiles!D1070,IF($C$10=2013,profiles!F1070,IF($C$10=2014,profiles!H1070,IF($C$10=2015,profiles!J1070,IF($C$10=2016,profiles!L1070)))))","v":0.23836919923876446},47.673839847752895,0,47.673839847752895,24.917160152247099,0,0,0,0,24.917160152247099,24.917160152247099]
["h1067",{"$f":"IF($C$10=2012,profiles!C1071,IF($C$10=2013,profiles!E1071,IF($C$10=2014,profiles!G1071,IF($C$10=2015,profiles!I1071,IF($C$10=2016,profiles!K1071)))))","v":73.16},{"$f":"IF($C$10=2012,profiles!D1071,IF($C$10=2013,profiles!F1071,IF($C$10=2014,profiles!H1071,IF($C$10=2015,profiles!J1071,IF($C$10=2016,profiles!L1071)))))","v":0.29972185624359537},59.944371248719072,0,59.944371248719072,13.215628751280924,0,0,0,0,13.215628751280924,13.215628751280924]
["h1068",{"$f":"IF($C$10=2012,profiles!C1072,IF($C$10=2013,profiles!E1072,IF($C$10=2014,profiles!G1072,IF($C$10=2015,profiles!I1072,IF($C$10=2016,profiles!K1072)))))","v":73.742999999999995},{"$f":"IF($C$10=2012,profiles!D1072,IF($C$10=2013,profiles!F1072,IF($C$10=2014,profiles!H1072,IF($C$10=2015,profiles!J1072,IF($C$10=2016,profiles!L1072)))))","v":0.33784219001610305},67.568438003220606,0,67.568438003220606,6.1745619967793886,0,0,0,0,6.1745619967793886,6.1745619967793886]
["h1069",{"$f":"IF($C$10=2012,profiles!C1073,IF($C$10=2013,profiles!E1073,IF($C$10=2014,profiles!G1073,IF($C$10=2015,profiles!I1073,IF($C$10=2016,profiles!K1073)))))","v":72.524000000000001},{"$f":"IF($C$10=2012,profiles!D1073,IF($C$10=2013,profiles!F1073,IF($C$10=2014,profiles!H1073,IF($C$10=2015,profiles!J1073,IF($C$10=2016,profiles!L1073)))))","v":0.32640901771336556},65.281803542673117,0,65.281803542673117,7.2421964573268838,0,0,0,0,7.2421964573268838,7.2421964573268838]
["h1070",{"$f":"IF($C$10=2012,profiles!C1074,IF($C$10=2013,profiles!E1074,IF($C$10=2014,profiles!G1074,IF($C$10=2015,profiles!I1074,IF($C$10=2016,profiles!K1074)))))","v":71.319999999999993},{"$f":"IF($C$10=2012,profiles!D1074,IF($C$10=2013,profiles!F1074,IF($C$10=2014,profiles!H1074,IF($C$10=2015,profiles!J1074,IF($C$10=2016,profiles!L1074)))))","v":0.30029278290147854},60.058556580295708,0,60.058556580295708,11.261443419704285,0,0,0,0,11.261443419704285,11.261443419704285]
["h1071",{"$f":"IF($C$10=2012,profiles!C1075,IF($C$10=2013,profiles!E1075,IF($C$10=2014,profiles!G1075,IF($C$10=2015,profiles!I1075,IF($C$10=2016,profiles!K1075)))))","v":69.709999999999994},{"$f":"IF($C$10=2012,profiles!D1075,IF($C$10=2013,profiles!F1075,IF($C$10=2014,profiles!H1075,IF($C$10=2015,profiles!J1075,IF($C$10=2016,profiles!L1075)))))","v":0.25110525545308154},50.221051090616307,0,50.221051090616307,19.488948909383687,0,0,0,0,19.488948909383687,19.488948909383687]
["h1072",{"$f":"IF($C$10=2012,profiles!C1076,IF($C$10=2013,profiles!E1076,IF($C$10=2014,profiles!G1076,IF($C$10=2015,profiles!I1076,IF($C$10=2016,profiles!K1076)))))","v":68.792000000000002},{"$f":"IF($C$10=2012,profiles!D1076,IF($C$10=2013,profiles!F1076,IF($C$10=2014,profiles!H1076,IF($C$10=2015,profiles!J1076,IF($C$10=2016,profiles!L1076)))))","v":0.18796662274923145},37.593324549846294,0,37.593324549846294,31.198675450153708,0,0,0,0,31.198675450153708,31.198675450153708]
["h1073",{"$f":"IF($C$10=2012,profiles!C1077,IF($C$10=2013,profiles!E1077,IF($C$10=2014,profiles!G1077,IF($C$10=2015,profiles!I1077,IF($C$10=2016,profiles!K1077)))))","v":68.403000000000006},{"$f":"IF($C$10=2012,profiles!D1077,IF($C$10=2013,profiles!F1077,IF($C$10=2014,profiles!H1077,IF($C$10=2015,profiles!J1077,IF($C$10=2016,profiles!L1077)))))","v":0.11845996193822281},23.691992387644561,0,23.691992387644561,44.711007612355445,0,0,0,0,44.711007612355445,44.711007612355445]
["h1074",{"$f":"IF($C$10=2012,profiles!C1078,IF($C$10=2013,profiles!E1078,IF($C$10=2014,profiles!G1078,IF($C$10=2015,profiles!I1078,IF($C$10=2016,profiles!K1078)))))","v":71.122},{"$f":"IF($C$10=2012,profiles!D1078,IF($C$10=2013,profiles!F1078,IF($C$10=2014,profiles!H1078,IF($C$10=2015,profiles!J1078,IF($C$10=2016,profiles!L1078)))))","v":0.10690967647489387},21.381935294978774,0,21.381935294978774,49.740064705021226,0,0,0,0,49.740064705021226,49.740064705021226]
["h1075",{"$f":"IF($C$10=2012,profiles!C1079,IF($C$10=2013,profiles!E1079,IF($C$10=2014,profiles!G1079,IF($C$10=2015,profiles!I1079,IF($C$10=2016,profiles!K1079)))))","v":73.867000000000004},{"$f":"IF($C$10=2012,profiles!D1079,IF($C$10=2013,profiles!F1079,IF($C$10=2014,profiles!H1079,IF($C$10=2015,profiles!J1079,IF($C$10=2016,profiles!L1079)))))","v":0.14630361586883325},29.26072317376665,0,29.26072317376665,44.606276826233355,0,0,0,0,44.606276826233355,44.606276826233355]
["h1076",{"$f":"IF($C$10=2012,profiles!C1080,IF($C$10=2013,profiles!E1080,IF($C$10=2014,profiles!G1080,IF($C$10=2015,profiles!I1080,IF($C$10=2016,profiles!K1080)))))","v":71.694999999999993},{"$f":"IF($C$10=2012,profiles!D1080,IF($C$10=2013,profiles!F1080,IF($C$10=2014,profiles!H1080,IF($C$10=2015,profiles!J1080,IF($C$10=2016,profiles!L1080)))))","v":0.19655980090762701},39.3119601815254,0,39.3119601815254,32.383039818474593,0,0,0,0,32.383039818474593,32.383039818474593]
["h1077",{"$f":"IF($C$10=2012,profiles!C1081,IF($C$10=2013,profiles!E1081,IF($C$10=2014,profiles!G1081,IF($C$10=2015,profiles!I1081,IF($C$10=2016,profiles!K1081)))))","v":67.524000000000001},{"$f":"IF($C$10=2012,profiles!D1081,IF($C$10=2013,profiles!F1081,IF($C$10=2014,profiles!H1081,IF($C$10=2015,profiles!J1081,IF($C$10=2016,profiles!L1081)))))","v":0.23801785975699019},47.603571951398038,0,47.603571951398038,19.920428048601963,0,0,0,0,19.920428048601963,19.920428048601963]
["h1078",{"$f":"IF($C$10=2012,profiles!C1082,IF($C$10=2013,profiles!E1082,IF($C$10=2014,profiles!G1082,IF($C$10=2015,profiles!I1082,IF($C$10=2016,profiles!K1082)))))","v":64.314999999999998},{"$f":"IF($C$10=2012,profiles!D1082,IF($C$10=2013,profiles!F1082,IF($C$10=2014,profiles!H1082,IF($C$10=2015,profiles!J1082,IF($C$10=2016,profiles!L1082)))))","v":0.2683355292050944},53.667105841018881,0,53.667105841018881,10.647894158981117,0,0,0,0,10.647894158981117,10.647894158981117]
["h1079",{"$f":"IF($C$10=2012,profiles!C1083,IF($C$10=2013,profiles!E1083,IF($C$10=2014,profiles!G1083,IF($C$10=2015,profiles!I1083,IF($C$10=2016,profiles!K1083)))))","v":61.872999999999998},{"$f":"IF($C$10=2012,profiles!D1083,IF($C$10=2013,profiles!F1083,IF($C$10=2014,profiles!H1083,IF($C$10=2015,profiles!J1083,IF($C$10=2016,profiles!L1083)))))","v":0.27950519689650122},55.901039379300244,0,55.901039379300244,5.971960620699754,0,0,0,0,5.971960620699754,5.971960620699754]
["h1080",{"$f":"IF($C$10=2012,profiles!C1084,IF($C$10=2013,profiles!E1084,IF($C$10=2014,profiles!G1084,IF($C$10=2015,profiles!I1084,IF($C$10=2016,profiles!K1084)))))","v":57.326999999999998},{"$f":"IF($C$10=2012,profiles!D1084,IF($C$10=2013,profiles!F1084,IF($C$10=2014,profiles!H1084,IF($C$10=2015,profiles!J1084,IF($C$10=2016,profiles!L1084)))))","v":0.28842043624652319},57.684087249304639,0.35708724930464086,57.326999999999998,0,0,0.35708724930464086,0,0.28924067193675912,0,-0.35708724930464086]
["h1081",{"$f":"IF($C$10=2012,profiles!C1085,IF($C$10=2013,profiles!E1085,IF($C$10=2014,profiles!G1085,IF($C$10=2015,profiles!I1085,IF($C$10=2016,profiles!K1085)))))","v":53.094999999999999},{"$f":"IF($C$10=2012,profiles!D1085,IF($C$10=2013,profiles!F1085,IF($C$10=2014,profiles!H1085,IF($C$10=2015,profiles!J1085,IF($C$10=2016,profiles!L1085)))))","v":0.29022294438833018},58.044588877666037,4.9495888776660379,53.094999999999999,0,0,4.9495888776660379,0,4.29840766284625,0,-4.9495888776660379]
["h1082",{"$f":"IF($C$10=2012,profiles!C1086,IF($C$10=2013,profiles!E1086,IF($C$10=2014,profiles!G1086,IF($C$10=2015,profiles!I1086,IF($C$10=2016,profiles!K1086)))))","v":50.713000000000001},{"$f":"IF($C$10=2012,profiles!D1086,IF($C$10=2013,profiles!F1086,IF($C$10=2014,profiles!H1086,IF($C$10=2015,profiles!J1086,IF($C$10=2016,profiles!L1086)))))","v":0.29877182966638854},59.754365933277711,9.0413659332777101,50.713000000000001,0,0,9.0413659332777101,0,11.621914068801196,0,-9.0413659332777101]
["h1083",{"$f":"IF($C$10=2012,profiles!C1087,IF($C$10=2013,profiles!E1087,IF($C$10=2014,profiles!G1087,IF($C$10=2015,profiles!I1087,IF($C$10=2016,profiles!K1087)))))","v":49.472999999999999},{"$f":"IF($C$10=2012,profiles!D1087,IF($C$10=2013,profiles!F1087,IF($C$10=2014,profiles!H1087,IF($C$10=2015,profiles!J1087,IF($C$10=2016,profiles!L1087)))))","v":0.29638575380967019},59.277150761934038,9.8041507619340393,49.472999999999999,0,0,9.8041507619340393,0,19.563276185967769,0,-9.8041507619340393]
["h1084",{"$f":"IF($C$10=2012,profiles!C1088,IF($C$10=2013,profiles!E1088,IF($C$10=2014,profiles!G1088,IF($C$10=2015,profiles!I1088,IF($C$10=2016,profiles!K1088)))))","v":49.027000000000001},{"$f":"IF($C$10=2012,profiles!D1088,IF($C$10=2013,profiles!F1088,IF($C$10=2014,profiles!H1088,IF($C$10=2015,profiles!J1088,IF($C$10=2016,profiles!L1088)))))","v":0.30035278790274178},60.070557580548353,11.043557580548352,49.027000000000001,0,1.0435575805483523,10,0,27.663276185967771,0,-11.043557580548352]
["h1085",{"$f":"IF($C$10=2012,profiles!C1089,IF($C$10=2013,profiles!E1089,IF($C$10=2014,profiles!G1089,IF($C$10=2015,profiles!I1089,IF($C$10=2016,profiles!K1089)))))","v":49.098999999999997},{"$f":"IF($C$10=2012,profiles!D1089,IF($C$10=2013,profiles!F1089,IF($C$10=2014,profiles!H1089,IF($C$10=2015,profiles!J1089,IF($C$10=2016,profiles!L1089)))))","v":0.29874255266201161},59.748510532402321,10.649510532402324,49.098999999999997,0,0.64951053240232426,10,0,35.763276185967769,0,-10.649510532402324]
["h1086",{"$f":"IF($C$10=2012,profiles!C1090,IF($C$10=2013,profiles!E1090,IF($C$10=2014,profiles!G1090,IF($C$10=2015,profiles!I1090,IF($C$10=2016,profiles!K1090)))))","v":49.262},{"$f":"IF($C$10=2012,profiles!D1090,IF($C$10=2013,profiles!F1090,IF($C$10=2014,profiles!H1090,IF($C$10=2015,profiles!J1090,IF($C$10=2016,profiles!L1090)))))","v":0.30136284455374523},60.272568910749044,11.010568910749043,49.262,0,1.0105689107490434,10,0,43.86327618596777,0,-11.010568910749043]
["h1087",{"$f":"IF($C$10=2012,profiles!C1091,IF($C$10=2013,profiles!E1091,IF($C$10=2014,profiles!G1091,IF($C$10=2015,profiles!I1091,IF($C$10=2016,profiles!K1091)))))","v":50.527000000000001},{"$f":"IF($C$10=2012,profiles!D1091,IF($C$10=2013,profiles!F1091,IF($C$10=2014,profiles!H1091,IF($C$10=2015,profiles!J1091,IF($C$10=2016,profiles!L1091)))))","v":0.30339759635794067},60.679519271588134,10.152519271588133,50.527000000000001,0,0.15251927158813317,10,0,51.963276185967771,0,-10.152519271588133]
["h1088",{"$f":"IF($C$10=2012,profiles!C1092,IF($C$10=2013,profiles!E1092,IF($C$10=2014,profiles!G1092,IF($C$10=2015,profiles!I1092,IF($C$10=2016,profiles!K1092)))))","v":53.682000000000002},{"$f":"IF($C$10=2012,profiles!D1092,IF($C$10=2013,profiles!F1092,IF($C$10=2014,profiles!H1092,IF($C$10=2015,profiles!J1092,IF($C$10=2016,profiles!L1092)))))","v":0.30802336304949279},61.604672609898557,7.9226726098985552,53.682000000000002,0,0,7.9226726098985552,0,58.380640999985602,0,-7.9226726098985552]
["h1089",{"$f":"IF($C$10=2012,profiles!C1093,IF($C$10=2013,profiles!E1093,IF($C$10=2014,profiles!G1093,IF($C$10=2015,profiles!I1093,IF($C$10=2016,profiles!K1093)))))","v":57.417000000000002},{"$f":"IF($C$10=2012,profiles!D1093,IF($C$10=2013,profiles!F1093,IF($C$10=2014,profiles!H1093,IF($C$10=2015,profiles!J1093,IF($C$10=2016,profiles!L1093)))))","v":0.31889977017551563},63.779954035103124,{"$f":"D1106-F1106","v":6.3629540351031224},{"$f":"MIN(D1106,B1106)","v":57.417000000000002},{"$f":"B1106-F1106","v":0},{"$f":"-MIN(-E1106+$C$3,0)","v":0},{"$f":"E1106-H1106","v":6.3629540351031224},0,63.534633768419134,0,-6.3629540351031224]
["h1090",{"$f":"IF($C$10=2012,profiles!C1094,IF($C$10=2013,profiles!E1094,IF($C$10=2014,profiles!G1094,IF($C$10=2015,profiles!I1094,IF($C$10=2016,profiles!K1094)))))","v":60.868000000000002},{"$f":"IF($C$10=2012,profiles!D1094,IF($C$10=2013,profiles!F1094,IF($C$10=2014,profiles!H1094,IF($C$10=2015,profiles!J1094,IF($C$10=2016,profiles!L1094)))))","v":0.33188412161667619},{"$f":"C1107*$C$2","v":66.376824323335242},5.5088243233352401,60.868000000000002,0,0,5.5088243233352401,0,67.996781470320684,{"$f":"MAX(G1107-J1107,0)","v":0},{"$f":"B1107-D1107","v":-5.5088243233352401}]
["h1091",{"$f":"IF($C$10=2012,profiles!C1095,IF($C$10=2013,profiles!E1095,IF($C$10=2014,profiles!G1095,IF($C$10=2015,profiles!I1095,IF($C$10=2016,profiles!K1095)))))","v":62.722000000000001},{"$f":"IF($C$10=2012,profiles!D1095,IF($C$10=2013,profiles!F1095,IF($C$10=2014,profiles!H1095,IF($C$10=2015,profiles!J1095,IF($C$10=2016,profiles!L1095)))))","v":0.35395898291686795},70.791796583373596,8.069796583373595,62.722000000000001,0,0,8.069796583373595,0,{"$f":"K1107+I1108*$F$2-J1108/$F$3","v":74.533316702853298},0,-8.069796583373595]
["h1092",{"$f":"IF($C$10=2012,profiles!C1096,IF($C$10=2013,profiles!E1096,IF($C$10=2014,profiles!G1096,IF($C$10=2015,profiles!I1096,IF($C$10=2016,profiles!K1096)))))","v":63.734999999999999},{"$f":"IF($C$10=2012,profiles!D1096,IF($C$10=2013,profiles!F1096,IF($C$10=2014,profiles!H1096,IF($C$10=2015,profiles!J1096,IF($C$10=2016,profiles!L1096)))))","v":0.38584164068332527},77.168328136665053,13.433328136665054,63.734999999999999,0,3.4333281366650539,10,0,82.633316702853307,0,-13.433328136665054]
["h1093",{"$f":"IF($C$10=2012,profiles!C1097,IF($C$10=2013,profiles!E1097,IF($C$10=2014,profiles!G1097,IF($C$10=2015,profiles!I1097,IF($C$10=2016,profiles!K1097)))))","v":62.613},{"$f":"IF($C$10=2012,profiles!D1097,IF($C$10=2013,profiles!F1097,IF($C$10=2014,profiles!H1097,IF($C$10=2015,profiles!J1097,IF($C$10=2016,profiles!L1097)))))","v":0.38860831759694348},77.721663519388699,15.108663519388699,62.613,0,5.1086635193886991,10,0,90.733316702853301,0,-15.108663519388699]
["h1094",{"$f":"IF($C$10=2012,profiles!C1098,IF($C$10=2013,profiles!E1098,IF($C$10=2014,profiles!G1098,IF($C$10=2015,profiles!I1098,IF($C$10=2016,profiles!K1098)))))","v":60.484999999999999},{"$f":"IF($C$10=2012,profiles!D1098,IF($C$10=2013,profiles!F1098,IF($C$10=2014,profiles!H1098,IF($C$10=2015,profiles!J1098,IF($C$10=2016,profiles!L1098)))))","v":0.37259379620277255},74.518759240554516,14.033759240554517,60.484999999999999,0,4.0337592405545166,10,0,98.833316702853296,0,-14.033759240554517]
["h1095",{"$f":"IF($C$10=2012,profiles!C1099,IF($C$10=2013,profiles!E1099,IF($C$10=2014,profiles!G1099,IF($C$10=2015,profiles!I1099,IF($C$10=2016,profiles!K1099)))))","v":58.991},{"$f":"IF($C$10=2012,profiles!D1099,IF($C$10=2013,profiles!F1099,IF($C$10=2014,profiles!H1099,IF($C$10=2015,profiles!J1099,IF($C$10=2016,profiles!L1099)))))","v":0.35799920952088182},71.599841904176358,12.608841904176359,58.991,0,2.6088419041763586,10,0,106.93331670285329,0,-12.608841904176359]
["h1096",{"$f":"IF($C$10=2012,profiles!C1100,IF($C$10=2013,profiles!E1100,IF($C$10=2014,profiles!G1100,IF($C$10=2015,profiles!I1100,IF($C$10=2016,profiles!K1100)))))","v":58.244999999999997},{"$f":"IF($C$10=2012,profiles!D1100,IF($C$10=2013,profiles!F1100,IF($C$10=2014,profiles!H1100,IF($C$10=2015,profiles!J1100,IF($C$10=2016,profiles!L1100)))))","v":0.31928037123241548},63.856074246483097,5.6110742464830992,58.244999999999997,0,0,5.6110742464830992,{"$f":"MIN(MAX(0,G1113),K1112*$F$3)","v":0},111.4782868425046,0,-5.6110742464830992]
["h1097",{"$f":"IF($C$10=2012,profiles!C1101,IF($C$10=2013,profiles!E1101,IF($C$10=2014,profiles!G1101,IF($C$10=2015,profiles!I1101,IF($C$10=2016,profiles!K1101)))))","v":57.890999999999998},{"$f":"IF($C$10=2012,profiles!D1101,IF($C$10=2013,profiles!F1101,IF($C$10=2014,profiles!H1101,IF($C$10=2015,profiles!J1101,IF($C$10=2016,profiles!L1101)))))","v":0.28698783540468137},57.397567080936277,0,57.397567080936277,0.49343291906372144,0,0,0.49343291906372144,110.94542191910965,0,0.49343291906372144]
["h1098",{"$f":"IF($C$10=2012,profiles!C1102,IF($C$10=2013,profiles!E1102,IF($C$10=2014,profiles!G1102,IF($C$10=2015,profiles!I1102,IF($C$10=2016,profiles!K1102)))))","v":60.664000000000001},{"$f":"IF($C$10=2012,profiles!D1102,IF($C$10=2013,profiles!F1102,IF($C$10=2014,profiles!H1102,IF($C$10=2015,profiles!J1102,IF($C$10=2016,profiles!L1102)))))","v":0.26491297410448961},52.982594820897923,0,52.982594820897923,7.6814051791020788,0,0,7.6814051791020788,102.65016794599725,0,7.6814051791020788]
["h1099",{"$f":"IF($C$10=2012,profiles!C1103,IF($C$10=2013,profiles!E1103,IF($C$10=2014,profiles!G1103,IF($C$10=2015,profiles!I1103,IF($C$10=2016,profiles!K1103)))))","v":64.108000000000004},{"$f":"IF($C$10=2012,profiles!D1103,IF($C$10=2013,profiles!F1103,IF($C$10=2014,profiles!H1103,IF($C$10=2015,profiles!J1103,IF($C$10=2016,profiles!L1103)))))","v":0.2770482924187197},55.409658483743939,0,55.409658483743939,8.6983415162560647,0,0,8.6983415162560647,93.25671058502958,0,8.6983415162560647]
["h1100",{"$f":"IF($C$10=2012,profiles!C1104,IF($C$10=2013,profiles!E1104,IF($C$10=2014,profiles!G1104,IF($C$10=2015,profiles!I1104,IF($C$10=2016,profiles!K1104)))))","v":62.043999999999997},{"$f":"IF($C$10=2012,profiles!D1104,IF($C$10=2013,profiles!F1104,IF($C$10=2014,profiles!H1104,IF($C$10=2015,profiles!J1104,IF($C$10=2016,profiles!L1104)))))","v":0.29317992183039832},58.635984366079661,0,58.635984366079661,3.4080156339203356,0,0,3.4080156339203356,89.576348129392073,0,3.4080156339203356]
["h1101",{"$f":"IF($C$10=2012,profiles!C1105,IF($C$10=2013,profiles!E1105,IF($C$10=2014,profiles!G1105,IF($C$10=2015,profiles!I1105,IF($C$10=2016,profiles!K1105)))))","v":57.954999999999998},{"$f":"IF($C$10=2012,profiles!D1105,IF($C$10=2013,profiles!F1105,IF($C$10=2014,profiles!H1105,IF($C$10=2015,profiles!J1105,IF($C$10=2016,profiles!L1105)))))","v":0.30215332367192188},60.430664734384379,2.4756647343843809,57.954999999999998,0,0,2.4756647343843809,0,91.581636564243425,0,-2.4756647343843809]
["h1102",{"$f":"IF($C$10=2012,profiles!C1106,IF($C$10=2013,profiles!E1106,IF($C$10=2014,profiles!G1106,IF($C$10=2015,profiles!I1106,IF($C$10=2016,profiles!K1106)))))","v":55.329000000000001},{"$f":"IF($C$10=2012,profiles!D1106,IF($C$10=2013,profiles!F1106,IF($C$10=2014,profiles!H1106,IF($C$10=2015,profiles!J1106,IF($C$10=2016,profiles!L1106)))))","v":0.30790625503198515},61.581251006397032,6.2522510063970316,55.329000000000001,0,0,6.2522510063970316,0,96.645959879425021,0,-6.2522510063970316]
["h1103",{"$f":"IF($C$10=2012,profiles!C1107,IF($C$10=2013,profiles!E1107,IF($C$10=2014,profiles!G1107,IF($C$10=2015,profiles!I1107,IF($C$10=2016,profiles!K1107)))))","v":54.250999999999998},{"$f":"IF($C$10=2012,profiles!D1107,IF($C$10=2013,profiles!F1107,IF($C$10=2014,profiles!H1107,IF($C$10=2015,profiles!J1107,IF($C$10=2016,profiles!L1107)))))","v":0.30708649890943157},61.417299781886314,7.1662997818863161,54.250999999999998,0,0,7.1662997818863161,0,102.45066270275294,0,-7.1662997818863161]
["h1104",{"$f":"IF($C$10=2012,profiles!C1108,IF($C$10=2013,profiles!E1108,IF($C$10=2014,profiles!G1108,IF($C$10=2015,profiles!I1108,IF($C$10=2016,profiles!K1108)))))","v":50.912999999999997},{"$f":"IF($C$10=2012,profiles!D1108,IF($C$10=2013,profiles!F1108,IF($C$10=2014,profiles!H1108,IF($C$10=2015,profiles!J1108,IF($C$10=2016,profiles!L1108)))))","v":0.31396659493800594},62.793318987601189,11.880318987601193,50.912999999999997,0,1.8803189876011928,10,0,110.55066270275293,0,-11.880318987601193]
["h1105",{"$f":"IF($C$10=2012,profiles!C1109,IF($C$10=2013,profiles!E1109,IF($C$10=2014,profiles!G1109,IF($C$10=2015,profiles!I1109,IF($C$10=2016,profiles!K1109)))))","v":47.488999999999997},{"$f":"IF($C$10=2012,profiles!D1109,IF($C$10=2013,profiles!F1109,IF($C$10=2014,profiles!H1109,IF($C$10=2015,profiles!J1109,IF($C$10=2016,profiles!L1109)))))","v":0.31876802365581952},63.753604731163904,16.264604731163907,47.488999999999997,0,6.2646047311639066,10,0,118.65066270275292,0,-16.264604731163907]
["h1106",{"$f":"IF($C$10=2012,profiles!C1110,IF($C$10=2013,profiles!E1110,IF($C$10=2014,profiles!G1110,IF($C$10=2015,profiles!I1110,IF($C$10=2016,profiles!K1110)))))","v":45.081000000000003},{"$f":"IF($C$10=2012,profiles!D1110,IF($C$10=2013,profiles!F1110,IF($C$10=2014,profiles!H1110,IF($C$10=2015,profiles!J1110,IF($C$10=2016,profiles!L1110)))))","v":0.31832886859016585},63.665773718033172,18.584773718033169,45.081000000000003,0,8.5847737180331691,10,0,126.75066270275292,0,-18.584773718033169]
["h1107",{"$f":"IF($C$10=2012,profiles!C1111,IF($C$10=2013,profiles!E1111,IF($C$10=2014,profiles!G1111,IF($C$10=2015,profiles!I1111,IF($C$10=2016,profiles!K1111)))))","v":43.878999999999998},{"$f":"IF($C$10=2012,profiles!D1111,IF($C$10=2013,profiles!F1111,IF($C$10=2014,profiles!H1111,IF($C$10=2015,profiles!J1111,IF($C$10=2016,profiles!L1111)))))","v":0.3114194955572146},62.283899111442921,18.404899111442923,43.878999999999998,0,8.4048991114429228,10,0,134.85066270275291,0,-18.404899111442923]
["h1108",{"$f":"IF($C$10=2012,profiles!C1112,IF($C$10=2013,profiles!E1112,IF($C$10=2014,profiles!G1112,IF($C$10=2015,profiles!I1112,IF($C$10=2016,profiles!K1112)))))","v":43.823},{"$f":"IF($C$10=2012,profiles!D1112,IF($C$10=2013,profiles!F1112,IF($C$10=2014,profiles!H1112,IF($C$10=2015,profiles!J1112,IF($C$10=2016,profiles!L1112)))))","v":0.3071889684247508},61.437793684950158,17.614793684950158,43.823,0,7.6147936849501576,10,0,142.95066270275291,0,-17.614793684950158]
["h1109",{"$f":"IF($C$10=2012,profiles!C1113,IF($C$10=2013,profiles!E1113,IF($C$10=2014,profiles!G1113,IF($C$10=2015,profiles!I1113,IF($C$10=2016,profiles!K1113)))))","v":44.31},{"$f":"IF($C$10=2012,profiles!D1113,IF($C$10=2013,profiles!F1113,IF($C$10=2014,profiles!H1113,IF($C$10=2015,profiles!J1113,IF($C$10=2016,profiles!L1113)))))","v":0.30850643362171182},61.701286724342367,17.391286724342365,44.31,0,7.3912867243423648,10,0,151.0506627027529,0,-17.391286724342365]
["h1110",{"$f":"IF($C$10=2012,profiles!C1114,IF($C$10=2013,profiles!E1114,IF($C$10=2014,profiles!G1114,IF($C$10=2015,profiles!I1114,IF($C$10=2016,profiles!K1114)))))","v":43.948},{"$f":"IF($C$10=2012,profiles!D1114,IF($C$10=2013,profiles!F1114,IF($C$10=2014,profiles!H1114,IF($C$10=2015,profiles!J1114,IF($C$10=2016,profiles!L1114)))))","v":0.30205085415660271},60.410170831320542,16.462170831320542,43.948,0,6.4621708313205417,10,0,159.1506627027529,0,-16.462170831320542]
["h1111",{"$f":"IF($C$10=2012,profiles!C1115,IF($C$10=2013,profiles!E1115,IF($C$10=2014,profiles!G1115,IF($C$10=2015,profiles!I1115,IF($C$10=2016,profiles!K1115)))))","v":43.444000000000003},{"$f":"IF($C$10=2012,profiles!D1115,IF($C$10=2013,profiles!F1115,IF($C$10=2014,profiles!H1115,IF($C$10=2015,profiles!J1115,IF($C$10=2016,profiles!L1115)))))","v":0.30118718252748378},60.237436505496753,16.79343650549675,43.444000000000003,0,6.79343650549675,10,0,167.25066270275289,0,-16.79343650549675]
["h1112",{"$f":"IF($C$10=2012,profiles!C1116,IF($C$10=2013,profiles!E1116,IF($C$10=2014,profiles!G1116,IF($C$10=2015,profiles!I1116,IF($C$10=2016,profiles!K1116)))))","v":45.155000000000001},{"$f":"IF($C$10=2012,profiles!D1116,IF($C$10=2013,profiles!F1116,IF($C$10=2014,profiles!H1116,IF($C$10=2015,profiles!J1116,IF($C$10=2016,profiles!L1116)))))","v":0.30123109803404918},60.246219606809838,15.091219606809837,45.155000000000001,0,5.0912196068098368,10,0,175.35066270275289,0,-15.091219606809837]
["h1113",{"$f":"IF($C$10=2012,profiles!C1117,IF($C$10=2013,profiles!E1117,IF($C$10=2014,profiles!G1117,IF($C$10=2015,profiles!I1117,IF($C$10=2016,profiles!K1117)))))","v":48.701999999999998},{"$f":"IF($C$10=2012,profiles!D1117,IF($C$10=2013,profiles!F1117,IF($C$10=2014,profiles!H1117,IF($C$10=2015,profiles!J1117,IF($C$10=2016,profiles!L1117)))))","v":0.30998492234274588},61.996984468549179,13.294984468549181,48.701999999999998,0,3.2949844685491811,10,0,183.45066270275288,0,-13.294984468549181]
["h1114",{"$f":"IF($C$10=2012,profiles!C1118,IF($C$10=2013,profiles!E1118,IF($C$10=2014,profiles!G1118,IF($C$10=2015,profiles!I1118,IF($C$10=2016,profiles!K1118)))))","v":52.613999999999997},{"$f":"IF($C$10=2012,profiles!D1118,IF($C$10=2013,profiles!F1118,IF($C$10=2014,profiles!H1118,IF($C$10=2015,profiles!J1118,IF($C$10=2016,profiles!L1118)))))","v":0.3557156031794827},71.143120635896537,18.52912063589654,52.613999999999997,0,8.5291206358965397,10,0,191.55066270275287,0,-18.52912063589654]
["h1115",{"$f":"IF($C$10=2012,profiles!C1119,IF($C$10=2013,profiles!E1119,IF($C$10=2014,profiles!G1119,IF($C$10=2015,profiles!I1119,IF($C$10=2016,profiles!K1119)))))","v":55.387},{"$f":"IF($C$10=2012,profiles!D1119,IF($C$10=2013,profiles!F1119,IF($C$10=2014,profiles!H1119,IF($C$10=2015,profiles!J1119,IF($C$10=2016,profiles!L1119)))))","v":0.3987235226091666},79.744704521833327,24.357704521833327,55.387,0,14.357704521833327,10,0,199.65066270275287,0,-24.357704521833327]
["h1116",{"$f":"IF($C$10=2012,profiles!C1120,IF($C$10=2013,profiles!E1120,IF($C$10=2014,profiles!G1120,IF($C$10=2015,profiles!I1120,IF($C$10=2016,profiles!K1120)))))","v":57.935000000000002},{"$f":"IF($C$10=2012,profiles!D1120,IF($C$10=2013,profiles!F1120,IF($C$10=2014,profiles!H1120,IF($C$10=2015,profiles!J1120,IF($C$10=2016,profiles!L1120)))))","v":0.4135376868238842},82.70753736477684,24.772537364776838,57.935000000000002,0,14.772537364776838,10,0,207.75066270275286,0,-24.772537364776838]
["h1117",{"$f":"IF($C$10=2012,profiles!C1121,IF($C$10=2013,profiles!E1121,IF($C$10=2014,profiles!G1121,IF($C$10=2015,profiles!I1121,IF($C$10=2016,profiles!K1121)))))","v":57.106000000000002},{"$f":"IF($C$10=2012,profiles!D1121,IF($C$10=2013,profiles!F1121,IF($C$10=2014,profiles!H1121,IF($C$10=2015,profiles!J1121,IF($C$10=2016,profiles!L1121)))))","v":0.41762182893446342},83.524365786892687,26.418365786892686,57.106000000000002,0,16.418365786892686,10,0,215.85066270275286,0,-26.418365786892686]
["h1118",{"$f":"IF($C$10=2012,profiles!C1122,IF($C$10=2013,profiles!E1122,IF($C$10=2014,profiles!G1122,IF($C$10=2015,profiles!I1122,IF($C$10=2016,profiles!K1122)))))","v":54.84},{"$f":"IF($C$10=2012,profiles!D1122,IF($C$10=2013,profiles!F1122,IF($C$10=2014,profiles!H1122,IF($C$10=2015,profiles!J1122,IF($C$10=2016,profiles!L1122)))))","v":0.40588175017932165},81.176350035864331,26.336350035864328,54.84,0,16.336350035864328,10,0,223.95066270275285,0,-26.336350035864328]
["h1119",{"$f":"IF($C$10=2012,profiles!C1123,IF($C$10=2013,profiles!E1123,IF($C$10=2014,profiles!G1123,IF($C$10=2015,profiles!I1123,IF($C$10=2016,profiles!K1123)))))","v":53.043999999999997},{"$f":"IF($C$10=2012,profiles!D1123,IF($C$10=2013,profiles!F1123,IF($C$10=2014,profiles!H1123,IF($C$10=2015,profiles!J1123,IF($C$10=2016,profiles!L1123)))))","v":0.3650110520691523},73.002210413830454,19.958210413830457,53.043999999999997,0,9.9582104138304572,10,0,232.05066270275285,0,-19.958210413830457]
["h1120",{"$f":"IF($C$10=2012,profiles!C1124,IF($C$10=2013,profiles!E1124,IF($C$10=2014,profiles!G1124,IF($C$10=2015,profiles!I1124,IF($C$10=2016,profiles!K1124)))))","v":52.134},{"$f":"IF($C$10=2012,profiles!D1124,IF($C$10=2013,profiles!F1124,IF($C$10=2014,profiles!H1124,IF($C$10=2015,profiles!J1124,IF($C$10=2016,profiles!L1124)))))","v":0.32459414752682503},64.918829505365011,12.784829505365011,52.134,0,2.7848295053650105,10,0,240.15066270275284,0,-12.784829505365011]
["h1121",{"$f":"IF($C$10=2012,profiles!C1125,IF($C$10=2013,profiles!E1125,IF($C$10=2014,profiles!G1125,IF($C$10=2015,profiles!I1125,IF($C$10=2016,profiles!K1125)))))","v":51.826999999999998},{"$f":"IF($C$10=2012,profiles!D1125,IF($C$10=2013,profiles!F1125,IF($C$10=2014,profiles!H1125,IF($C$10=2015,profiles!J1125,IF($C$10=2016,profiles!L1125)))))","v":0.25566144072138541},51.132288144277084,0,51.132288144277084,0.69471185572291461,0,0,0.69471185572291461,239.40043391687496,0,0.69471185572291461]
["h1122",{"$f":"IF($C$10=2012,profiles!C1126,IF($C$10=2013,profiles!E1126,IF($C$10=2014,profiles!G1126,IF($C$10=2015,profiles!I1126,IF($C$10=2016,profiles!K1126)))))","v":54.610999999999997},{"$f":"IF($C$10=2012,profiles!D1126,IF($C$10=2013,profiles!F1126,IF($C$10=2014,profiles!H1126,IF($C$10=2015,profiles!J1126,IF($C$10=2016,profiles!L1126)))))","v":0.18763632105163},37.527264210326003,0,37.527264210326003,17.083735789673995,0,0,17.083735789673995,220.95147518072594,0,17.083735789673995]
["h1123",{"$f":"IF($C$10=2012,profiles!C1127,IF($C$10=2013,profiles!E1127,IF($C$10=2014,profiles!G1127,IF($C$10=2015,profiles!I1127,IF($C$10=2016,profiles!K1127)))))","v":60.189},{"$f":"IF($C$10=2012,profiles!D1127,IF($C$10=2013,profiles!F1127,IF($C$10=2014,profiles!H1127,IF($C$10=2015,profiles!J1127,IF($C$10=2016,profiles!L1127)))))","v":0.16446357208730403},32.892714417460809,0,32.892714417460809,27.296285582539191,0,0,27.296285582539191,191.47384496200112,0,27.296285582539191]
["h1124",{"$f":"IF($C$10=2012,profiles!C1128,IF($C$10=2013,profiles!E1128,IF($C$10=2014,profiles!G1128,IF($C$10=2015,profiles!I1128,IF($C$10=2016,profiles!K1128)))))","v":59.768000000000001},{"$f":"IF($C$10=2012,profiles!D1128,IF($C$10=2013,profiles!F1128,IF($C$10=2014,profiles!H1128,IF($C$10=2015,profiles!J1128,IF($C$10=2016,profiles!L1128)))))","v":0.15995491341325954},31.990982682651907,0,31.990982682651907,27.777017317348093,0,0,27.777017317348093,161.47706600158202,0,27.777017317348093]
["h1125",{"$f":"IF($C$10=2012,profiles!C1129,IF($C$10=2013,profiles!E1129,IF($C$10=2014,profiles!G1129,IF($C$10=2015,profiles!I1129,IF($C$10=2016,profiles!K1129)))))","v":57.057000000000002},{"$f":"IF($C$10=2012,profiles!D1129,IF($C$10=2013,profiles!F1129,IF($C$10=2014,profiles!H1129,IF($C$10=2015,profiles!J1129,IF($C$10=2016,profiles!L1129)))))","v":0.1548753531538653},30.975070630773061,0,30.975070630773061,26.081929369226941,0,0,26.081929369226941,133.31083558125056,0,26.081929369226941]
["h1126",{"$f":"IF($C$10=2012,profiles!C1130,IF($C$10=2013,profiles!E1130,IF($C$10=2014,profiles!G1130,IF($C$10=2015,profiles!I1130,IF($C$10=2016,profiles!K1130)))))","v":55.578000000000003},{"$f":"IF($C$10=2012,profiles!D1130,IF($C$10=2013,profiles!F1130,IF($C$10=2014,profiles!H1130,IF($C$10=2015,profiles!J1130,IF($C$10=2016,profiles!L1130)))))","v":0.14530177272261502},29.060354544523005,0,29.060354544523005,26.517645455476998,0,0,26.517645455476998,104.67406943062745,0,26.517645455476998]
["h1127",{"$f":"IF($C$10=2012,profiles!C1131,IF($C$10=2013,profiles!E1131,IF($C$10=2014,profiles!G1131,IF($C$10=2015,profiles!I1131,IF($C$10=2016,profiles!K1131)))))","v":55.530999999999999},{"$f":"IF($C$10=2012,profiles!D1131,IF($C$10=2013,profiles!F1131,IF($C$10=2014,profiles!H1131,IF($C$10=2015,profiles!J1131,IF($C$10=2016,profiles!L1131)))))","v":0.14465767862632295},28.931535725264588,0,28.931535725264588,26.599464274735411,0,0,26.599464274735411,75.948946023785766,0,26.599464274735411]
["h1128",{"$f":"IF($C$10=2012,profiles!C1132,IF($C$10=2013,profiles!E1132,IF($C$10=2014,profiles!G1132,IF($C$10=2015,profiles!I1132,IF($C$10=2016,profiles!K1132)))))","v":52.366999999999997},{"$f":"IF($C$10=2012,profiles!D1132,IF($C$10=2013,profiles!F1132,IF($C$10=2014,profiles!H1132,IF($C$10=2015,profiles!J1132,IF($C$10=2016,profiles!L1132)))))","v":0.13465958163160746},26.931916326321492,0,26.931916326321492,25.435083673678506,0,0,25.435083673678506,48.481253071649149,0,25.435083673678506]
["h1129",{"$f":"IF($C$10=2012,profiles!C1133,IF($C$10=2013,profiles!E1133,IF($C$10=2014,profiles!G1133,IF($C$10=2015,profiles!I1133,IF($C$10=2016,profiles!K1133)))))","v":49.323999999999998},{"$f":"IF($C$10=2012,profiles!D1133,IF($C$10=2013,profiles!F1133,IF($C$10=2014,profiles!H1133,IF($C$10=2015,profiles!J1133,IF($C$10=2016,profiles!L1133)))))","v":0.11593396944330621},23.186793888661242,0,23.186793888661242,26.137206111338756,0,0,26.137206111338756,20.255328545365398,0,26.137206111338756]
["h1130",{"$f":"IF($C$10=2012,profiles!C1134,IF($C$10=2013,profiles!E1134,IF($C$10=2014,profiles!G1134,IF($C$10=2015,profiles!I1134,IF($C$10=2016,profiles!K1134)))))","v":48.113999999999997},{"$f":"IF($C$10=2012,profiles!D1134,IF($C$10=2013,profiles!F1134,IF($C$10=2014,profiles!H1134,IF($C$10=2015,profiles!J1134,IF($C$10=2016,profiles!L1134)))))","v":0.11092899373646314},22.18579874729263,0,22.18579874729263,25.928201252707368,0,0,18.75643423300836,0,7.1717670196990078,25.928201252707368]
["h1131",{"$f":"IF($C$10=2012,profiles!C1135,IF($C$10=2013,profiles!E1135,IF($C$10=2014,profiles!G1135,IF($C$10=2015,profiles!I1135,IF($C$10=2016,profiles!K1135)))))","v":47.774000000000001},{"$f":"IF($C$10=2012,profiles!D1135,IF($C$10=2013,profiles!F1135,IF($C$10=2014,profiles!H1135,IF($C$10=2015,profiles!J1135,IF($C$10=2016,profiles!L1135)))))","v":0.1065240297371656},21.30480594743312,0,21.30480594743312,26.469194052566881,0,0,0,0,26.469194052566881,26.469194052566881]
["h1132",{"$f":"IF($C$10=2012,profiles!C1136,IF($C$10=2013,profiles!E1136,IF($C$10=2014,profiles!G1136,IF($C$10=2015,profiles!I1136,IF($C$10=2016,profiles!K1136)))))","v":48.634},{"$f":"IF($C$10=2012,profiles!D1136,IF($C$10=2013,profiles!F1136,IF($C$10=2014,profiles!H1136,IF($C$10=2015,profiles!J1136,IF($C$10=2016,profiles!L1136)))))","v":0.10383129426915647},20.766258853831292,0,20.766258853831292,27.867741146168708,0,0,0,0,27.867741146168708,27.867741146168708]
["h1133",{"$f":"IF($C$10=2012,profiles!C1137,IF($C$10=2013,profiles!E1137,IF($C$10=2014,profiles!G1137,IF($C$10=2015,profiles!I1137,IF($C$10=2016,profiles!K1137)))))","v":50.231999999999999},{"$f":"IF($C$10=2012,profiles!D1137,IF($C$10=2013,profiles!F1137,IF($C$10=2014,profiles!H1137,IF($C$10=2015,profiles!J1137,IF($C$10=2016,profiles!L1137)))))","v":9.7348240941286662E-2},19.469648188257331,0,19.469648188257331,30.762351811742668,0,0,0,0,30.762351811742668,30.762351811742668]
["h1134",{"$f":"IF($C$10=2012,profiles!C1138,IF($C$10=2013,profiles!E1138,IF($C$10=2014,profiles!G1138,IF($C$10=2015,profiles!I1138,IF($C$10=2016,profiles!K1138)))))","v":53.874000000000002},{"$f":"IF($C$10=2012,profiles!D1138,IF($C$10=2013,profiles!F1138,IF($C$10=2014,profiles!H1138,IF($C$10=2015,profiles!J1138,IF($C$10=2016,profiles!L1138)))))","v":9.3148158988468066E-2},18.629631797693612,0,18.629631797693612,35.24436820230639,0,0,0,0,35.24436820230639,35.24436820230639]
["h1135",{"$f":"IF($C$10=2012,profiles!C1139,IF($C$10=2013,profiles!E1139,IF($C$10=2014,profiles!G1139,IF($C$10=2015,profiles!I1139,IF($C$10=2016,profiles!K1139)))))","v":63.186},{"$f":"IF($C$10=2012,profiles!D1139,IF($C$10=2013,profiles!F1139,IF($C$10=2014,profiles!H1139,IF($C$10=2015,profiles!J1139,IF($C$10=2016,profiles!L1139)))))","v":9.0060293859392376E-2},18.012058771878475,0,18.012058771878475,45.173941228121521,0,0,0,0,45.173941228121521,45.173941228121521]
["h1136",{"$f":"IF($C$10=2012,profiles!C1140,IF($C$10=2013,profiles!E1140,IF($C$10=2014,profiles!G1140,IF($C$10=2015,profiles!I1140,IF($C$10=2016,profiles!K1140)))))","v":69.731999999999999},{"$f":"IF($C$10=2012,profiles!D1140,IF($C$10=2013,profiles!F1140,IF($C$10=2014,profiles!H1140,IF($C$10=2015,profiles!J1140,IF($C$10=2016,profiles!L1140)))))","v":9.3162793420359422E-2},18.632558684071885,0,18.632558684071885,51.099441315928118,0,0,0,0,51.099441315928118,51.099441315928118]
["h1137",{"$f":"IF($C$10=2012,profiles!C1141,IF($C$10=2013,profiles!E1141,IF($C$10=2014,profiles!G1141,IF($C$10=2015,profiles!I1141,IF($C$10=2016,profiles!K1141)))))","v":71.5},{"$f":"IF($C$10=2012,profiles!D1141,IF($C$10=2013,profiles!F1141,IF($C$10=2014,profiles!H1141,IF($C$10=2015,profiles!J1141,IF($C$10=2016,profiles!L1141)))))","v":0.12033893344260375},24.067786688520751,0,24.067786688520751,47.432213311479245,0,0,0,0,47.432213311479245,47.432213311479245]
["h1138",{"$f":"IF($C$10=2012,profiles!C1142,IF($C$10=2013,profiles!E1142,IF($C$10=2014,profiles!G1142,IF($C$10=2015,profiles!I1142,IF($C$10=2016,profiles!K1142)))))","v":72.006},{"$f":"IF($C$10=2012,profiles!D1142,IF($C$10=2013,profiles!F1142,IF($C$10=2014,profiles!H1142,IF($C$10=2015,profiles!J1142,IF($C$10=2016,profiles!L1142)))))","v":0.16566176901012702},33.132353802025406,0,33.132353802025406,38.873646197974594,0,0,0,0,38.873646197974594,38.873646197974594]
["h1139",{"$f":"IF($C$10=2012,profiles!C1143,IF($C$10=2013,profiles!E1143,IF($C$10=2014,profiles!G1143,IF($C$10=2015,profiles!I1143,IF($C$10=2016,profiles!K1143)))))","v":72.637},{"$f":"IF($C$10=2012,profiles!D1143,IF($C$10=2013,profiles!F1143,IF($C$10=2014,profiles!H1143,IF($C$10=2015,profiles!J1143,IF($C$10=2016,profiles!L1143)))))","v":0.20646256512322192},41.292513024644386,0,41.292513024644386,31.344486975355615,0,0,0,0,31.344486975355615,31.344486975355615]
["h1140",{"$f":"IF($C$10=2012,profiles!C1144,IF($C$10=2013,profiles!E1144,IF($C$10=2014,profiles!G1144,IF($C$10=2015,profiles!I1144,IF($C$10=2016,profiles!K1144)))))","v":73.171999999999997},{"$f":"IF($C$10=2012,profiles!D1144,IF($C$10=2013,profiles!F1144,IF($C$10=2014,profiles!H1144,IF($C$10=2015,profiles!J1144,IF($C$10=2016,profiles!L1144)))))","v":0.24020956506468419},48.041913012936838,0,48.041913012936838,25.130086987063159,0,0,0,0,25.130086987063159,25.130086987063159]
["h1141",{"$f":"IF($C$10=2012,profiles!C1145,IF($C$10=2013,profiles!E1145,IF($C$10=2014,profiles!G1145,IF($C$10=2015,profiles!I1145,IF($C$10=2016,profiles!K1145)))))","v":72.64},{"$f":"IF($C$10=2012,profiles!D1145,IF($C$10=2013,profiles!F1145,IF($C$10=2014,profiles!H1145,IF($C$10=2015,profiles!J1145,IF($C$10=2016,profiles!L1145)))))","v":0.24389744190130538},48.779488380261078,0,48.779488380261078,23.860511619738922,0,0,0,0,23.860511619738922,23.860511619738922]
["h1142",{"$f":"IF($C$10=2012,profiles!C1146,IF($C$10=2013,profiles!E1146,IF($C$10=2014,profiles!G1146,IF($C$10=2015,profiles!I1146,IF($C$10=2016,profiles!K1146)))))","v":72.057000000000002},{"$f":"IF($C$10=2012,profiles!D1146,IF($C$10=2013,profiles!F1146,IF($C$10=2014,profiles!H1146,IF($C$10=2015,profiles!J1146,IF($C$10=2016,profiles!L1146)))))","v":0.2237311947550196},44.746238951003917,0,44.746238951003917,27.310761048996085,0,0,0,0,27.310761048996085,27.310761048996085]
["h1143",{"$f":"IF($C$10=2012,profiles!C1147,IF($C$10=2013,profiles!E1147,IF($C$10=2014,profiles!G1147,IF($C$10=2015,profiles!I1147,IF($C$10=2016,profiles!K1147)))))","v":70.923000000000002},{"$f":"IF($C$10=2012,profiles!D1147,IF($C$10=2013,profiles!F1147,IF($C$10=2014,profiles!H1147,IF($C$10=2015,profiles!J1147,IF($C$10=2016,profiles!L1147)))))","v":0.17875958555288884},35.751917110577772,0,35.751917110577772,35.17108288942223,0,0,0,0,35.17108288942223,35.17108288942223]
["h1144",{"$f":"IF($C$10=2012,profiles!C1148,IF($C$10=2013,profiles!E1148,IF($C$10=2014,profiles!G1148,IF($C$10=2015,profiles!I1148,IF($C$10=2016,profiles!K1148)))))","v":69.635999999999996},{"$f":"IF($C$10=2012,profiles!D1148,IF($C$10=2013,profiles!F1148,IF($C$10=2014,profiles!H1148,IF($C$10=2015,profiles!J1148,IF($C$10=2016,profiles!L1148)))))","v":0.12487560732892349},24.975121465784696,0,24.975121465784696,44.6608785342153,0,0,0,0,44.6608785342153,44.6608785342153]
["h1145",{"$f":"IF($C$10=2012,profiles!C1149,IF($C$10=2013,profiles!E1149,IF($C$10=2014,profiles!G1149,IF($C$10=2015,profiles!I1149,IF($C$10=2016,profiles!K1149)))))","v":68.162000000000006},{"$f":"IF($C$10=2012,profiles!D1149,IF($C$10=2013,profiles!F1149,IF($C$10=2014,profiles!H1149,IF($C$10=2015,profiles!J1149,IF($C$10=2016,profiles!L1149)))))","v":6.7933032839665161E-2},13.586606567933032,0,13.586606567933032,54.575393432066974,0,0,0,0,54.575393432066974,54.575393432066974]
["h1146",{"$f":"IF($C$10=2012,profiles!C1150,IF($C$10=2013,profiles!E1150,IF($C$10=2014,profiles!G1150,IF($C$10=2015,profiles!I1150,IF($C$10=2016,profiles!K1150)))))","v":70.13},{"$f":"IF($C$10=2012,profiles!D1150,IF($C$10=2013,profiles!F1150,IF($C$10=2014,profiles!H1150,IF($C$10=2015,profiles!J1150,IF($C$10=2016,profiles!L1150)))))","v":3.6615348592167654E-2},7.3230697184335307,0,7.3230697184335307,62.806930281566466,0,0,0,0,62.806930281566466,62.806930281566466]
["h1147",{"$f":"IF($C$10=2012,profiles!C1151,IF($C$10=2013,profiles!E1151,IF($C$10=2014,profiles!G1151,IF($C$10=2015,profiles!I1151,IF($C$10=2016,profiles!K1151)))))","v":74.191999999999993},{"$f":"IF($C$10=2012,profiles!D1151,IF($C$10=2013,profiles!F1151,IF($C$10=2014,profiles!H1151,IF($C$10=2015,profiles!J1151,IF($C$10=2016,profiles!L1151)))))","v":3.7229994731604522E-2},7.4459989463209046,0,7.4459989463209046,66.746001053679095,0,0,0,0,66.746001053679095,66.746001053679095]
["h1148",{"$f":"IF($C$10=2012,profiles!C1152,IF($C$10=2013,profiles!E1152,IF($C$10=2014,profiles!G1152,IF($C$10=2015,profiles!I1152,IF($C$10=2016,profiles!K1152)))))","v":73.075000000000003},{"$f":"IF($C$10=2012,profiles!D1152,IF($C$10=2013,profiles!F1152,IF($C$10=2014,profiles!H1152,IF($C$10=2015,profiles!J1152,IF($C$10=2016,profiles!L1152)))))","v":4.330328396651642E-2},8.6606567933032839,0,8.6606567933032839,64.414343206696714,0,0,0,0,64.414343206696714,64.414343206696714]
["h1149",{"$f":"IF($C$10=2012,profiles!C1153,IF($C$10=2013,profiles!E1153,IF($C$10=2014,profiles!G1153,IF($C$10=2015,profiles!I1153,IF($C$10=2016,profiles!K1153)))))","v":68.838999999999999},{"$f":"IF($C$10=2012,profiles!D1153,IF($C$10=2013,profiles!F1153,IF($C$10=2014,profiles!H1153,IF($C$10=2015,profiles!J1153,IF($C$10=2016,profiles!L1153)))))","v":4.3215477375168294E-2},8.6430954750336593,0,8.6430954750336593,60.195904524966338,0,0,0,0,60.195904524966338,60.195904524966338]
["h1150",{"$f":"IF($C$10=2012,profiles!C1154,IF($C$10=2013,profiles!E1154,IF($C$10=2014,profiles!G1154,IF($C$10=2015,profiles!I1154,IF($C$10=2016,profiles!K1154)))))","v":65.105999999999995},{"$f":"IF($C$10=2012,profiles!D1154,IF($C$10=2013,profiles!F1154,IF($C$10=2014,profiles!H1154,IF($C$10=2015,profiles!J1154,IF($C$10=2016,profiles!L1154)))))","v":5.2098577533220163E-2},10.419715506644032,0,10.419715506644032,54.686284493355963,0,0,0,0,54.686284493355963,54.686284493355963]
["h1151",{"$f":"IF($C$10=2012,profiles!C1155,IF($C$10=2013,profiles!E1155,IF($C$10=2014,profiles!G1155,IF($C$10=2015,profiles!I1155,IF($C$10=2016,profiles!K1155)))))","v":61.965000000000003},{"$f":"IF($C$10=2012,profiles!D1155,IF($C$10=2013,profiles!F1155,IF($C$10=2014,profiles!H1155,IF($C$10=2015,profiles!J1155,IF($C$10=2016,profiles!L1155)))))","v":5.5464496868231572E-2},11.092899373646315,0,11.092899373646315,50.872100626353685,0,0,0,0,50.872100626353685,50.872100626353685]
["h1152",{"$f":"IF($C$10=2012,profiles!C1156,IF($C$10=2013,profiles!E1156,IF($C$10=2014,profiles!G1156,IF($C$10=2015,profiles!I1156,IF($C$10=2016,profiles!K1156)))))","v":57.262},{"$f":"IF($C$10=2012,profiles!D1156,IF($C$10=2013,profiles!F1156,IF($C$10=2014,profiles!H1156,IF($C$10=2015,profiles!J1156,IF($C$10=2016,profiles!L1156)))))","v":5.3532751858572848E-2},10.70655037171457,0,10.70655037171457,46.55544962828543,0,0,0,0,46.55544962828543,46.55544962828543]
["h1153",{"$f":"IF($C$10=2012,profiles!C1157,IF($C$10=2013,profiles!E1157,IF($C$10=2014,profiles!G1157,IF($C$10=2015,profiles!I1157,IF($C$10=2016,profiles!K1157)))))","v":53.795999999999999},{"$f":"IF($C$10=2012,profiles!D1157,IF($C$10=2013,profiles!F1157,IF($C$10=2014,profiles!H1157,IF($C$10=2015,profiles!J1157,IF($C$10=2016,profiles!L1157)))))","v":5.5541740415136841E-2},11.108348083027368,{"$f":"D1170-F1170","v":0},{"$f":"MIN(D1170,B1170)","v":11.108348083027368},{"$f":"B1170-F1170","v":42.687651916972634},{"$f":"-MIN(-E1170+$C$3,0)","v":0},{"$f":"E1170-H1170","v":0},0,0,42.687651916972634,42.687651916972634]
["h1154",{"$f":"IF($C$10=2012,profiles!C1158,IF($C$10=2013,profiles!E1158,IF($C$10=2014,profiles!G1158,IF($C$10=2015,profiles!I1158,IF($C$10=2016,profiles!K1158)))))","v":51.898000000000003},{"$f":"IF($C$10=2012,profiles!D1158,IF($C$10=2013,profiles!F1158,IF($C$10=2014,profiles!H1158,IF($C$10=2015,profiles!J1158,IF($C$10=2016,profiles!L1158)))))","v":5.3537732399104782E-2},{"$f":"C1171*$C$2","v":10.707546479820957},0,10.707546479820957,41.190453520179048,0,0,0,0,{"$f":"MAX(G1171-J1171,0)","v":41.190453520179048},{"$f":"B1171-D1171","v":41.190453520179048}]
["h1155",{"$f":"IF($C$10=2012,profiles!C1159,IF($C$10=2013,profiles!E1159,IF($C$10=2014,profiles!G1159,IF($C$10=2015,profiles!I1159,IF($C$10=2016,profiles!K1159)))))","v":51.399000000000001},{"$f":"IF($C$10=2012,profiles!D1159,IF($C$10=2013,profiles!F1159,IF($C$10=2014,profiles!H1159,IF($C$10=2015,profiles!J1159,IF($C$10=2016,profiles!L1159)))))","v":5.619999122332256E-2},11.239998244664513,0,11.239998244664513,40.159001755335488,0,0,0,{"$f":"K1171+I1172*$F$2-J1172/$F$3","v":0},40.159001755335488,40.159001755335488]
["h1156",{"$f":"IF($C$10=2012,profiles!C1160,IF($C$10=2013,profiles!E1160,IF($C$10=2014,profiles!G1160,IF($C$10=2015,profiles!I1160,IF($C$10=2016,profiles!K1160)))))","v":51.911999999999999},{"$f":"IF($C$10=2012,profiles!D1160,IF($C$10=2013,profiles!F1160,IF($C$10=2014,profiles!H1160,IF($C$10=2015,profiles!J1160,IF($C$10=2016,profiles!L1160)))))","v":5.6243874610534941E-2},11.248774922106989,0,11.248774922106989,40.66322507789301,0,0,0,0,40.66322507789301,40.66322507789301]
["h1157",{"$f":"IF($C$10=2012,profiles!C1161,IF($C$10=2013,profiles!E1161,IF($C$10=2014,profiles!G1161,IF($C$10=2015,profiles!I1161,IF($C$10=2016,profiles!K1161)))))","v":53.325000000000003},{"$f":"IF($C$10=2012,profiles!D1161,IF($C$10=2013,profiles!F1161,IF($C$10=2014,profiles!H1161,IF($C$10=2015,profiles!J1161,IF($C$10=2016,profiles!L1161)))))","v":5.3581615786317163E-2},10.716323157263433,0,10.716323157263433,42.608676842736571,0,0,0,0,42.608676842736571,42.608676842736571]
["h1158",{"$f":"IF($C$10=2012,profiles!C1162,IF($C$10=2013,profiles!E1162,IF($C$10=2014,profiles!G1162,IF($C$10=2015,profiles!I1162,IF($C$10=2016,profiles!K1162)))))","v":56.64},{"$f":"IF($C$10=2012,profiles!D1162,IF($C$10=2013,profiles!F1162,IF($C$10=2014,profiles!H1162,IF($C$10=2015,profiles!J1162,IF($C$10=2016,profiles!L1162)))))","v":5.5644134985299062E-2},11.128826997059813,0,11.128826997059813,45.51117300294019,0,0,0,0,45.51117300294019,45.51117300294019]
["h1159",{"$f":"IF($C$10=2012,profiles!C1163,IF($C$10=2013,profiles!E1163,IF($C$10=2014,profiles!G1163,IF($C$10=2015,profiles!I1163,IF($C$10=2016,profiles!K1163)))))","v":64.888999999999996},{"$f":"IF($C$10=2012,profiles!D1163,IF($C$10=2013,profiles!F1163,IF($C$10=2014,profiles!H1163,IF($C$10=2015,profiles!J1163,IF($C$10=2016,profiles!L1163)))))","v":6.1305091935696207E-2},12.261018387139242,0,12.261018387139242,52.627981612860751,0,0,0,0,52.627981612860751,52.627981612860751]
["h1160",{"$f":"IF($C$10=2012,profiles!C1164,IF($C$10=2013,profiles!E1164,IF($C$10=2014,profiles!G1164,IF($C$10=2015,profiles!I1164,IF($C$10=2016,profiles!K1164)))))","v":70.97},{"$f":"IF($C$10=2012,profiles!D1164,IF($C$10=2013,profiles!F1164,IF($C$10=2014,profiles!H1164,IF($C$10=2015,profiles!J1164,IF($C$10=2016,profiles!L1164)))))","v":7.3109723095826695E-2},14.621944619165339,0,14.621944619165339,56.348055380834658,0,0,{"$f":"MIN(MAX(0,G1177),K1176*$F$3)","v":0},0,56.348055380834658,56.348055380834658]
["h1161",{"$f":"IF($C$10=2012,profiles!C1165,IF($C$10=2013,profiles!E1165,IF($C$10=2014,profiles!G1165,IF($C$10=2015,profiles!I1165,IF($C$10=2016,profiles!K1165)))))","v":72.808000000000007},{"$f":"IF($C$10=2012,profiles!D1165,IF($C$10=2013,profiles!F1165,IF($C$10=2014,profiles!H1165,IF($C$10=2015,profiles!J1165,IF($C$10=2016,profiles!L1165)))))","v":0.10036130655471527},20.072261310943055,0,20.072261310943055,52.735738689056952,0,0,0,0,52.735738689056952,52.735738689056952]
["h1162",{"$f":"IF($C$10=2012,profiles!C1166,IF($C$10=2013,profiles!E1166,IF($C$10=2014,profiles!G1166,IF($C$10=2015,profiles!I1166,IF($C$10=2016,profiles!K1166)))))","v":72.933999999999997},{"$f":"IF($C$10=2012,profiles!D1166,IF($C$10=2013,profiles!F1166,IF($C$10=2014,profiles!H1166,IF($C$10=2015,profiles!J1166,IF($C$10=2016,profiles!L1166)))))","v":0.14048535026256892},28.097070052513786,0,28.097070052513786,44.836929947486212,0,0,0,0,44.836929947486212,44.836929947486212]
["h1163",{"$f":"IF($C$10=2012,profiles!C1167,IF($C$10=2013,profiles!E1167,IF($C$10=2014,profiles!G1167,IF($C$10=2015,profiles!I1167,IF($C$10=2016,profiles!K1167)))))","v":73.613},{"$f":"IF($C$10=2012,profiles!D1167,IF($C$10=2013,profiles!F1167,IF($C$10=2014,profiles!H1167,IF($C$10=2015,profiles!J1167,IF($C$10=2016,profiles!L1167)))))","v":0.17704021181048227},35.408042362096452,0,35.408042362096452,38.204957637903547,0,0,0,0,38.204957637903547,38.204957637903547]
["h1164",{"$f":"IF($C$10=2012,profiles!C1168,IF($C$10=2013,profiles!E1168,IF($C$10=2014,profiles!G1168,IF($C$10=2015,profiles!I1168,IF($C$10=2016,profiles!K1168)))))","v":74.433999999999997},{"$f":"IF($C$10=2012,profiles!D1168,IF($C$10=2013,profiles!F1168,IF($C$10=2014,profiles!H1168,IF($C$10=2015,profiles!J1168,IF($C$10=2016,profiles!L1168)))))","v":0.197972587510788},39.594517502157601,0,39.594517502157601,34.839482497842397,0,0,0,0,34.839482497842397,34.839482497842397]
["h1165",{"$f":"IF($C$10=2012,profiles!C1169,IF($C$10=2013,profiles!E1169,IF($C$10=2014,profiles!G1169,IF($C$10=2015,profiles!I1169,IF($C$10=2016,profiles!K1169)))))","v":73.578000000000003},{"$f":"IF($C$10=2012,profiles!D1169,IF($C$10=2013,profiles!F1169,IF($C$10=2014,profiles!H1169,IF($C$10=2015,profiles!J1169,IF($C$10=2016,profiles!L1169)))))","v":0.19835291019996196},39.670582039992389,0,39.670582039992389,33.907417960007614,0,0,0,0,33.907417960007614,33.907417960007614]
["h1166",{"$f":"IF($C$10=2012,profiles!C1170,IF($C$10=2013,profiles!E1170,IF($C$10=2014,profiles!G1170,IF($C$10=2015,profiles!I1170,IF($C$10=2016,profiles!K1170)))))","v":73.123999999999995},{"$f":"IF($C$10=2012,profiles!D1170,IF($C$10=2013,profiles!F1170,IF($C$10=2014,profiles!H1170,IF($C$10=2015,profiles!J1170,IF($C$10=2016,profiles!L1170)))))","v":0.18390064801135117},36.780129602270236,0,36.780129602270236,36.343870397729759,0,0,0,0,36.343870397729759,36.343870397729759]
["h1167",{"$f":"IF($C$10=2012,profiles!C1171,IF($C$10=2013,profiles!E1171,IF($C$10=2014,profiles!G1171,IF($C$10=2015,profiles!I1171,IF($C$10=2016,profiles!K1171)))))","v":71.786000000000001},{"$f":"IF($C$10=2012,profiles!D1171,IF($C$10=2013,profiles!F1171,IF($C$10=2014,profiles!H1171,IF($C$10=2015,profiles!J1171,IF($C$10=2016,profiles!L1171)))))","v":0.1448883167795445},28.977663355908902,0,28.977663355908902,42.808336644091099,0,0,0,0,42.808336644091099,42.808336644091099]
["h1168",{"$f":"IF($C$10=2012,profiles!C1172,IF($C$10=2013,profiles!E1172,IF($C$10=2014,profiles!G1172,IF($C$10=2015,profiles!I1172,IF($C$10=2016,profiles!K1172)))))","v":70.81},{"$f":"IF($C$10=2012,profiles!D1172,IF($C$10=2013,profiles!F1172,IF($C$10=2014,profiles!H1172,IF($C$10=2015,profiles!J1172,IF($C$10=2016,profiles!L1172)))))","v":0.10477890086742829},20.955780173485657,0,20.955780173485657,49.854219826514345,0,0,0,0,49.854219826514345,49.854219826514345]
["h1169",{"$f":"IF($C$10=2012,profiles!C1173,IF($C$10=2013,profiles!E1173,IF($C$10=2014,profiles!G1173,IF($C$10=2015,profiles!I1173,IF($C$10=2016,profiles!K1173)))))","v":69.543999999999997},{"$f":"IF($C$10=2012,profiles!D1173,IF($C$10=2013,profiles!F1173,IF($C$10=2014,profiles!H1173,IF($C$10=2015,profiles!J1173,IF($C$10=2016,profiles!L1173)))))","v":7.3577812559425415E-2},14.715562511885082,0,14.715562511885082,54.828437488114915,0,0,0,0,54.828437488114915,54.828437488114915]
["h1170",{"$f":"IF($C$10=2012,profiles!C1174,IF($C$10=2013,profiles!E1174,IF($C$10=2014,profiles!G1174,IF($C$10=2015,profiles!I1174,IF($C$10=2016,profiles!K1174)))))","v":71.415000000000006},{"$f":"IF($C$10=2012,profiles!D1174,IF($C$10=2013,profiles!F1174,IF($C$10=2014,profiles!H1174,IF($C$10=2015,profiles!J1174,IF($C$10=2016,profiles!L1174)))))","v":6.433304565335049E-2},12.866609130670097,0,12.866609130670097,58.548390869329907,0,0,0,0,58.548390869329907,58.548390869329907]
["h1171",{"$f":"IF($C$10=2012,profiles!C1175,IF($C$10=2013,profiles!E1175,IF($C$10=2014,profiles!G1175,IF($C$10=2015,profiles!I1175,IF($C$10=2016,profiles!K1175)))))","v":75.138999999999996},{"$f":"IF($C$10=2012,profiles!D1175,IF($C$10=2013,profiles!F1175,IF($C$10=2014,profiles!H1175,IF($C$10=2015,profiles!J1175,IF($C$10=2016,profiles!L1175)))))","v":6.8531223030001615E-2},13.706244606000324,0,13.706244606000324,61.43275539399967,0,0,0,0,61.43275539399967,61.43275539399967]
["h1172",{"$f":"IF($C$10=2012,profiles!C1176,IF($C$10=2013,profiles!E1176,IF($C$10=2014,profiles!G1176,IF($C$10=2015,profiles!I1176,IF($C$10=2016,profiles!K1176)))))","v":73.832999999999998},{"$f":"IF($C$10=2012,profiles!D1176,IF($C$10=2013,profiles!F1176,IF($C$10=2014,profiles!H1176,IF($C$10=2015,profiles!J1176,IF($C$10=2016,profiles!L1176)))))","v":7.4396969120723203E-2},14.879393824144641,0,14.879393824144641,58.953606175855356,0,0,0,0,58.953606175855356,58.953606175855356]
["h1173",{"$f":"IF($C$10=2012,profiles!C1177,IF($C$10=2013,profiles!E1177,IF($C$10=2014,profiles!G1177,IF($C$10=2015,profiles!I1177,IF($C$10=2016,profiles!K1177)))))","v":69.382999999999996},{"$f":"IF($C$10=2012,profiles!D1177,IF($C$10=2013,profiles!F1177,IF($C$10=2014,profiles!H1177,IF($C$10=2015,profiles!J1177,IF($C$10=2016,profiles!L1177)))))","v":7.1266620832906691E-2},14.253324166581338,0,14.253324166581338,55.129675833418659,0,0,0,0,55.129675833418659,55.129675833418659]
["h1174",{"$f":"IF($C$10=2012,profiles!C1178,IF($C$10=2013,profiles!E1178,IF($C$10=2014,profiles!G1178,IF($C$10=2015,profiles!I1178,IF($C$10=2016,profiles!K1178)))))","v":65.751000000000005},{"$f":"IF($C$10=2012,profiles!D1178,IF($C$10=2013,profiles!F1178,IF($C$10=2014,profiles!H1178,IF($C$10=2015,profiles!J1178,IF($C$10=2016,profiles!L1178)))))","v":7.1851732662405104E-2},14.370346532481021,0,14.370346532481021,51.380653467518982,0,0,0,0,51.380653467518982,51.380653467518982]
["h1175",{"$f":"IF($C$10=2012,profiles!C1179,IF($C$10=2013,profiles!E1179,IF($C$10=2014,profiles!G1179,IF($C$10=2015,profiles!I1179,IF($C$10=2016,profiles!K1179)))))","v":62.429000000000002},{"$f":"IF($C$10=2012,profiles!D1179,IF($C$10=2013,profiles!F1179,IF($C$10=2014,profiles!H1179,IF($C$10=2015,profiles!J1179,IF($C$10=2016,profiles!L1179)))))","v":7.2232055351579075E-2},14.446411070315815,0,14.446411070315815,47.982588929684184,0,0,0,0,47.982588929684184,47.982588929684184]
["h1176",{"$f":"IF($C$10=2012,profiles!C1180,IF($C$10=2013,profiles!E1180,IF($C$10=2014,profiles!G1180,IF($C$10=2015,profiles!I1180,IF($C$10=2016,profiles!K1180)))))","v":57.497999999999998},{"$f":"IF($C$10=2012,profiles!D1180,IF($C$10=2013,profiles!F1180,IF($C$10=2014,profiles!H1180,IF($C$10=2015,profiles!J1180,IF($C$10=2016,profiles!L1180)))))","v":7.1924871641092403E-2},14.38497432821848,0,14.38497432821848,43.113025671781514,0,0,0,0,43.113025671781514,43.113025671781514]
["h1177",{"$f":"IF($C$10=2012,profiles!C1181,IF($C$10=2013,profiles!E1181,IF($C$10=2014,profiles!G1181,IF($C$10=2015,profiles!I1181,IF($C$10=2016,profiles!K1181)))))","v":53.82},{"$f":"IF($C$10=2012,profiles!D1181,IF($C$10=2013,profiles!F1181,IF($C$10=2014,profiles!H1181,IF($C$10=2015,profiles!J1181,IF($C$10=2016,profiles!L1181)))))","v":7.488632542362969E-2},14.977265084725937,0,14.977265084725937,38.842734915274065,0,0,0,0,38.842734915274065,38.842734915274065]
["h1178",{"$f":"IF($C$10=2012,profiles!C1182,IF($C$10=2013,profiles!E1182,IF($C$10=2014,profiles!G1182,IF($C$10=2015,profiles!I1182,IF($C$10=2016,profiles!K1182)))))","v":51.703000000000003},{"$f":"IF($C$10=2012,profiles!D1182,IF($C$10=2013,profiles!F1182,IF($C$10=2014,profiles!H1182,IF($C$10=2015,profiles!J1182,IF($C$10=2016,profiles!L1182)))))","v":7.5529628492477741E-2},15.105925698495549,0,15.105925698495549,36.597074301504456,0,0,0,0,36.597074301504456,36.597074301504456]
["h1179",{"$f":"IF($C$10=2012,profiles!C1183,IF($C$10=2013,profiles!E1183,IF($C$10=2014,profiles!G1183,IF($C$10=2015,profiles!I1183,IF($C$10=2016,profiles!K1183)))))","v":50.679000000000002},{"$f":"IF($C$10=2012,profiles!D1183,IF($C$10=2013,profiles!F1183,IF($C$10=2014,profiles!H1183,IF($C$10=2015,profiles!J1183,IF($C$10=2016,profiles!L1183)))))","v":6.7736889044841153E-2},13.54737780896823,0,13.54737780896823,37.131622191031774,0,0,0,0,37.131622191031774,37.131622191031774]
["h1180",{"$f":"IF($C$10=2012,profiles!C1184,IF($C$10=2013,profiles!E1184,IF($C$10=2014,profiles!G1184,IF($C$10=2015,profiles!I1184,IF($C$10=2016,profiles!K1184)))))","v":51.276000000000003},{"$f":"IF($C$10=2012,profiles!D1184,IF($C$10=2013,profiles!F1184,IF($C$10=2014,profiles!H1184,IF($C$10=2015,profiles!J1184,IF($C$10=2016,profiles!L1184)))))","v":6.5690015643960986E-2},13.138003128792198,0,13.138003128792198,38.137996871207804,0,0,0,0,38.137996871207804,38.137996871207804]
["h1181",{"$f":"IF($C$10=2012,profiles!C1185,IF($C$10=2013,profiles!E1185,IF($C$10=2014,profiles!G1185,IF($C$10=2015,profiles!I1185,IF($C$10=2016,profiles!K1185)))))","v":52.781999999999996},{"$f":"IF($C$10=2012,profiles!D1185,IF($C$10=2013,profiles!F1185,IF($C$10=2014,profiles!H1185,IF($C$10=2015,profiles!J1185,IF($C$10=2016,profiles!L1185)))))","v":6.6552626577189064E-2},13.310525315437813,0,13.310525315437813,39.471474684562182,0,0,0,0,39.471474684562182,39.471474684562182]
["h1182",{"$f":"IF($C$10=2012,profiles!C1186,IF($C$10=2013,profiles!E1186,IF($C$10=2014,profiles!G1186,IF($C$10=2015,profiles!I1186,IF($C$10=2016,profiles!K1186)))))","v":56.326000000000001},{"$f":"IF($C$10=2012,profiles!D1186,IF($C$10=2013,profiles!F1186,IF($C$10=2014,profiles!H1186,IF($C$10=2015,profiles!J1186,IF($C$10=2016,profiles!L1186)))))","v":6.8672602599529217E-2},13.734520519905843,0,13.734520519905843,42.591479480094158,0,0,0,0,42.591479480094158,42.591479480094158]
["h1183",{"$f":"IF($C$10=2012,profiles!C1187,IF($C$10=2013,profiles!E1187,IF($C$10=2014,profiles!G1187,IF($C$10=2015,profiles!I1187,IF($C$10=2016,profiles!K1187)))))","v":64.58},{"$f":"IF($C$10=2012,profiles!D1187,IF($C$10=2013,profiles!F1187,IF($C$10=2014,profiles!H1187,IF($C$10=2015,profiles!J1187,IF($C$10=2016,profiles!L1187)))))","v":6.9681418775677295E-2},13.936283755135459,0,13.936283755135459,50.643716244864535,0,0,0,0,50.643716244864535,50.643716244864535]
["h1184",{"$f":"IF($C$10=2012,profiles!C1188,IF($C$10=2013,profiles!E1188,IF($C$10=2014,profiles!G1188,IF($C$10=2015,profiles!I1188,IF($C$10=2016,profiles!K1188)))))","v":71.134},{"$f":"IF($C$10=2012,profiles!D1188,IF($C$10=2013,profiles!F1188,IF($C$10=2014,profiles!H1188,IF($C$10=2015,profiles!J1188,IF($C$10=2016,profiles!L1188)))))","v":7.3731304004561599E-2},14.746260800912319,0,14.746260800912319,56.387739199087683,0,0,0,0,56.387739199087683,56.387739199087683]
["h1185",{"$f":"IF($C$10=2012,profiles!C1189,IF($C$10=2013,profiles!E1189,IF($C$10=2014,profiles!G1189,IF($C$10=2015,profiles!I1189,IF($C$10=2016,profiles!K1189)))))","v":73.134},{"$f":"IF($C$10=2012,profiles!D1189,IF($C$10=2013,profiles!F1189,IF($C$10=2014,profiles!H1189,IF($C$10=2015,profiles!J1189,IF($C$10=2016,profiles!L1189)))))","v":8.3877947863210373E-2},16.775589572642076,0,16.775589572642076,56.358410427357924,0,0,0,0,56.358410427357924,56.358410427357924]
["h1186",{"$f":"IF($C$10=2012,profiles!C1190,IF($C$10=2013,profiles!E1190,IF($C$10=2014,profiles!G1190,IF($C$10=2015,profiles!I1190,IF($C$10=2016,profiles!K1190)))))","v":73.483000000000004},{"$f":"IF($C$10=2012,profiles!D1190,IF($C$10=2013,profiles!F1190,IF($C$10=2014,profiles!H1190,IF($C$10=2015,profiles!J1190,IF($C$10=2016,profiles!L1190)))))","v":9.6977937628843366E-2},19.395587525768672,0,19.395587525768672,54.087412474231328,0,0,0,0,54.087412474231328,54.087412474231328]
["h1187",{"$f":"IF($C$10=2012,profiles!C1191,IF($C$10=2013,profiles!E1191,IF($C$10=2014,profiles!G1191,IF($C$10=2015,profiles!I1191,IF($C$10=2016,profiles!K1191)))))","v":74.454999999999998},{"$f":"IF($C$10=2012,profiles!D1191,IF($C$10=2013,profiles!F1191,IF($C$10=2014,profiles!H1191,IF($C$10=2015,profiles!J1191,IF($C$10=2016,profiles!L1191)))))","v":0.12592657572700558},25.185315145401116,0,25.185315145401116,49.269684854598879,0,0,0,0,49.269684854598879,49.269684854598879]
["h1188",{"$f":"IF($C$10=2012,profiles!C1192,IF($C$10=2013,profiles!E1192,IF($C$10=2014,profiles!G1192,IF($C$10=2015,profiles!I1192,IF($C$10=2016,profiles!K1192)))))","v":75.427999999999997},{"$f":"IF($C$10=2012,profiles!D1192,IF($C$10=2013,profiles!F1192,IF($C$10=2014,profiles!H1192,IF($C$10=2015,profiles!J1192,IF($C$10=2016,profiles!L1192)))))","v":0.15228738102548359},30.457476205096718,0,30.457476205096718,44.970523794903279,0,0,0,0,44.970523794903279,44.970523794903279]
["h1189",{"$f":"IF($C$10=2012,profiles!C1193,IF($C$10=2013,profiles!E1193,IF($C$10=2014,profiles!G1193,IF($C$10=2015,profiles!I1193,IF($C$10=2016,profiles!K1193)))))","v":74.63},{"$f":"IF($C$10=2012,profiles!D1193,IF($C$10=2013,profiles!F1193,IF($C$10=2014,profiles!H1193,IF($C$10=2015,profiles!J1193,IF($C$10=2016,profiles!L1193)))))","v":0.17370644911326522},34.741289822653044,0,34.741289822653044,39.888710177346951,0,0,0,0,39.888710177346951,39.888710177346951]
["h1190",{"$f":"IF($C$10=2012,profiles!C1194,IF($C$10=2013,profiles!E1194,IF($C$10=2014,profiles!G1194,IF($C$10=2015,profiles!I1194,IF($C$10=2016,profiles!K1194)))))","v":73.962999999999994},{"$f":"IF($C$10=2012,profiles!D1194,IF($C$10=2013,profiles!F1194,IF($C$10=2014,profiles!H1194,IF($C$10=2015,profiles!J1194,IF($C$10=2016,profiles!L1194)))))","v":0.16189306548532831},32.37861309706566,0,32.37861309706566,41.584386902934334,0,0,0,0,41.584386902934334,41.584386902934334]
["h1191",{"$f":"IF($C$10=2012,profiles!C1195,IF($C$10=2013,profiles!E1195,IF($C$10=2014,profiles!G1195,IF($C$10=2015,profiles!I1195,IF($C$10=2016,profiles!K1195)))))","v":72.641999999999996},{"$f":"IF($C$10=2012,profiles!D1195,IF($C$10=2013,profiles!F1195,IF($C$10=2014,profiles!H1195,IF($C$10=2015,profiles!J1195,IF($C$10=2016,profiles!L1195)))))","v":0.13412868985481818},26.825737970963637,0,26.825737970963637,45.816262029036359,0,0,0,0,45.816262029036359,45.816262029036359]
["h1192",{"$f":"IF($C$10=2012,profiles!C1196,IF($C$10=2013,profiles!E1196,IF($C$10=2014,profiles!G1196,IF($C$10=2015,profiles!I1196,IF($C$10=2016,profiles!K1196)))))","v":71.659000000000006},{"$f":"IF($C$10=2012,profiles!D1196,IF($C$10=2013,profiles!F1196,IF($C$10=2014,profiles!H1196,IF($C$10=2015,profiles!J1196,IF($C$10=2016,profiles!L1196)))))","v":0.10583797534979604},21.167595069959209,0,21.167595069959209,50.491404930040801,0,0,0,0,50.491404930040801,50.491404930040801]
["h1193",{"$f":"IF($C$10=2012,profiles!C1197,IF($C$10=2013,profiles!E1197,IF($C$10=2014,profiles!G1197,IF($C$10=2015,profiles!I1197,IF($C$10=2016,profiles!K1197)))))","v":70.414000000000001},{"$f":"IF($C$10=2012,profiles!D1197,IF($C$10=2013,profiles!F1197,IF($C$10=2014,profiles!H1197,IF($C$10=2015,profiles!J1197,IF($C$10=2016,profiles!L1197)))))","v":7.5266459055221724E-2},15.053291811044344,0,15.053291811044344,55.360708188955655,0,0,0,0,55.360708188955655,55.360708188955655]
["h1194",{"$f":"IF($C$10=2012,profiles!C1198,IF($C$10=2013,profiles!E1198,IF($C$10=2014,profiles!G1198,IF($C$10=2015,profiles!I1198,IF($C$10=2016,profiles!K1198)))))","v":72.037999999999997},{"$f":"IF($C$10=2012,profiles!D1198,IF($C$10=2013,profiles!F1198,IF($C$10=2014,profiles!H1198,IF($C$10=2015,profiles!J1198,IF($C$10=2016,profiles!L1198)))))","v":5.8496717692296446E-2},11.699343538459289,0,11.699343538459289,60.338656461540708,0,0,0,0,60.338656461540708,60.338656461540708]
["h1195",{"$f":"IF($C$10=2012,profiles!C1199,IF($C$10=2013,profiles!E1199,IF($C$10=2014,profiles!G1199,IF($C$10=2015,profiles!I1199,IF($C$10=2016,profiles!K1199)))))","v":75.281000000000006},{"$f":"IF($C$10=2012,profiles!D1199,IF($C$10=2013,profiles!F1199,IF($C$10=2014,profiles!H1199,IF($C$10=2015,profiles!J1199,IF($C$10=2016,profiles!L1199)))))","v":5.5587233358188222E-2},11.117446671637644,0,11.117446671637644,64.163553328362354,0,0,0,0,64.163553328362354,64.163553328362354]
["h1196",{"$f":"IF($C$10=2012,profiles!C1200,IF($C$10=2013,profiles!E1200,IF($C$10=2014,profiles!G1200,IF($C$10=2015,profiles!I1200,IF($C$10=2016,profiles!K1200)))))","v":73.91},{"$f":"IF($C$10=2012,profiles!D1200,IF($C$10=2013,profiles!F1200,IF($C$10=2014,profiles!H1200,IF($C$10=2015,profiles!J1200,IF($C$10=2016,profiles!L1200)))))","v":5.9695600684240534E-2},11.939120136848107,0,11.939120136848107,61.970879863151893,0,0,0,0,61.970879863151893,61.970879863151893]
["h1197",{"$f":"IF($C$10=2012,profiles!C1201,IF($C$10=2013,profiles!E1201,IF($C$10=2014,profiles!G1201,IF($C$10=2015,profiles!I1201,IF($C$10=2016,profiles!K1201)))))","v":69.513999999999996},{"$f":"IF($C$10=2012,profiles!D1201,IF($C$10=2013,profiles!F1201,IF($C$10=2014,profiles!H1201,IF($C$10=2015,profiles!J1201,IF($C$10=2016,profiles!L1201)))))","v":6.1932540900916704E-2},12.386508180183341,0,12.386508180183341,57.127491819816655,0,0,0,0,57.127491819816655,57.127491819816655]
["h1198",{"$f":"IF($C$10=2012,profiles!C1202,IF($C$10=2013,profiles!E1202,IF($C$10=2014,profiles!G1202,IF($C$10=2015,profiles!I1202,IF($C$10=2016,profiles!K1202)))))","v":65.646000000000001},{"$f":"IF($C$10=2012,profiles!D1202,IF($C$10=2013,profiles!F1202,IF($C$10=2014,profiles!H1202,IF($C$10=2015,profiles!J1202,IF($C$10=2016,profiles!L1202)))))","v":6.6611108674357059E-2},13.322221734871412,0,13.322221734871412,52.323778265128588,0,0,0,0,52.323778265128588,52.323778265128588]
["h1199",{"$f":"IF($C$10=2012,profiles!C1203,IF($C$10=2013,profiles!E1203,IF($C$10=2014,profiles!G1203,IF($C$10=2015,profiles!I1203,IF($C$10=2016,profiles!K1203)))))","v":62.759},{"$f":"IF($C$10=2012,profiles!D1203,IF($C$10=2013,profiles!F1203,IF($C$10=2014,profiles!H1203,IF($C$10=2015,profiles!J1203,IF($C$10=2016,profiles!L1203)))))","v":6.6669590771525067E-2},13.333918154305014,0,13.333918154305014,49.42508184569499,0,0,0,0,49.42508184569499,49.42508184569499]
["h1200",{"$f":"IF($C$10=2012,profiles!C1204,IF($C$10=2013,profiles!E1204,IF($C$10=2014,profiles!G1204,IF($C$10=2015,profiles!I1204,IF($C$10=2016,profiles!K1204)))))","v":57.581000000000003},{"$f":"IF($C$10=2012,profiles!D1204,IF($C$10=2013,profiles!F1204,IF($C$10=2014,profiles!H1204,IF($C$10=2015,profiles!J1204,IF($C$10=2016,profiles!L1204)))))","v":6.3964793777504858E-2},12.792958755500973,0,12.792958755500973,44.788041244499027,0,0,0,0,44.788041244499027,44.788041244499027]
["h1201",{"$f":"IF($C$10=2012,profiles!C1205,IF($C$10=2013,profiles!E1205,IF($C$10=2014,profiles!G1205,IF($C$10=2015,profiles!I1205,IF($C$10=2016,profiles!K1205)))))","v":53.585000000000001},{"$f":"IF($C$10=2012,profiles!D1205,IF($C$10=2013,profiles!F1205,IF($C$10=2014,profiles!H1205,IF($C$10=2015,profiles!J1205,IF($C$10=2016,profiles!L1205)))))","v":6.4491609659124136E-2},12.898321931824826,0,12.898321931824826,40.686678068175176,0,0,0,0,40.686678068175176,40.686678068175176]
["h1202",{"$f":"IF($C$10=2012,profiles!C1206,IF($C$10=2013,profiles!E1206,IF($C$10=2014,profiles!G1206,IF($C$10=2015,profiles!I1206,IF($C$10=2016,profiles!K1206)))))","v":51.517000000000003},{"$f":"IF($C$10=2012,profiles!D1206,IF($C$10=2013,profiles!F1206,IF($C$10=2014,profiles!H1206,IF($C$10=2015,profiles!J1206,IF($C$10=2016,profiles!L1206)))))","v":6.6698824767584639E-2},13.339764953516928,0,13.339764953516928,38.177235046483077,0,0,0,0,38.177235046483077,38.177235046483077]
["h1203",{"$f":"IF($C$10=2012,profiles!C1207,IF($C$10=2013,profiles!E1207,IF($C$10=2014,profiles!G1207,IF($C$10=2015,profiles!I1207,IF($C$10=2016,profiles!K1207)))))","v":50.451000000000001},{"$f":"IF($C$10=2012,profiles!D1207,IF($C$10=2013,profiles!F1207,IF($C$10=2014,profiles!H1207,IF($C$10=2015,profiles!J1207,IF($C$10=2016,profiles!L1207)))))","v":6.4637782845114886E-2},12.927556569022977,0,12.927556569022977,37.523443430977025,0,0,0,0,37.523443430977025,37.523443430977025]
["h1204",{"$f":"IF($C$10=2012,profiles!C1208,IF($C$10=2013,profiles!E1208,IF($C$10=2014,profiles!G1208,IF($C$10=2015,profiles!I1208,IF($C$10=2016,profiles!K1208)))))","v":50.917000000000002},{"$f":"IF($C$10=2012,profiles!D1208,IF($C$10=2013,profiles!F1208,IF($C$10=2014,profiles!H1208,IF($C$10=2015,profiles!J1208,IF($C$10=2016,profiles!L1208)))))","v":6.5193240951879783E-2},13.038648190375957,0,13.038648190375957,37.878351809624043,0,0,0,0,37.878351809624043,37.878351809624043]
["h1205",{"$f":"IF($C$10=2012,profiles!C1209,IF($C$10=2013,profiles!E1209,IF($C$10=2014,profiles!G1209,IF($C$10=2015,profiles!I1209,IF($C$10=2016,profiles!K1209)))))","v":52.337000000000003},{"$f":"IF($C$10=2012,profiles!D1209,IF($C$10=2013,profiles!F1209,IF($C$10=2014,profiles!H1209,IF($C$10=2015,profiles!J1209,IF($C$10=2016,profiles!L1209)))))","v":6.6421095714202183E-2},13.284219142840437,0,13.284219142840437,39.052780857159568,0,0,0,0,39.052780857159568,39.052780857159568]
["h1206",{"$f":"IF($C$10=2012,profiles!C1210,IF($C$10=2013,profiles!E1210,IF($C$10=2014,profiles!G1210,IF($C$10=2015,profiles!I1210,IF($C$10=2016,profiles!K1210)))))","v":55.86},{"$f":"IF($C$10=2012,profiles!D1210,IF($C$10=2013,profiles!F1210,IF($C$10=2014,profiles!H1210,IF($C$10=2015,profiles!J1210,IF($C$10=2016,profiles!L1210)))))","v":6.4535461614921352E-2},12.907092322984271,0,12.907092322984271,42.95290767701573,0,0,0,0,42.95290767701573,42.95290767701573]
["h1207",{"$f":"IF($C$10=2012,profiles!C1211,IF($C$10=2013,profiles!E1211,IF($C$10=2014,profiles!G1211,IF($C$10=2015,profiles!I1211,IF($C$10=2016,profiles!K1211)))))","v":64.228999999999999},{"$f":"IF($C$10=2012,profiles!D1211,IF($C$10=2013,profiles!F1211,IF($C$10=2014,profiles!H1211,IF($C$10=2015,profiles!J1211,IF($C$10=2016,profiles!L1211)))))","v":6.4608548207916741E-2},12.921709641583348,0,12.921709641583348,51.307290358416651,0,0,0,0,51.307290358416651,51.307290358416651]
["h1208",{"$f":"IF($C$10=2012,profiles!C1212,IF($C$10=2013,profiles!E1212,IF($C$10=2014,profiles!G1212,IF($C$10=2015,profiles!I1212,IF($C$10=2016,profiles!K1212)))))","v":70.394999999999996},{"$f":"IF($C$10=2012,profiles!D1212,IF($C$10=2013,profiles!F1212,IF($C$10=2014,profiles!H1212,IF($C$10=2015,profiles!J1212,IF($C$10=2016,profiles!L1212)))))","v":7.1961059463252056E-2},14.392211892650412,0,14.392211892650412,56.002788107349588,0,0,0,0,56.002788107349588,56.002788107349588]
["h1209",{"$f":"IF($C$10=2012,profiles!C1213,IF($C$10=2013,profiles!E1213,IF($C$10=2014,profiles!G1213,IF($C$10=2015,profiles!I1213,IF($C$10=2016,profiles!K1213)))))","v":71.974000000000004},{"$f":"IF($C$10=2012,profiles!D1213,IF($C$10=2013,profiles!F1213,IF($C$10=2014,profiles!H1213,IF($C$10=2015,profiles!J1213,IF($C$10=2016,profiles!L1213)))))","v":9.683973571887973E-2},19.367947143775947,0,19.367947143775947,52.606052856224053,0,0,0,0,52.606052856224053,52.606052856224053]
["h1210",{"$f":"IF($C$10=2012,profiles!C1214,IF($C$10=2013,profiles!E1214,IF($C$10=2014,profiles!G1214,IF($C$10=2015,profiles!I1214,IF($C$10=2016,profiles!K1214)))))","v":72.097999999999999},{"$f":"IF($C$10=2012,profiles!D1214,IF($C$10=2013,profiles!F1214,IF($C$10=2014,profiles!H1214,IF($C$10=2015,profiles!J1214,IF($C$10=2016,profiles!L1214)))))","v":0.14740104075308424},29.48020815061685,0,29.48020815061685,42.617791849383153,0,0,0,0,42.617791849383153,42.617791849383153]
["h1211",{"$f":"IF($C$10=2012,profiles!C1215,IF($C$10=2013,profiles!E1215,IF($C$10=2014,profiles!G1215,IF($C$10=2015,profiles!I1215,IF($C$10=2016,profiles!K1215)))))","v":72.578999999999994},{"$f":"IF($C$10=2012,profiles!D1215,IF($C$10=2013,profiles!F1215,IF($C$10=2014,profiles!H1215,IF($C$10=2015,profiles!J1215,IF($C$10=2016,profiles!L1215)))))","v":0.20163129275565692},40.326258551131382,0,40.326258551131382,32.252741448868612,0,0,0,0,32.252741448868612,32.252741448868612]
["h1212",{"$f":"IF($C$10=2012,profiles!C1216,IF($C$10=2013,profiles!E1216,IF($C$10=2014,profiles!G1216,IF($C$10=2015,profiles!I1216,IF($C$10=2016,profiles!K1216)))))","v":73.153000000000006},{"$f":"IF($C$10=2012,profiles!D1216,IF($C$10=2013,profiles!F1216,IF($C$10=2014,profiles!H1216,IF($C$10=2015,profiles!J1216,IF($C$10=2016,profiles!L1216)))))","v":0.25518914810267207},51.037829620534417,0,51.037829620534417,22.115170379465589,0,0,0,0,22.115170379465589,22.115170379465589]
["h1213",{"$f":"IF($C$10=2012,profiles!C1217,IF($C$10=2013,profiles!E1217,IF($C$10=2014,profiles!G1217,IF($C$10=2015,profiles!I1217,IF($C$10=2016,profiles!K1217)))))","v":72.097999999999999},{"$f":"IF($C$10=2012,profiles!D1217,IF($C$10=2013,profiles!F1217,IF($C$10=2014,profiles!H1217,IF($C$10=2015,profiles!J1217,IF($C$10=2016,profiles!L1217)))))","v":0.28945214289890664},57.890428579781329,0,57.890428579781329,14.20757142021867,0,0,0,0,14.20757142021867,14.20757142021867]
["h1214",{"$f":"IF($C$10=2012,profiles!C1218,IF($C$10=2013,profiles!E1218,IF($C$10=2014,profiles!G1218,IF($C$10=2015,profiles!I1218,IF($C$10=2016,profiles!K1218)))))","v":71.616},{"$f":"IF($C$10=2012,profiles!D1218,IF($C$10=2013,profiles!F1218,IF($C$10=2014,profiles!H1218,IF($C$10=2015,profiles!J1218,IF($C$10=2016,profiles!L1218)))))","v":0.28443840261942349},56.887680523884697,0,56.887680523884697,14.728319476115303,0,0,0,0,14.728319476115303,14.728319476115303]
["h1215",{"$f":"IF($C$10=2012,profiles!C1219,IF($C$10=2013,profiles!E1219,IF($C$10=2014,profiles!G1219,IF($C$10=2015,profiles!I1219,IF($C$10=2016,profiles!K1219)))))","v":70.597999999999999},{"$f":"IF($C$10=2012,profiles!D1219,IF($C$10=2013,profiles!F1219,IF($C$10=2014,profiles!H1219,IF($C$10=2015,profiles!J1219,IF($C$10=2016,profiles!L1219)))))","v":0.25572998889083787},51.145997778167576,0,51.145997778167576,19.452002221832423,0,0,0,0,19.452002221832423,19.452002221832423]
["h1216",{"$f":"IF($C$10=2012,profiles!C1220,IF($C$10=2013,profiles!E1220,IF($C$10=2014,profiles!G1220,IF($C$10=2015,profiles!I1220,IF($C$10=2016,profiles!K1220)))))","v":69.727999999999994},{"$f":"IF($C$10=2012,profiles!D1220,IF($C$10=2013,profiles!F1220,IF($C$10=2014,profiles!H1220,IF($C$10=2015,profiles!J1220,IF($C$10=2016,profiles!L1220)))))","v":0.21124948839384902},42.249897678769806,0,42.249897678769806,27.478102321230189,0,0,0,0,27.478102321230189,27.478102321230189]
["h1217",{"$f":"IF($C$10=2012,profiles!C1221,IF($C$10=2013,profiles!E1221,IF($C$10=2014,profiles!G1221,IF($C$10=2015,profiles!I1221,IF($C$10=2016,profiles!K1221)))))","v":68.756},{"$f":"IF($C$10=2012,profiles!D1221,IF($C$10=2013,profiles!F1221,IF($C$10=2014,profiles!H1221,IF($C$10=2015,profiles!J1221,IF($C$10=2016,profiles!L1221)))))","v":0.15868561071157106},31.737122142314213,{"$f":"D1234-F1234","v":0},{"$f":"MIN(D1234,B1234)","v":31.737122142314213},{"$f":"B1234-F1234","v":37.018877857685787},{"$f":"-MIN(-E1234+$C$3,0)","v":0},{"$f":"E1234-H1234","v":0},0,0,37.018877857685787,37.018877857685787]
["h1218",{"$f":"IF($C$10=2012,profiles!C1222,IF($C$10=2013,profiles!E1222,IF($C$10=2014,profiles!G1222,IF($C$10=2015,profiles!I1222,IF($C$10=2016,profiles!K1222)))))","v":70.69},{"$f":"IF($C$10=2012,profiles!D1222,IF($C$10=2013,profiles!F1222,IF($C$10=2014,profiles!H1222,IF($C$10=2015,profiles!J1222,IF($C$10=2016,profiles!L1222)))))","v":0.12910015786704088},{"$f":"C1235*$C$2","v":25.820031573408176},0,25.820031573408176,44.869968426591825,0,0,0,0,{"$f":"MAX(G1235-J1235,0)","v":44.869968426591825},{"$f":"B1235-D1235","v":44.869968426591825}]
["h1219",{"$f":"IF($C$10=2012,profiles!C1223,IF($C$10=2013,profiles!E1223,IF($C$10=2014,profiles!G1223,IF($C$10=2015,profiles!I1223,IF($C$10=2016,profiles!K1223)))))","v":74.620999999999995},{"$f":"IF($C$10=2012,profiles!D1223,IF($C$10=2013,profiles!F1223,IF($C$10=2014,profiles!H1223,IF($C$10=2015,profiles!J1223,IF($C$10=2016,profiles!L1223)))))","v":0.14075016079050459},28.150032158100917,0,28.150032158100917,46.470967841899082,0,0,0,{"$f":"K1235+I1236*$F$2-J1236/$F$3","v":0},46.470967841899082,46.470967841899082]
["h1220",{"$f":"IF($C$10=2012,profiles!C1224,IF($C$10=2013,profiles!E1224,IF($C$10=2014,profiles!G1224,IF($C$10=2015,profiles!I1224,IF($C$10=2016,profiles!K1224)))))","v":73.391000000000005},{"$f":"IF($C$10=2012,profiles!D1224,IF($C$10=2013,profiles!F1224,IF($C$10=2014,profiles!H1224,IF($C$10=2015,profiles!J1224,IF($C$10=2016,profiles!L1224)))))","v":0.16564345436473132},33.128690872946265,0,33.128690872946265,40.26230912705374,0,0,0,0,40.26230912705374,40.26230912705374]
["h1221",{"$f":"IF($C$10=2012,profiles!C1225,IF($C$10=2013,profiles!E1225,IF($C$10=2014,profiles!G1225,IF($C$10=2015,profiles!I1225,IF($C$10=2016,profiles!K1225)))))","v":69.263000000000005},{"$f":"IF($C$10=2012,profiles!D1225,IF($C$10=2013,profiles!F1225,IF($C$10=2014,profiles!H1225,IF($C$10=2015,profiles!J1225,IF($C$10=2016,profiles!L1225)))))","v":0.18009998245921768},36.019996491843536,0,36.019996491843536,33.24300350815647,0,0,0,0,33.24300350815647,33.24300350815647]
["h1222",{"$f":"IF($C$10=2012,profiles!C1226,IF($C$10=2013,profiles!E1226,IF($C$10=2014,profiles!G1226,IF($C$10=2015,profiles!I1226,IF($C$10=2016,profiles!K1226)))))","v":65.346999999999994},{"$f":"IF($C$10=2012,profiles!D1226,IF($C$10=2013,profiles!F1226,IF($C$10=2014,profiles!H1226,IF($C$10=2015,profiles!J1226,IF($C$10=2016,profiles!L1226)))))","v":0.18458749926913406},36.917499853826811,0,36.917499853826811,28.429500146173183,0,0,0,0,28.429500146173183,28.429500146173183]
["h1223",{"$f":"IF($C$10=2012,profiles!C1227,IF($C$10=2013,profiles!E1227,IF($C$10=2014,profiles!G1227,IF($C$10=2015,profiles!I1227,IF($C$10=2016,profiles!K1227)))))","v":62.265999999999998},{"$f":"IF($C$10=2012,profiles!D1227,IF($C$10=2013,profiles!F1227,IF($C$10=2014,profiles!H1227,IF($C$10=2015,profiles!J1227,IF($C$10=2016,profiles!L1227)))))","v":0.18090393498216686},36.180786996433376,0,36.180786996433376,26.085213003566622,0,0,0,0,26.085213003566622,26.085213003566622]
["h1224",{"$f":"IF($C$10=2012,profiles!C1228,IF($C$10=2013,profiles!E1228,IF($C$10=2014,profiles!G1228,IF($C$10=2015,profiles!I1228,IF($C$10=2016,profiles!K1228)))))","v":57.356999999999999},{"$f":"IF($C$10=2012,profiles!D1228,IF($C$10=2013,profiles!F1228,IF($C$10=2014,profiles!H1228,IF($C$10=2015,profiles!J1228,IF($C$10=2016,profiles!L1228)))))","v":0.17733730924399227},35.46746184879845,0,35.46746184879845,21.889538151201549,0,0,{"$f":"MIN(MAX(0,G1241),K1240*$F$3)","v":0},0,21.889538151201549,21.889538151201549]
["h1225",{"$f":"IF($C$10=2012,profiles!C1229,IF($C$10=2013,profiles!E1229,IF($C$10=2014,profiles!G1229,IF($C$10=2015,profiles!I1229,IF($C$10=2016,profiles!K1229)))))","v":53.1},{"$f":"IF($C$10=2012,profiles!D1229,IF($C$10=2013,profiles!F1229,IF($C$10=2014,profiles!H1229,IF($C$10=2015,profiles!J1229,IF($C$10=2016,profiles!L1229)))))","v":0.17342003360853364},34.68400672170673,0,34.68400672170673,18.415993278293271,0,0,0,0,18.415993278293271,18.415993278293271]
["h1226",{"$f":"IF($C$10=2012,profiles!C1230,IF($C$10=2013,profiles!E1230,IF($C$10=2014,profiles!G1230,IF($C$10=2015,profiles!I1230,IF($C$10=2016,profiles!K1230)))))","v":50.829000000000001},{"$f":"IF($C$10=2012,profiles!D1230,IF($C$10=2013,profiles!F1230,IF($C$10=2014,profiles!H1230,IF($C$10=2015,profiles!J1230,IF($C$10=2016,profiles!L1230)))))","v":0.15848615474537883},31.697230949075767,0,31.697230949075767,19.131769050924234,0,0,0,0,19.131769050924234,19.131769050924234]
["h1227",{"$f":"IF($C$10=2012,profiles!C1231,IF($C$10=2013,profiles!E1231,IF($C$10=2014,profiles!G1231,IF($C$10=2015,profiles!I1231,IF($C$10=2016,profiles!K1231)))))","v":50.018999999999998},{"$f":"IF($C$10=2012,profiles!D1231,IF($C$10=2013,profiles!F1231,IF($C$10=2014,profiles!H1231,IF($C$10=2015,profiles!J1231,IF($C$10=2016,profiles!L1231)))))","v":0.14884196682983852},29.768393365967704,0,29.768393365967704,20.250606634032295,0,0,0,0,20.250606634032295,20.250606634032295]
["h1228",{"$f":"IF($C$10=2012,profiles!C1232,IF($C$10=2013,profiles!E1232,IF($C$10=2014,profiles!G1232,IF($C$10=2015,profiles!I1232,IF($C$10=2016,profiles!K1232)))))","v":50.404000000000003},{"$f":"IF($C$10=2012,profiles!D1232,IF($C$10=2013,profiles!F1232,IF($C$10=2014,profiles!H1232,IF($C$10=2015,profiles!J1232,IF($C$10=2016,profiles!L1232)))))","v":0.14112661649740629},28.225323299481257,0,28.225323299481257,22.178676700518746,0,0,0,0,22.178676700518746,22.178676700518746]
["h1229",{"$f":"IF($C$10=2012,profiles!C1233,IF($C$10=2013,profiles!E1233,IF($C$10=2014,profiles!G1233,IF($C$10=2015,profiles!I1233,IF($C$10=2016,profiles!K1233)))))","v":52.244},{"$f":"IF($C$10=2012,profiles!D1233,IF($C$10=2013,profiles!F1233,IF($C$10=2014,profiles!H1233,IF($C$10=2015,profiles!J1233,IF($C$10=2016,profiles!L1233)))))","v":0.12459998538759406},24.919997077518811,0,24.919997077518811,27.324002922481188,0,0,0,0,27.324002922481188,27.324002922481188]
["h1230",{"$f":"IF($C$10=2012,profiles!C1234,IF($C$10=2013,profiles!E1234,IF($C$10=2014,profiles!G1234,IF($C$10=2015,profiles!I1234,IF($C$10=2016,profiles!K1234)))))","v":55.506},{"$f":"IF($C$10=2012,profiles!D1234,IF($C$10=2013,profiles!F1234,IF($C$10=2014,profiles!H1234,IF($C$10=2015,profiles!J1234,IF($C$10=2016,profiles!L1234)))))","v":0.11478044860086213},22.956089720172425,0,22.956089720172425,32.549910279827571,0,0,0,0,32.549910279827571,32.549910279827571]
["h1231",{"$f":"IF($C$10=2012,profiles!C1235,IF($C$10=2013,profiles!E1235,IF($C$10=2014,profiles!G1235,IF($C$10=2015,profiles!I1235,IF($C$10=2016,profiles!K1235)))))","v":63.914000000000001},{"$f":"IF($C$10=2012,profiles!D1235,IF($C$10=2013,profiles!F1235,IF($C$10=2014,profiles!H1235,IF($C$10=2015,profiles!J1235,IF($C$10=2016,profiles!L1235)))))","v":0.10488784978446701},20.977569956893401,0,20.977569956893401,42.936430043106597,0,0,0,0,42.936430043106597,42.936430043106597]
["h1232",{"$f":"IF($C$10=2012,profiles!C1236,IF($C$10=2013,profiles!E1236,IF($C$10=2014,profiles!G1236,IF($C$10=2015,profiles!I1236,IF($C$10=2016,profiles!K1236)))))","v":69.855999999999995},{"$f":"IF($C$10=2012,profiles!D1236,IF($C$10=2013,profiles!F1236,IF($C$10=2014,profiles!H1236,IF($C$10=2015,profiles!J1236,IF($C$10=2016,profiles!L1236)))))","v":0.10116168627164462},20.232337254328925,0,20.232337254328925,49.623662745671069,0,0,0,0,49.623662745671069,49.623662745671069]
["h1233",{"$f":"IF($C$10=2012,profiles!C1237,IF($C$10=2013,profiles!E1237,IF($C$10=2014,profiles!G1237,IF($C$10=2015,profiles!I1237,IF($C$10=2016,profiles!K1237)))))","v":71.882000000000005},{"$f":"IF($C$10=2012,profiles!D1237,IF($C$10=2013,profiles!F1237,IF($C$10=2014,profiles!H1237,IF($C$10=2015,profiles!J1237,IF($C$10=2016,profiles!L1237)))))","v":0.11001680426682253},22.003360853364505,0,22.003360853364505,49.8786391466355,0,0,0,0,49.8786391466355,49.8786391466355]
["h1234",{"$f":"IF($C$10=2012,profiles!C1238,IF($C$10=2013,profiles!E1238,IF($C$10=2014,profiles!G1238,IF($C$10=2015,profiles!I1238,IF($C$10=2016,profiles!K1238)))))","v":72.436999999999998},{"$f":"IF($C$10=2012,profiles!D1238,IF($C$10=2013,profiles!F1238,IF($C$10=2014,profiles!H1238,IF($C$10=2015,profiles!J1238,IF($C$10=2016,profiles!L1238)))))","v":0.12857455980127128},25.714911960254256,0,25.714911960254256,46.722088039745742,0,0,0,0,46.722088039745742,46.722088039745742]
["h1235",{"$f":"IF($C$10=2012,profiles!C1239,IF($C$10=2013,profiles!E1239,IF($C$10=2014,profiles!G1239,IF($C$10=2015,profiles!I1239,IF($C$10=2016,profiles!K1239)))))","v":73.287000000000006},{"$f":"IF($C$10=2012,profiles!D1239,IF($C$10=2013,profiles!F1239,IF($C$10=2014,profiles!H1239,IF($C$10=2015,profiles!J1239,IF($C$10=2016,profiles!L1239)))))","v":0.15686417768685615},31.37283553737123,0,31.37283553737123,41.914164462628776,0,0,0,0,41.914164462628776,41.914164462628776]
["h1236",{"$f":"IF($C$10=2012,profiles!C1240,IF($C$10=2013,profiles!E1240,IF($C$10=2014,profiles!G1240,IF($C$10=2015,profiles!I1240,IF($C$10=2016,profiles!K1240)))))","v":73.954999999999998},{"$f":"IF($C$10=2012,profiles!D1240,IF($C$10=2013,profiles!F1240,IF($C$10=2014,profiles!H1240,IF($C$10=2015,profiles!J1240,IF($C$10=2016,profiles!L1240)))))","v":0.18626433842332141},37.252867684664281,0,37.252867684664281,36.702132315335717,0,0,0,0,36.702132315335717,36.702132315335717]
["h1237",{"$f":"IF($C$10=2012,profiles!C1241,IF($C$10=2013,profiles!E1241,IF($C$10=2014,profiles!G1241,IF($C$10=2015,profiles!I1241,IF($C$10=2016,profiles!K1241)))))","v":73.08},{"$f":"IF($C$10=2012,profiles!D1241,IF($C$10=2013,profiles!F1241,IF($C$10=2014,profiles!H1241,IF($C$10=2015,profiles!J1241,IF($C$10=2016,profiles!L1241)))))","v":0.21022868415284576},42.045736830569155,0,42.045736830569155,31.034263169430844,0,0,0,0,31.034263169430844,31.034263169430844]
["h1238",{"$f":"IF($C$10=2012,profiles!C1242,IF($C$10=2013,profiles!E1242,IF($C$10=2014,profiles!G1242,IF($C$10=2015,profiles!I1242,IF($C$10=2016,profiles!K1242)))))","v":71.763999999999996},{"$f":"IF($C$10=2012,profiles!D1242,IF($C$10=2013,profiles!F1242,IF($C$10=2014,profiles!H1242,IF($C$10=2015,profiles!J1242,IF($C$10=2016,profiles!L1242)))))","v":0.21465624315043472},42.931248630086941,0,42.931248630086941,28.832751369913055,0,0,0,0,28.832751369913055,28.832751369913055]
["h1239",{"$f":"IF($C$10=2012,profiles!C1243,IF($C$10=2013,profiles!E1243,IF($C$10=2014,profiles!G1243,IF($C$10=2015,profiles!I1243,IF($C$10=2016,profiles!K1243)))))","v":70.167000000000002},{"$f":"IF($C$10=2012,profiles!D1243,IF($C$10=2013,profiles!F1243,IF($C$10=2014,profiles!H1243,IF($C$10=2015,profiles!J1243,IF($C$10=2016,profiles!L1243)))))","v":0.199678527069482},39.9357054138964,0,39.9357054138964,30.231294586103601,0,0,0,0,30.231294586103601,30.231294586103601]
["h1240",{"$f":"IF($C$10=2012,profiles!C1244,IF($C$10=2013,profiles!E1244,IF($C$10=2014,profiles!G1244,IF($C$10=2015,profiles!I1244,IF($C$10=2016,profiles!K1244)))))","v":69.078000000000003},{"$f":"IF($C$10=2012,profiles!D1244,IF($C$10=2013,profiles!F1244,IF($C$10=2014,profiles!H1244,IF($C$10=2015,profiles!J1244,IF($C$10=2016,profiles!L1244)))))","v":0.16595309417695622},33.190618835391241,0,33.190618835391241,35.887381164608762,0,0,0,0,35.887381164608762,35.887381164608762]
["h1241",{"$f":"IF($C$10=2012,profiles!C1245,IF($C$10=2013,profiles!E1245,IF($C$10=2014,profiles!G1245,IF($C$10=2015,profiles!I1245,IF($C$10=2016,profiles!K1245)))))","v":68.028000000000006},{"$f":"IF($C$10=2012,profiles!D1245,IF($C$10=2013,profiles!F1245,IF($C$10=2014,profiles!H1245,IF($C$10=2015,profiles!J1245,IF($C$10=2016,profiles!L1245)))))","v":0.13393731277854898},26.787462555709794,0,26.787462555709794,41.240537444290212,0,0,0,0,41.240537444290212,41.240537444290212]
["h1242",{"$f":"IF($C$10=2012,profiles!C1246,IF($C$10=2013,profiles!E1246,IF($C$10=2014,profiles!G1246,IF($C$10=2015,profiles!I1246,IF($C$10=2016,profiles!K1246)))))","v":69.150999999999996},{"$f":"IF($C$10=2012,profiles!D1246,IF($C$10=2013,profiles!F1246,IF($C$10=2014,profiles!H1246,IF($C$10=2015,profiles!J1246,IF($C$10=2016,profiles!L1246)))))","v":0.10592533060568422},21.185066121136845,0,21.185066121136845,47.965933878863154,0,0,0,0,47.965933878863154,47.965933878863154]
["h1243",{"$f":"IF($C$10=2012,profiles!C1247,IF($C$10=2013,profiles!E1247,IF($C$10=2014,profiles!G1247,IF($C$10=2015,profiles!I1247,IF($C$10=2016,profiles!K1247)))))","v":72.581000000000003},{"$f":"IF($C$10=2012,profiles!D1247,IF($C$10=2013,profiles!F1247,IF($C$10=2014,profiles!H1247,IF($C$10=2015,profiles!J1247,IF($C$10=2016,profiles!L1247)))))","v":0.10690436180317089},21.380872360634179,0,21.380872360634179,51.200127639365824,0,0,0,0,51.200127639365824,51.200127639365824]
["h1244",{"$f":"IF($C$10=2012,profiles!C1248,IF($C$10=2013,profiles!E1248,IF($C$10=2014,profiles!G1248,IF($C$10=2015,profiles!I1248,IF($C$10=2016,profiles!K1248)))))","v":71.209000000000003},{"$f":"IF($C$10=2012,profiles!D1248,IF($C$10=2013,profiles!F1248,IF($C$10=2014,profiles!H1248,IF($C$10=2015,profiles!J1248,IF($C$10=2016,profiles!L1248)))))","v":0.11958793015269964},23.91758603053993,0,23.91758603053993,47.291413969460073,0,0,0,0,47.291413969460073,47.291413969460073]
["h1245",{"$f":"IF($C$10=2012,profiles!C1249,IF($C$10=2013,profiles!E1249,IF($C$10=2014,profiles!G1249,IF($C$10=2015,profiles!I1249,IF($C$10=2016,profiles!K1249)))))","v":66.677000000000007},{"$f":"IF($C$10=2012,profiles!D1249,IF($C$10=2013,profiles!F1249,IF($C$10=2014,profiles!H1249,IF($C$10=2015,profiles!J1249,IF($C$10=2016,profiles!L1249)))))","v":0.11799517790604223},23.599035581208447,0,23.599035581208447,43.077964418791559,0,0,0,0,43.077964418791559,43.077964418791559]
["h1246",{"$f":"IF($C$10=2012,profiles!C1250,IF($C$10=2013,profiles!E1250,IF($C$10=2014,profiles!G1250,IF($C$10=2015,profiles!I1250,IF($C$10=2016,profiles!K1250)))))","v":63.133000000000003},{"$f":"IF($C$10=2012,profiles!D1250,IF($C$10=2013,profiles!F1250,IF($C$10=2014,profiles!H1250,IF($C$10=2015,profiles!J1250,IF($C$10=2016,profiles!L1250)))))","v":0.12676262146562431},25.352524293124862,0,25.352524293124862,37.780475706875137,0,0,0,0,37.780475706875137,37.780475706875137]
["h1247",{"$f":"IF($C$10=2012,profiles!C1251,IF($C$10=2013,profiles!E1251,IF($C$10=2014,profiles!G1251,IF($C$10=2015,profiles!I1251,IF($C$10=2016,profiles!K1251)))))","v":60.978999999999999},{"$f":"IF($C$10=2012,profiles!D1251,IF($C$10=2013,profiles!F1251,IF($C$10=2014,profiles!H1251,IF($C$10=2015,profiles!J1251,IF($C$10=2016,profiles!L1251)))))","v":0.13173083948272082},26.346167896544166,0,26.346167896544166,34.632832103455833,0,0,0,0,34.632832103455833,34.632832103455833]
["h1248",{"$f":"IF($C$10=2012,profiles!C1252,IF($C$10=2013,profiles!E1252,IF($C$10=2014,profiles!G1252,IF($C$10=2015,profiles!I1252,IF($C$10=2016,profiles!K1252)))))","v":56.7},{"$f":"IF($C$10=2012,profiles!D1252,IF($C$10=2013,profiles!F1252,IF($C$10=2014,profiles!H1252,IF($C$10=2015,profiles!J1252,IF($C$10=2016,profiles!L1252)))))","v":0.13617301088624242},27.234602177248483,0,27.234602177248483,29.46539782275152,0,0,0,0,29.46539782275152,29.46539782275152]
["h1249",{"$f":"IF($C$10=2012,profiles!C1253,IF($C$10=2013,profiles!E1253,IF($C$10=2014,profiles!G1253,IF($C$10=2015,profiles!I1253,IF($C$10=2016,profiles!K1253)))))","v":53.113},{"$f":"IF($C$10=2012,profiles!D1253,IF($C$10=2013,profiles!F1253,IF($C$10=2014,profiles!H1253,IF($C$10=2015,profiles!J1253,IF($C$10=2016,profiles!L1253)))))","v":0.13718786072268735},27.437572144537469,0,27.437572144537469,25.67542785546253,0,0,0,0,25.67542785546253,25.67542785546253]
["h1250",{"$f":"IF($C$10=2012,profiles!C1254,IF($C$10=2013,profiles!E1254,IF($C$10=2014,profiles!G1254,IF($C$10=2015,profiles!I1254,IF($C$10=2016,profiles!K1254)))))","v":50.906999999999996},{"$f":"IF($C$10=2012,profiles!D1254,IF($C$10=2013,profiles!F1254,IF($C$10=2014,profiles!H1254,IF($C$10=2015,profiles!J1254,IF($C$10=2016,profiles!L1254)))))","v":0.1360043250193603},27.20086500387206,0,27.20086500387206,23.706134996127936,0,0,0,0,23.706134996127936,23.706134996127936]
["h1251",{"$f":"IF($C$10=2012,profiles!C1255,IF($C$10=2013,profiles!E1255,IF($C$10=2014,profiles!G1255,IF($C$10=2015,profiles!I1255,IF($C$10=2016,profiles!K1255)))))","v":49.594999999999999},{"$f":"IF($C$10=2012,profiles!D1255,IF($C$10=2013,profiles!F1255,IF($C$10=2014,profiles!H1255,IF($C$10=2015,profiles!J1255,IF($C$10=2016,profiles!L1255)))))","v":0.1393065357471617},27.861307149432342,0,27.861307149432342,21.733692850567657,0,0,0,0,21.733692850567657,21.733692850567657]
["h1252",{"$f":"IF($C$10=2012,profiles!C1256,IF($C$10=2013,profiles!E1256,IF($C$10=2014,profiles!G1256,IF($C$10=2015,profiles!I1256,IF($C$10=2016,profiles!K1256)))))","v":49.524999999999999},{"$f":"IF($C$10=2012,profiles!D1256,IF($C$10=2013,profiles!F1256,IF($C$10=2014,profiles!H1256,IF($C$10=2015,profiles!J1256,IF($C$10=2016,profiles!L1256)))))","v":0.14138137611595727},28.276275223191455,0,28.276275223191455,21.248724776808544,0,0,0,0,21.248724776808544,21.248724776808544]
["h1253",{"$f":"IF($C$10=2012,profiles!C1257,IF($C$10=2013,profiles!E1257,IF($C$10=2014,profiles!G1257,IF($C$10=2015,profiles!I1257,IF($C$10=2016,profiles!K1257)))))","v":49.756999999999998},{"$f":"IF($C$10=2012,profiles!D1257,IF($C$10=2013,profiles!F1257,IF($C$10=2014,profiles!H1257,IF($C$10=2015,profiles!J1257,IF($C$10=2016,profiles!L1257)))))","v":0.14864331740674178},29.728663481348356,0,29.728663481348356,20.028336518651642,0,0,0,0,20.028336518651642,20.028336518651642]
["h1254",{"$f":"IF($C$10=2012,profiles!C1258,IF($C$10=2013,profiles!E1258,IF($C$10=2014,profiles!G1258,IF($C$10=2015,profiles!I1258,IF($C$10=2016,profiles!K1258)))))","v":49.701000000000001},{"$f":"IF($C$10=2012,profiles!D1258,IF($C$10=2013,profiles!F1258,IF($C$10=2014,profiles!H1258,IF($C$10=2015,profiles!J1258,IF($C$10=2016,profiles!L1258)))))","v":0.15808237992957233},31.616475985914466,0,31.616475985914466,18.084524014085535,0,0,0,0,18.084524014085535,18.084524014085535]
["h1255",{"$f":"IF($C$10=2012,profiles!C1259,IF($C$10=2013,profiles!E1259,IF($C$10=2014,profiles!G1259,IF($C$10=2015,profiles!I1259,IF($C$10=2016,profiles!K1259)))))","v":50.511000000000003},{"$f":"IF($C$10=2012,profiles!D1259,IF($C$10=2013,profiles!F1259,IF($C$10=2014,profiles!H1259,IF($C$10=2015,profiles!J1259,IF($C$10=2016,profiles!L1259)))))","v":0.17110127266616987},34.220254533233977,0,34.220254533233977,16.290745466766026,0,0,0,0,16.290745466766026,16.290745466766026]
["h1256",{"$f":"IF($C$10=2012,profiles!C1260,IF($C$10=2013,profiles!E1260,IF($C$10=2014,profiles!G1260,IF($C$10=2015,profiles!I1260,IF($C$10=2016,profiles!K1260)))))","v":53.301000000000002},{"$f":"IF($C$10=2012,profiles!D1260,IF($C$10=2013,profiles!F1260,IF($C$10=2014,profiles!H1260,IF($C$10=2015,profiles!J1260,IF($C$10=2016,profiles!L1260)))))","v":0.17969286517921068},35.93857303584214,0,35.93857303584214,17.362426964157862,0,0,0,0,17.362426964157862,17.362426964157862]
["h1257",{"$f":"IF($C$10=2012,profiles!C1261,IF($C$10=2013,profiles!E1261,IF($C$10=2014,profiles!G1261,IF($C$10=2015,profiles!I1261,IF($C$10=2016,profiles!K1261)))))","v":56.747},{"$f":"IF($C$10=2012,profiles!D1261,IF($C$10=2013,profiles!F1261,IF($C$10=2014,profiles!H1261,IF($C$10=2015,profiles!J1261,IF($C$10=2016,profiles!L1261)))))","v":0.20637355893569456},41.274711787138912,0,41.274711787138912,15.472288212861088,0,0,0,0,15.472288212861088,15.472288212861088]
["h1258",{"$f":"IF($C$10=2012,profiles!C1262,IF($C$10=2013,profiles!E1262,IF($C$10=2014,profiles!G1262,IF($C$10=2015,profiles!I1262,IF($C$10=2016,profiles!K1262)))))","v":59.813000000000002},{"$f":"IF($C$10=2012,profiles!D1262,IF($C$10=2013,profiles!F1262,IF($C$10=2014,profiles!H1262,IF($C$10=2015,profiles!J1262,IF($C$10=2016,profiles!L1262)))))","v":0.26185362147313668},52.370724294627337,0,52.370724294627337,7.4422757053726656,0,0,0,0,7.4422757053726656,7.4422757053726656]
["h1259",{"$f":"IF($C$10=2012,profiles!C1263,IF($C$10=2013,profiles!E1263,IF($C$10=2014,profiles!G1263,IF($C$10=2015,profiles!I1263,IF($C$10=2016,profiles!K1263)))))","v":61.53},{"$f":"IF($C$10=2012,profiles!D1263,IF($C$10=2013,profiles!F1263,IF($C$10=2014,profiles!H1263,IF($C$10=2015,profiles!J1263,IF($C$10=2016,profiles!L1263)))))","v":0.31819576557226142},63.639153114452284,2.1091531144522833,61.53,0,0,2.1091531144522833,0,1.7084140227063496,0,-2.1091531144522833]
["h1260",{"$f":"IF($C$10=2012,profiles!C1264,IF($C$10=2013,profiles!E1264,IF($C$10=2014,profiles!G1264,IF($C$10=2015,profiles!I1264,IF($C$10=2016,profiles!K1264)))))","v":62.655999999999999},{"$f":"IF($C$10=2012,profiles!D1264,IF($C$10=2013,profiles!F1264,IF($C$10=2014,profiles!H1264,IF($C$10=2015,profiles!J1264,IF($C$10=2016,profiles!L1264)))))","v":0.34651295314075309},69.302590628150611,6.6465906281506122,62.655999999999999,0,0,6.6465906281506122,0,7.092152431508346,0,-6.6465906281506122]
["h1261",{"$f":"IF($C$10=2012,profiles!C1265,IF($C$10=2013,profiles!E1265,IF($C$10=2014,profiles!G1265,IF($C$10=2015,profiles!I1265,IF($C$10=2016,profiles!K1265)))))","v":61.488},{"$f":"IF($C$10=2012,profiles!D1265,IF($C$10=2013,profiles!F1265,IF($C$10=2014,profiles!H1265,IF($C$10=2015,profiles!J1265,IF($C$10=2016,profiles!L1265)))))","v":0.33685471733952865},67.370943467905732,5.8829434679057329,61.488,0,0,5.8829434679057329,0,11.85733664051199,0,-5.8829434679057329]
["h1262",{"$f":"IF($C$10=2012,profiles!C1266,IF($C$10=2013,profiles!E1266,IF($C$10=2014,profiles!G1266,IF($C$10=2015,profiles!I1266,IF($C$10=2016,profiles!K1266)))))","v":59.411999999999999},{"$f":"IF($C$10=2012,profiles!D1266,IF($C$10=2013,profiles!F1266,IF($C$10=2014,profiles!H1266,IF($C$10=2015,profiles!J1266,IF($C$10=2016,profiles!L1266)))))","v":0.30039889536667691},60.079779073335381,0.66777907333538167,59.411999999999999,0,0,0.66777907333538167,0,12.39823768991365,0,-0.66777907333538167]
["h1263",{"$f":"IF($C$10=2012,profiles!C1267,IF($C$10=2013,profiles!E1267,IF($C$10=2014,profiles!G1267,IF($C$10=2015,profiles!I1267,IF($C$10=2016,profiles!K1267)))))","v":57.503999999999998},{"$f":"IF($C$10=2012,profiles!D1267,IF($C$10=2013,profiles!F1267,IF($C$10=2014,profiles!H1267,IF($C$10=2015,profiles!J1267,IF($C$10=2016,profiles!L1267)))))","v":0.2482794897646079},49.655897952921578,0,49.655897952921578,7.8481020470784202,0,0,7.8481020470784202,3.9229655008440822,0,7.8481020470784202]
["h1264",{"$f":"IF($C$10=2012,profiles!C1268,IF($C$10=2013,profiles!E1268,IF($C$10=2014,profiles!G1268,IF($C$10=2015,profiles!I1268,IF($C$10=2016,profiles!K1268)))))","v":56.695999999999998},{"$f":"IF($C$10=2012,profiles!D1268,IF($C$10=2013,profiles!F1268,IF($C$10=2014,profiles!H1268,IF($C$10=2015,profiles!J1268,IF($C$10=2016,profiles!L1268)))))","v":0.1948304329402826},38.96608658805652,0,38.96608658805652,17.729913411943478,0,0,3.6326660537816204,0,14.097247358161859,17.729913411943478]
["h1265",{"$f":"IF($C$10=2012,profiles!C1269,IF($C$10=2013,profiles!E1269,IF($C$10=2014,profiles!G1269,IF($C$10=2015,profiles!I1269,IF($C$10=2016,profiles!K1269)))))","v":56.122999999999998},{"$f":"IF($C$10=2012,profiles!D1269,IF($C$10=2013,profiles!F1269,IF($C$10=2014,profiles!H1269,IF($C$10=2015,profiles!J1269,IF($C$10=2016,profiles!L1269)))))","v":0.13755314952001052},27.510629904002105,0,27.510629904002105,28.612370095997893,0,0,0,0,28.612370095997893,28.612370095997893]
["h1266",{"$f":"IF($C$10=2012,profiles!C1270,IF($C$10=2013,profiles!E1270,IF($C$10=2014,profiles!G1270,IF($C$10=2015,profiles!I1270,IF($C$10=2016,profiles!K1270)))))","v":58.563000000000002},{"$f":"IF($C$10=2012,profiles!D1270,IF($C$10=2013,profiles!F1270,IF($C$10=2014,profiles!H1270,IF($C$10=2015,profiles!J1270,IF($C$10=2016,profiles!L1270)))))","v":9.46097985066994E-2},18.92195970133988,0,18.92195970133988,39.641040298660123,0,0,0,0,39.641040298660123,39.641040298660123]
["h1267",{"$f":"IF($C$10=2012,profiles!C1271,IF($C$10=2013,profiles!E1271,IF($C$10=2014,profiles!G1271,IF($C$10=2015,profiles!I1271,IF($C$10=2016,profiles!K1271)))))","v":63.015999999999998},{"$f":"IF($C$10=2012,profiles!D1271,IF($C$10=2013,profiles!F1271,IF($C$10=2014,profiles!H1271,IF($C$10=2015,profiles!J1271,IF($C$10=2016,profiles!L1271)))))","v":8.3066672511287423E-2},16.613334502257484,0,16.613334502257484,46.402665497742518,0,0,0,0,46.402665497742518,46.402665497742518]
["h1268",{"$f":"IF($C$10=2012,profiles!C1272,IF($C$10=2013,profiles!E1272,IF($C$10=2014,profiles!G1272,IF($C$10=2015,profiles!I1272,IF($C$10=2016,profiles!K1272)))))","v":61.348999999999997},{"$f":"IF($C$10=2012,profiles!D1272,IF($C$10=2013,profiles!F1272,IF($C$10=2014,profiles!H1272,IF($C$10=2015,profiles!J1272,IF($C$10=2016,profiles!L1272)))))","v":8.5799032715264692E-2},17.159806543052937,0,17.159806543052937,44.189193456947059,0,0,0,0,44.189193456947059,44.189193456947059]
["h1269",{"$f":"IF($C$10=2012,profiles!C1273,IF($C$10=2013,profiles!E1273,IF($C$10=2014,profiles!G1273,IF($C$10=2015,profiles!I1273,IF($C$10=2016,profiles!K1273)))))","v":57.408999999999999},{"$f":"IF($C$10=2012,profiles!D1273,IF($C$10=2013,profiles!F1273,IF($C$10=2014,profiles!H1273,IF($C$10=2015,profiles!J1273,IF($C$10=2016,profiles!L1273)))))","v":8.9919490349069972E-2},17.983898069813993,0,17.983898069813993,39.425101930186003,0,0,0,0,39.425101930186003,39.425101930186003]
["h1270",{"$f":"IF($C$10=2012,profiles!C1274,IF($C$10=2013,profiles!E1274,IF($C$10=2014,profiles!G1274,IF($C$10=2015,profiles!I1274,IF($C$10=2016,profiles!K1274)))))","v":54.722999999999999},{"$f":"IF($C$10=2012,profiles!D1274,IF($C$10=2013,profiles!F1274,IF($C$10=2014,profiles!H1274,IF($C$10=2015,profiles!J1274,IF($C$10=2016,profiles!L1274)))))","v":9.1351422434576779E-2},18.270284486915354,0,18.270284486915354,36.452715513084641,0,0,0,0,36.452715513084641,36.452715513084641]
["h1271",{"$f":"IF($C$10=2012,profiles!C1275,IF($C$10=2013,profiles!E1275,IF($C$10=2014,profiles!G1275,IF($C$10=2015,profiles!I1275,IF($C$10=2016,profiles!K1275)))))","v":53.709000000000003},{"$f":"IF($C$10=2012,profiles!D1275,IF($C$10=2013,profiles!F1275,IF($C$10=2014,profiles!H1275,IF($C$10=2015,profiles!J1275,IF($C$10=2016,profiles!L1275)))))","v":8.8253773433276353E-2},17.650754686655272,0,17.650754686655272,36.058245313344727,0,0,0,0,36.058245313344727,36.058245313344727]
["h1272",{"$f":"IF($C$10=2012,profiles!C1276,IF($C$10=2013,profiles!E1276,IF($C$10=2014,profiles!G1276,IF($C$10=2015,profiles!I1276,IF($C$10=2016,profiles!K1276)))))","v":50.05},{"$f":"IF($C$10=2012,profiles!D1276,IF($C$10=2013,profiles!F1276,IF($C$10=2014,profiles!H1276,IF($C$10=2015,profiles!J1276,IF($C$10=2016,profiles!L1276)))))","v":8.6631891173161502E-2},17.326378234632301,0,17.326378234632301,32.723621765367696,0,0,0,0,32.723621765367696,32.723621765367696]
["h1273",{"$f":"IF($C$10=2012,profiles!C1277,IF($C$10=2013,profiles!E1277,IF($C$10=2014,profiles!G1277,IF($C$10=2015,profiles!I1277,IF($C$10=2016,profiles!K1277)))))","v":46.874000000000002},{"$f":"IF($C$10=2012,profiles!D1277,IF($C$10=2013,profiles!F1277,IF($C$10=2014,profiles!H1277,IF($C$10=2015,profiles!J1277,IF($C$10=2016,profiles!L1277)))))","v":8.6607155901646526E-2},17.321431180329306,0,17.321431180329306,29.552568819670697,0,0,0,0,29.552568819670697,29.552568819670697]
["h1274",{"$f":"IF($C$10=2012,profiles!C1278,IF($C$10=2013,profiles!E1278,IF($C$10=2014,profiles!G1278,IF($C$10=2015,profiles!I1278,IF($C$10=2016,profiles!K1278)))))","v":44.537999999999997},{"$f":"IF($C$10=2012,profiles!D1278,IF($C$10=2013,profiles!F1278,IF($C$10=2014,profiles!H1278,IF($C$10=2015,profiles!J1278,IF($C$10=2016,profiles!L1278)))))","v":8.4707876166961293E-2},16.941575233392257,0,16.941575233392257,27.59642476660774,0,0,0,0,27.59642476660774,27.59642476660774]
["h1275",{"$f":"IF($C$10=2012,profiles!C1279,IF($C$10=2013,profiles!E1279,IF($C$10=2014,profiles!G1279,IF($C$10=2015,profiles!I1279,IF($C$10=2016,profiles!K1279)))))","v":43.470999999999997},{"$f":"IF($C$10=2012,profiles!D1279,IF($C$10=2013,profiles!F1279,IF($C$10=2014,profiles!H1279,IF($C$10=2015,profiles!J1279,IF($C$10=2016,profiles!L1279)))))","v":8.551141759317428E-2},17.102283518634856,0,17.102283518634856,26.368716481365141,0,0,0,0,26.368716481365141,26.368716481365141]
["h1276",{"$f":"IF($C$10=2012,profiles!C1280,IF($C$10=2013,profiles!E1280,IF($C$10=2014,profiles!G1280,IF($C$10=2015,profiles!I1280,IF($C$10=2016,profiles!K1280)))))","v":43.338999999999999},{"$f":"IF($C$10=2012,profiles!D1280,IF($C$10=2013,profiles!F1280,IF($C$10=2014,profiles!H1280,IF($C$10=2015,profiles!J1280,IF($C$10=2016,profiles!L1280)))))","v":9.1311525706020719E-2},18.262305141204145,0,18.262305141204145,25.076694858795854,0,0,0,0,25.076694858795854,25.076694858795854]
["h1277",{"$f":"IF($C$10=2012,profiles!C1281,IF($C$10=2013,profiles!E1281,IF($C$10=2014,profiles!G1281,IF($C$10=2015,profiles!I1281,IF($C$10=2016,profiles!K1281)))))","v":43.561999999999998},{"$f":"IF($C$10=2012,profiles!D1281,IF($C$10=2013,profiles!F1281,IF($C$10=2014,profiles!H1281,IF($C$10=2015,profiles!J1281,IF($C$10=2016,profiles!L1281)))))","v":9.1501453679489239E-2},18.300290735897846,0,18.300290735897846,25.261709264102151,0,0,0,0,25.261709264102151,25.261709264102151]
["h1278",{"$f":"IF($C$10=2012,profiles!C1282,IF($C$10=2013,profiles!E1282,IF($C$10=2014,profiles!G1282,IF($C$10=2015,profiles!I1282,IF($C$10=2016,profiles!K1282)))))","v":43.423999999999999},{"$f":"IF($C$10=2012,profiles!D1282,IF($C$10=2013,profiles!F1282,IF($C$10=2014,profiles!H1282,IF($C$10=2015,profiles!J1282,IF($C$10=2016,profiles!L1282)))))","v":9.5519160810554157E-2},19.10383216211083,0,19.10383216211083,24.320167837889169,0,0,0,0,24.320167837889169,24.320167837889169]
["h1279",{"$f":"IF($C$10=2012,profiles!C1283,IF($C$10=2013,profiles!E1283,IF($C$10=2014,profiles!G1283,IF($C$10=2015,profiles!I1283,IF($C$10=2016,profiles!K1283)))))","v":42.718000000000004},{"$f":"IF($C$10=2012,profiles!D1283,IF($C$10=2013,profiles!F1283,IF($C$10=2014,profiles!H1283,IF($C$10=2015,profiles!J1283,IF($C$10=2016,profiles!L1283)))))","v":0.10393443101962102},20.786886203924205,0,20.786886203924205,21.931113796075799,0,0,0,0,21.931113796075799,21.931113796075799]
["h1280",{"$f":"IF($C$10=2012,profiles!C1284,IF($C$10=2013,profiles!E1284,IF($C$10=2014,profiles!G1284,IF($C$10=2015,profiles!I1284,IF($C$10=2016,profiles!K1284)))))","v":44.13},{"$f":"IF($C$10=2012,profiles!D1284,IF($C$10=2013,profiles!F1284,IF($C$10=2014,profiles!H1284,IF($C$10=2015,profiles!J1284,IF($C$10=2016,profiles!L1284)))))","v":0.11781378292693617},23.562756585387234,0,23.562756585387234,20.567243414612769,0,0,0,0,20.567243414612769,20.567243414612769]
["h1281",{"$f":"IF($C$10=2012,profiles!C1285,IF($C$10=2013,profiles!E1285,IF($C$10=2014,profiles!G1285,IF($C$10=2015,profiles!I1285,IF($C$10=2016,profiles!K1285)))))","v":47.811999999999998},{"$f":"IF($C$10=2012,profiles!D1285,IF($C$10=2013,profiles!F1285,IF($C$10=2014,profiles!H1285,IF($C$10=2015,profiles!J1285,IF($C$10=2016,profiles!L1285)))))","v":0.15338875334200183},30.677750668400368,{"$f":"D1298-F1298","v":0},{"$f":"MIN(D1298,B1298)","v":30.677750668400368},{"$f":"B1298-F1298","v":17.13424933159963},{"$f":"-MIN(-E1298+$C$3,0)","v":0},{"$f":"E1298-H1298","v":0},0,0,17.13424933159963,17.13424933159963]
["h1282",{"$f":"IF($C$10=2012,profiles!C1286,IF($C$10=2013,profiles!E1286,IF($C$10=2014,profiles!G1286,IF($C$10=2015,profiles!I1286,IF($C$10=2016,profiles!K1286)))))","v":51.295999999999999},{"$f":"IF($C$10=2012,profiles!D1286,IF($C$10=2013,profiles!F1286,IF($C$10=2014,profiles!H1286,IF($C$10=2015,profiles!J1286,IF($C$10=2016,profiles!L1286)))))","v":0.21583122708080704},{"$f":"C1299*$C$2","v":43.166245416161409},0,43.166245416161409,8.1297545838385901,0,0,0,0,{"$f":"MAX(G1299-J1299,0)","v":8.1297545838385901},{"$f":"B1299-D1299","v":8.1297545838385901}]
["h1283",{"$f":"IF($C$10=2012,profiles!C1287,IF($C$10=2013,profiles!E1287,IF($C$10=2014,profiles!G1287,IF($C$10=2015,profiles!I1287,IF($C$10=2016,profiles!K1287)))))","v":53.710999999999999},{"$f":"IF($C$10=2012,profiles!D1287,IF($C$10=2013,profiles!F1287,IF($C$10=2014,profiles!H1287,IF($C$10=2015,profiles!J1287,IF($C$10=2016,profiles!L1287)))))","v":0.28476047160576795},56.952094321153588,3.2410943211535894,53.710999999999999,0,0,3.2410943211535894,0,{"$f":"K1299+I1300*$F$2-J1300/$F$3","v":2.6252864001344074},0,-3.2410943211535894]
["h1284",{"$f":"IF($C$10=2012,profiles!C1288,IF($C$10=2013,profiles!E1288,IF($C$10=2014,profiles!G1288,IF($C$10=2015,profiles!I1288,IF($C$10=2016,profiles!K1288)))))","v":55.926000000000002},{"$f":"IF($C$10=2012,profiles!D1288,IF($C$10=2013,profiles!F1288,IF($C$10=2014,profiles!H1288,IF($C$10=2015,profiles!J1288,IF($C$10=2016,profiles!L1288)))))","v":0.34727599456513797},69.455198913027587,13.529198913027585,55.926000000000002,0,3.5291989130275851,10,0,10.725286400134408,0,-13.529198913027585]
["h1285",{"$f":"IF($C$10=2012,profiles!C1289,IF($C$10=2013,profiles!E1289,IF($C$10=2014,profiles!G1289,IF($C$10=2015,profiles!I1289,IF($C$10=2016,profiles!K1289)))))","v":55.003},{"$f":"IF($C$10=2012,profiles!D1289,IF($C$10=2013,profiles!F1289,IF($C$10=2014,profiles!H1289,IF($C$10=2015,profiles!J1289,IF($C$10=2016,profiles!L1289)))))","v":0.37560448230017385},75.120896460034771,20.117896460034771,55.003,0,10.117896460034771,10,0,18.825286400134409,0,-20.117896460034771]
["h1286",{"$f":"IF($C$10=2012,profiles!C1290,IF($C$10=2013,profiles!E1290,IF($C$10=2014,profiles!G1290,IF($C$10=2015,profiles!I1290,IF($C$10=2016,profiles!K1290)))))","v":52.481000000000002},{"$f":"IF($C$10=2012,profiles!D1290,IF($C$10=2013,profiles!F1290,IF($C$10=2014,profiles!H1290,IF($C$10=2015,profiles!J1290,IF($C$10=2016,profiles!L1290)))))","v":0.36176895992519759},72.353791985039521,19.87279198503952,52.481000000000002,0,9.8727919850395196,10,0,26.925286400134411,0,-19.87279198503952]
["h1287",{"$f":"IF($C$10=2012,profiles!C1291,IF($C$10=2013,profiles!E1291,IF($C$10=2014,profiles!G1291,IF($C$10=2015,profiles!I1291,IF($C$10=2016,profiles!K1291)))))","v":50.244999999999997},{"$f":"IF($C$10=2012,profiles!D1291,IF($C$10=2013,profiles!F1291,IF($C$10=2014,profiles!H1291,IF($C$10=2015,profiles!J1291,IF($C$10=2016,profiles!L1291)))))","v":0.32728972781860416},65.457945563720827,15.21294556372083,50.244999999999997,0,5.2129455637208295,10,0,35.025286400134412,0,-15.21294556372083]
["h1288",{"$f":"IF($C$10=2012,profiles!C1292,IF($C$10=2013,profiles!E1292,IF($C$10=2014,profiles!G1292,IF($C$10=2015,profiles!I1292,IF($C$10=2016,profiles!K1292)))))","v":49.213999999999999},{"$f":"IF($C$10=2012,profiles!D1292,IF($C$10=2013,profiles!F1292,IF($C$10=2014,profiles!H1292,IF($C$10=2015,profiles!J1292,IF($C$10=2016,profiles!L1292)))))","v":0.26633745817932125},53.267491635864253,4.0534916358642548,49.213999999999999,0,0,4.0534916358642548,{"$f":"MIN(MAX(0,G1305),K1304*$F$3)","v":0},38.308614625184461,0,-4.0534916358642548]
["h1289",{"$f":"IF($C$10=2012,profiles!C1293,IF($C$10=2013,profiles!E1293,IF($C$10=2014,profiles!G1293,IF($C$10=2015,profiles!I1293,IF($C$10=2016,profiles!K1293)))))","v":49.170999999999999},{"$f":"IF($C$10=2012,profiles!D1293,IF($C$10=2013,profiles!F1293,IF($C$10=2014,profiles!H1293,IF($C$10=2015,profiles!J1293,IF($C$10=2016,profiles!L1293)))))","v":0.17468990605870235},34.937981211740471,0,34.937981211740471,14.233018788259528,0,0,14.233018788259528,22.938183968316721,0,14.233018788259528]
["h1290",{"$f":"IF($C$10=2012,profiles!C1294,IF($C$10=2013,profiles!E1294,IF($C$10=2014,profiles!G1294,IF($C$10=2015,profiles!I1294,IF($C$10=2016,profiles!K1294)))))","v":52.341999999999999},{"$f":"IF($C$10=2012,profiles!D1294,IF($C$10=2013,profiles!F1294,IF($C$10=2014,profiles!H1294,IF($C$10=2015,profiles!J1294,IF($C$10=2016,profiles!L1294)))))","v":0.11134162198489342},22.268324396978684,0,22.268324396978684,30.073675603021314,0,0,21.240758354661285,0,8.8329172483600296,30.073675603021314]
["h1291",{"$f":"IF($C$10=2012,profiles!C1295,IF($C$10=2013,profiles!E1295,IF($C$10=2014,profiles!G1295,IF($C$10=2015,profiles!I1295,IF($C$10=2016,profiles!K1295)))))","v":59.156999999999996},{"$f":"IF($C$10=2012,profiles!D1295,IF($C$10=2013,profiles!F1295,IF($C$10=2014,profiles!H1295,IF($C$10=2015,profiles!J1295,IF($C$10=2016,profiles!L1295)))))","v":0.11078644790860082},22.157289581720164,0,22.157289581720164,36.999710418279832,0,0,0,0,36.999710418279832,36.999710418279832]
["h1292",{"$f":"IF($C$10=2012,profiles!C1296,IF($C$10=2013,profiles!E1296,IF($C$10=2014,profiles!G1296,IF($C$10=2015,profiles!I1296,IF($C$10=2016,profiles!K1296)))))","v":59.319000000000003},{"$f":"IF($C$10=2012,profiles!D1296,IF($C$10=2013,profiles!F1296,IF($C$10=2014,profiles!H1296,IF($C$10=2015,profiles!J1296,IF($C$10=2016,profiles!L1296)))))","v":0.12568848890382339},25.137697780764679,0,25.137697780764679,34.18130221923532,0,0,0,0,34.18130221923532,34.18130221923532]
["h1293",{"$f":"IF($C$10=2012,profiles!C1297,IF($C$10=2013,profiles!E1297,IF($C$10=2014,profiles!G1297,IF($C$10=2015,profiles!I1297,IF($C$10=2016,profiles!K1297)))))","v":56.646000000000001},{"$f":"IF($C$10=2012,profiles!D1297,IF($C$10=2013,profiles!F1297,IF($C$10=2014,profiles!H1297,IF($C$10=2015,profiles!J1297,IF($C$10=2016,profiles!L1297)))))","v":0.12941399915262905},25.882799830525808,0,25.882799830525808,30.763200169474192,0,0,0,0,30.763200169474192,30.763200169474192]
["h1294",{"$f":"IF($C$10=2012,profiles!C1298,IF($C$10=2013,profiles!E1298,IF($C$10=2014,profiles!G1298,IF($C$10=2015,profiles!I1298,IF($C$10=2016,profiles!K1298)))))","v":54.805999999999997},{"$f":"IF($C$10=2012,profiles!D1298,IF($C$10=2013,profiles!F1298,IF($C$10=2014,profiles!H1298,IF($C$10=2015,profiles!J1298,IF($C$10=2016,profiles!L1298)))))","v":0.1338553917629699},26.771078352593982,0,26.771078352593982,28.034921647406016,0,0,0,0,28.034921647406016,28.034921647406016]
["h1295",{"$f":"IF($C$10=2012,profiles!C1299,IF($C$10=2013,profiles!E1299,IF($C$10=2014,profiles!G1299,IF($C$10=2015,profiles!I1299,IF($C$10=2016,profiles!K1299)))))","v":54.676000000000002},{"$f":"IF($C$10=2012,profiles!D1299,IF($C$10=2013,profiles!F1299,IF($C$10=2014,profiles!H1299,IF($C$10=2015,profiles!J1299,IF($C$10=2016,profiles!L1299)))))","v":0.12918024164682163},25.836048329364324,0,25.836048329364324,28.839951670635678,0,0,0,0,28.839951670635678,28.839951670635678]
["h1296",{"$f":"IF($C$10=2012,profiles!C1300,IF($C$10=2013,profiles!E1300,IF($C$10=2014,profiles!G1300,IF($C$10=2015,profiles!I1300,IF($C$10=2016,profiles!K1300)))))","v":51.317999999999998},{"$f":"IF($C$10=2012,profiles!D1300,IF($C$10=2013,profiles!F1300,IF($C$10=2014,profiles!H1300,IF($C$10=2015,profiles!J1300,IF($C$10=2016,profiles!L1300)))))","v":0.12583458734495304},25.166917468990608,0,25.166917468990608,26.15108253100939,0,0,0,0,26.15108253100939,26.15108253100939]
["h1297",{"$f":"IF($C$10=2012,profiles!C1301,IF($C$10=2013,profiles!E1301,IF($C$10=2014,profiles!G1301,IF($C$10=2015,profiles!I1301,IF($C$10=2016,profiles!K1301)))))","v":48.390999999999998},{"$f":"IF($C$10=2012,profiles!D1301,IF($C$10=2013,profiles!F1301,IF($C$10=2014,profiles!H1301,IF($C$10=2015,profiles!J1301,IF($C$10=2016,profiles!L1301)))))","v":0.12663034746666277},25.326069493332554,0,25.326069493332554,23.064930506667444,0,0,0,0,23.064930506667444,23.064930506667444]
["h1298",{"$f":"IF($C$10=2012,profiles!C1302,IF($C$10=2013,profiles!E1302,IF($C$10=2014,profiles!G1302,IF($C$10=2015,profiles!I1302,IF($C$10=2016,profiles!K1302)))))","v":46.975000000000001},{"$f":"IF($C$10=2012,profiles!D1302,IF($C$10=2013,profiles!F1302,IF($C$10=2014,profiles!H1302,IF($C$10=2015,profiles!J1302,IF($C$10=2016,profiles!L1302)))))","v":0.11944440387339886},23.888880774679773,0,23.888880774679773,23.086119225320228,0,0,0,0,23.086119225320228,23.086119225320228]
["h1299",{"$f":"IF($C$10=2012,profiles!C1303,IF($C$10=2013,profiles!E1303,IF($C$10=2014,profiles!G1303,IF($C$10=2015,profiles!I1303,IF($C$10=2016,profiles!K1303)))))","v":46.49},{"$f":"IF($C$10=2012,profiles!D1303,IF($C$10=2013,profiles!F1303,IF($C$10=2014,profiles!H1303,IF($C$10=2015,profiles!J1303,IF($C$10=2016,profiles!L1303)))))","v":0.11605591014649393},23.211182029298786,0,23.211182029298786,23.278817970701216,0,0,0,0,23.278817970701216,23.278817970701216]
["h1300",{"$f":"IF($C$10=2012,profiles!C1304,IF($C$10=2013,profiles!E1304,IF($C$10=2014,profiles!G1304,IF($C$10=2015,profiles!I1304,IF($C$10=2016,profiles!K1304)))))","v":47.305},{"$f":"IF($C$10=2012,profiles!D1304,IF($C$10=2013,profiles!F1304,IF($C$10=2014,profiles!H1304,IF($C$10=2015,profiles!J1304,IF($C$10=2016,profiles!L1304)))))","v":0.11662552762644778},23.325105525289555,0,23.325105525289555,23.979894474710445,0,0,0,0,23.979894474710445,23.979894474710445]
["h1301",{"$f":"IF($C$10=2012,profiles!C1305,IF($C$10=2013,profiles!E1305,IF($C$10=2014,profiles!G1305,IF($C$10=2015,profiles!I1305,IF($C$10=2016,profiles!K1305)))))","v":49.363999999999997},{"$f":"IF($C$10=2012,profiles!D1305,IF($C$10=2013,profiles!F1305,IF($C$10=2014,profiles!H1305,IF($C$10=2015,profiles!J1305,IF($C$10=2016,profiles!L1305)))))","v":0.12398673813662056},24.797347627324111,0,24.797347627324111,24.566652372675886,0,0,0,0,24.566652372675886,24.566652372675886]
["h1302",{"$f":"IF($C$10=2012,profiles!C1306,IF($C$10=2013,profiles!E1306,IF($C$10=2014,profiles!G1306,IF($C$10=2015,profiles!I1306,IF($C$10=2016,profiles!K1306)))))","v":53.765000000000001},{"$f":"IF($C$10=2012,profiles!D1306,IF($C$10=2013,profiles!F1306,IF($C$10=2014,profiles!H1306,IF($C$10=2015,profiles!J1306,IF($C$10=2016,profiles!L1306)))))","v":0.13451735872756218},26.903471745512437,0,26.903471745512437,26.861528254487563,0,0,0,0,26.861528254487563,26.861528254487563]
["h1303",{"$f":"IF($C$10=2012,profiles!C1307,IF($C$10=2013,profiles!E1307,IF($C$10=2014,profiles!G1307,IF($C$10=2015,profiles!I1307,IF($C$10=2016,profiles!K1307)))))","v":62.853000000000002},{"$f":"IF($C$10=2012,profiles!D1307,IF($C$10=2013,profiles!F1307,IF($C$10=2014,profiles!H1307,IF($C$10=2015,profiles!J1307,IF($C$10=2016,profiles!L1307)))))","v":0.15039362028422451},30.078724056844901,0,30.078724056844901,32.774275943155104,0,0,0,0,32.774275943155104,32.774275943155104]
["h1304",{"$f":"IF($C$10=2012,profiles!C1308,IF($C$10=2013,profiles!E1308,IF($C$10=2014,profiles!G1308,IF($C$10=2015,profiles!I1308,IF($C$10=2016,profiles!K1308)))))","v":68.542000000000002},{"$f":"IF($C$10=2012,profiles!D1308,IF($C$10=2013,profiles!F1308,IF($C$10=2014,profiles!H1308,IF($C$10=2015,profiles!J1308,IF($C$10=2016,profiles!L1308)))))","v":0.16775965063461229},33.551930126922457,0,33.551930126922457,34.990069873077545,0,0,0,0,34.990069873077545,34.990069873077545]
["h1305",{"$f":"IF($C$10=2012,profiles!C1309,IF($C$10=2013,profiles!E1309,IF($C$10=2014,profiles!G1309,IF($C$10=2015,profiles!I1309,IF($C$10=2016,profiles!K1309)))))","v":70.491},{"$f":"IF($C$10=2012,profiles!D1309,IF($C$10=2013,profiles!F1309,IF($C$10=2014,profiles!H1309,IF($C$10=2015,profiles!J1309,IF($C$10=2016,profiles!L1309)))))","v":0.21791520002336892},43.583040004673784,0,43.583040004673784,26.907959995326216,0,0,0,0,26.907959995326216,26.907959995326216]
["h1306",{"$f":"IF($C$10=2012,profiles!C1310,IF($C$10=2013,profiles!E1310,IF($C$10=2014,profiles!G1310,IF($C$10=2015,profiles!I1310,IF($C$10=2016,profiles!K1310)))))","v":70.682000000000002},{"$f":"IF($C$10=2012,profiles!D1310,IF($C$10=2013,profiles!F1310,IF($C$10=2014,profiles!H1310,IF($C$10=2015,profiles!J1310,IF($C$10=2016,profiles!L1310)))))","v":0.27968218265733857},55.936436531467713,0,55.936436531467713,14.745563468532289,0,0,0,0,14.745563468532289,14.745563468532289]
["h1307",{"$f":"IF($C$10=2012,profiles!C1311,IF($C$10=2013,profiles!E1311,IF($C$10=2014,profiles!G1311,IF($C$10=2015,profiles!I1311,IF($C$10=2016,profiles!K1311)))))","v":71.180000000000007},{"$f":"IF($C$10=2012,profiles!D1311,IF($C$10=2013,profiles!F1311,IF($C$10=2014,profiles!H1311,IF($C$10=2015,profiles!J1311,IF($C$10=2016,profiles!L1311)))))","v":0.34510055939357648},69.020111878715298,0,69.020111878715298,2.159888121284709,0,0,0,0,2.159888121284709,2.159888121284709]
["h1308",{"$f":"IF($C$10=2012,profiles!C1312,IF($C$10=2013,profiles!E1312,IF($C$10=2014,profiles!G1312,IF($C$10=2015,profiles!I1312,IF($C$10=2016,profiles!K1312)))))","v":72.061999999999998},{"$f":"IF($C$10=2012,profiles!D1312,IF($C$10=2013,profiles!F1312,IF($C$10=2014,profiles!H1312,IF($C$10=2015,profiles!J1312,IF($C$10=2016,profiles!L1312)))))","v":0.4129288562373114},82.585771247462276,10.523771247462278,72.061999999999998,0,0.52377124746227821,10,0,8.1000000000000014,0,-10.523771247462278]
["h1309",{"$f":"IF($C$10=2012,profiles!C1313,IF($C$10=2013,profiles!E1313,IF($C$10=2014,profiles!G1313,IF($C$10=2015,profiles!I1313,IF($C$10=2016,profiles!K1313)))))","v":71.287999999999997},{"$f":"IF($C$10=2012,profiles!D1313,IF($C$10=2013,profiles!F1313,IF($C$10=2014,profiles!H1313,IF($C$10=2015,profiles!J1313,IF($C$10=2016,profiles!L1313)))))","v":0.43248572304906013},86.497144609812025,15.209144609812029,71.287999999999997,0,5.2091446098120286,10,0,16.200000000000003,0,-15.209144609812029]
["h1310",{"$f":"IF($C$10=2012,profiles!C1314,IF($C$10=2013,profiles!E1314,IF($C$10=2014,profiles!G1314,IF($C$10=2015,profiles!I1314,IF($C$10=2016,profiles!K1314)))))","v":70.405000000000001},{"$f":"IF($C$10=2012,profiles!D1314,IF($C$10=2013,profiles!F1314,IF($C$10=2014,profiles!H1314,IF($C$10=2015,profiles!J1314,IF($C$10=2016,profiles!L1314)))))","v":0.41992492733725739},83.98498546745148,13.579985467451479,70.405000000000001,0,3.5799854674514791,10,0,24.300000000000004,0,-13.579985467451479]
["h1311",{"$f":"IF($C$10=2012,profiles!C1315,IF($C$10=2013,profiles!E1315,IF($C$10=2014,profiles!G1315,IF($C$10=2015,profiles!I1315,IF($C$10=2016,profiles!K1315)))))","v":69.063999999999993},{"$f":"IF($C$10=2012,profiles!D1315,IF($C$10=2013,profiles!F1315,IF($C$10=2014,profiles!H1315,IF($C$10=2015,profiles!J1315,IF($C$10=2016,profiles!L1315)))))","v":0.37191639768063445},74.383279536126892,5.3192795361268992,69.063999999999993,0,0,5.3192795361268992,0,28.608616424262792,0,-5.3192795361268992]
["h1312",{"$f":"IF($C$10=2012,profiles!C1316,IF($C$10=2013,profiles!E1316,IF($C$10=2014,profiles!G1316,IF($C$10=2015,profiles!I1316,IF($C$10=2016,profiles!K1316)))))","v":67.787000000000006},{"$f":"IF($C$10=2012,profiles!D1316,IF($C$10=2013,profiles!F1316,IF($C$10=2014,profiles!H1316,IF($C$10=2015,profiles!J1316,IF($C$10=2016,profiles!L1316)))))","v":0.30362072239180921},60.724144478361843,0,60.724144478361843,7.0628555216381628,0,0,7.0628555216381628,20.981342642796093,0,7.0628555216381628]
["h1313",{"$f":"IF($C$10=2012,profiles!C1317,IF($C$10=2013,profiles!E1317,IF($C$10=2014,profiles!G1317,IF($C$10=2015,profiles!I1317,IF($C$10=2016,profiles!K1317)))))","v":66.147000000000006},{"$f":"IF($C$10=2012,profiles!D1317,IF($C$10=2013,profiles!F1317,IF($C$10=2014,profiles!H1317,IF($C$10=2015,profiles!J1317,IF($C$10=2016,profiles!L1317)))))","v":0.20250631691179694},40.50126338235939,0,40.50126338235939,25.645736617640615,0,0,19.428723287229182,0,6.217013330411433,25.645736617640615]
["h1314",{"$f":"IF($C$10=2012,profiles!C1318,IF($C$10=2013,profiles!E1318,IF($C$10=2014,profiles!G1318,IF($C$10=2015,profiles!I1318,IF($C$10=2016,profiles!K1318)))))","v":67.569999999999993},{"$f":"IF($C$10=2012,profiles!D1318,IF($C$10=2013,profiles!F1318,IF($C$10=2014,profiles!H1318,IF($C$10=2015,profiles!J1318,IF($C$10=2016,profiles!L1318)))))","v":0.13859231454569354},27.718462909138708,0,27.718462909138708,39.851537090861285,0,0,0,0,39.851537090861285,39.851537090861285]
["h1315",{"$f":"IF($C$10=2012,profiles!C1319,IF($C$10=2013,profiles!E1319,IF($C$10=2014,profiles!G1319,IF($C$10=2015,profiles!I1319,IF($C$10=2016,profiles!K1319)))))","v":72.94},{"$f":"IF($C$10=2012,profiles!D1319,IF($C$10=2013,profiles!F1319,IF($C$10=2014,profiles!H1319,IF($C$10=2015,profiles!J1319,IF($C$10=2016,profiles!L1319)))))","v":0.15315407422553931},30.630814845107864,0,30.630814845107864,42.309185154892134,0,0,0,0,42.309185154892134,42.309185154892134]
["h1316",{"$f":"IF($C$10=2012,profiles!C1320,IF($C$10=2013,profiles!E1320,IF($C$10=2014,profiles!G1320,IF($C$10=2015,profiles!I1320,IF($C$10=2016,profiles!K1320)))))","v":72.686999999999998},{"$f":"IF($C$10=2012,profiles!D1320,IF($C$10=2013,profiles!F1320,IF($C$10=2014,profiles!H1320,IF($C$10=2015,profiles!J1320,IF($C$10=2016,profiles!L1320)))))","v":0.17136722800765333},34.273445601530668,0,34.273445601530668,38.41355439846933,0,0,0,0,38.41355439846933,38.41355439846933]
["h1317",{"$f":"IF($C$10=2012,profiles!C1321,IF($C$10=2013,profiles!E1321,IF($C$10=2014,profiles!G1321,IF($C$10=2015,profiles!I1321,IF($C$10=2016,profiles!K1321)))))","v":68.557000000000002},{"$f":"IF($C$10=2012,profiles!D1321,IF($C$10=2013,profiles!F1321,IF($C$10=2014,profiles!H1321,IF($C$10=2015,profiles!J1321,IF($C$10=2016,profiles!L1321)))))","v":0.17145486146610775},34.29097229322155,0,34.29097229322155,34.266027706778452,0,0,0,0,34.266027706778452,34.266027706778452]
["h1318",{"$f":"IF($C$10=2012,profiles!C1322,IF($C$10=2013,profiles!E1322,IF($C$10=2014,profiles!G1322,IF($C$10=2015,profiles!I1322,IF($C$10=2016,profiles!K1322)))))","v":64.823999999999998},{"$f":"IF($C$10=2012,profiles!D1322,IF($C$10=2013,profiles!F1322,IF($C$10=2014,profiles!H1322,IF($C$10=2015,profiles!J1322,IF($C$10=2016,profiles!L1322)))))","v":0.16523288591584268},33.046577183168537,0,33.046577183168537,31.777422816831461,0,0,0,0,31.777422816831461,31.777422816831461]
["h1319",{"$f":"IF($C$10=2012,profiles!C1323,IF($C$10=2013,profiles!E1323,IF($C$10=2014,profiles!G1323,IF($C$10=2015,profiles!I1323,IF($C$10=2016,profiles!K1323)))))","v":61.097000000000001},{"$f":"IF($C$10=2012,profiles!D1323,IF($C$10=2013,profiles!F1323,IF($C$10=2014,profiles!H1323,IF($C$10=2015,profiles!J1323,IF($C$10=2016,profiles!L1323)))))","v":0.1544101537967196},30.88203075934392,0,30.88203075934392,30.214969240656082,0,0,0,0,30.214969240656082,30.214969240656082]
["h1320",{"$f":"IF($C$10=2012,profiles!C1324,IF($C$10=2013,profiles!E1324,IF($C$10=2014,profiles!G1324,IF($C$10=2015,profiles!I1324,IF($C$10=2016,profiles!K1324)))))","v":56.232999999999997},{"$f":"IF($C$10=2012,profiles!D1324,IF($C$10=2013,profiles!F1324,IF($C$10=2014,profiles!H1324,IF($C$10=2015,profiles!J1324,IF($C$10=2016,profiles!L1324)))))","v":0.14588049717382096},29.17609943476419,0,29.17609943476419,27.056900565235807,0,0,0,0,27.056900565235807,27.056900565235807]
["h1321",{"$f":"IF($C$10=2012,profiles!C1325,IF($C$10=2013,profiles!E1325,IF($C$10=2014,profiles!G1325,IF($C$10=2015,profiles!I1325,IF($C$10=2016,profiles!K1325)))))","v":52.774999999999999},{"$f":"IF($C$10=2012,profiles!D1325,IF($C$10=2013,profiles!F1325,IF($C$10=2014,profiles!H1325,IF($C$10=2015,profiles!J1325,IF($C$10=2016,profiles!L1325)))))","v":0.13209337635224899},26.4186752704498,0,26.4186752704498,26.356324729550199,0,0,0,0,26.356324729550199,26.356324729550199]
["h1322",{"$f":"IF($C$10=2012,profiles!C1326,IF($C$10=2013,profiles!E1326,IF($C$10=2014,profiles!G1326,IF($C$10=2015,profiles!I1326,IF($C$10=2016,profiles!K1326)))))","v":50.677999999999997},{"$f":"IF($C$10=2012,profiles!D1326,IF($C$10=2013,profiles!F1326,IF($C$10=2014,profiles!H1326,IF($C$10=2015,profiles!J1326,IF($C$10=2016,profiles!L1326)))))","v":0.12254551294217265},24.50910258843453,0,24.50910258843453,26.168897411565467,0,0,0,0,26.168897411565467,26.168897411565467]
["h1323",{"$f":"IF($C$10=2012,profiles!C1327,IF($C$10=2013,profiles!E1327,IF($C$10=2014,profiles!G1327,IF($C$10=2015,profiles!I1327,IF($C$10=2016,profiles!K1327)))))","v":50.128},{"$f":"IF($C$10=2012,profiles!D1327,IF($C$10=2013,profiles!F1327,IF($C$10=2014,profiles!H1327,IF($C$10=2015,profiles!J1327,IF($C$10=2016,profiles!L1327)))))","v":0.11347942245645795},22.69588449129159,0,22.69588449129159,27.43211550870841,0,0,0,0,27.43211550870841,27.43211550870841]
["h1324",{"$f":"IF($C$10=2012,profiles!C1328,IF($C$10=2013,profiles!E1328,IF($C$10=2014,profiles!G1328,IF($C$10=2015,profiles!I1328,IF($C$10=2016,profiles!K1328)))))","v":50.734999999999999},{"$f":"IF($C$10=2012,profiles!D1328,IF($C$10=2013,profiles!F1328,IF($C$10=2014,profiles!H1328,IF($C$10=2015,profiles!J1328,IF($C$10=2016,profiles!L1328)))))","v":0.11215089711958189},22.430179423916378,0,22.430179423916378,28.304820576083621,0,0,0,0,28.304820576083621,28.304820576083621]
["h1325",{"$f":"IF($C$10=2012,profiles!C1329,IF($C$10=2013,profiles!E1329,IF($C$10=2014,profiles!G1329,IF($C$10=2015,profiles!I1329,IF($C$10=2016,profiles!K1329)))))","v":52.646000000000001},{"$f":"IF($C$10=2012,profiles!D1329,IF($C$10=2013,profiles!F1329,IF($C$10=2014,profiles!H1329,IF($C$10=2015,profiles!J1329,IF($C$10=2016,profiles!L1329)))))","v":0.11194650860621633},22.389301721243264,0,22.389301721243264,30.256698278756737,0,0,0,0,30.256698278756737,30.256698278756737]
["h1326",{"$f":"IF($C$10=2012,profiles!C1330,IF($C$10=2013,profiles!E1330,IF($C$10=2014,profiles!G1330,IF($C$10=2015,profiles!I1330,IF($C$10=2016,profiles!K1330)))))","v":56.228000000000002},{"$f":"IF($C$10=2012,profiles!D1330,IF($C$10=2013,profiles!F1330,IF($C$10=2014,profiles!H1330,IF($C$10=2015,profiles!J1330,IF($C$10=2016,profiles!L1330)))))","v":0.11216549629910799},22.433099259821599,0,22.433099259821599,33.794900740178406,0,0,0,0,33.794900740178406,33.794900740178406]
["h1327",{"$f":"IF($C$10=2012,profiles!C1331,IF($C$10=2013,profiles!E1331,IF($C$10=2014,profiles!G1331,IF($C$10=2015,profiles!I1331,IF($C$10=2016,profiles!K1331)))))","v":64.617000000000004},{"$f":"IF($C$10=2012,profiles!D1331,IF($C$10=2013,profiles!F1331,IF($C$10=2014,profiles!H1331,IF($C$10=2015,profiles!J1331,IF($C$10=2016,profiles!L1331)))))","v":0.11556710512869177},23.113421025738354,0,23.113421025738354,41.50357897426165,0,0,0,0,41.50357897426165,41.50357897426165]
["h1328",{"$f":"IF($C$10=2012,profiles!C1332,IF($C$10=2013,profiles!E1332,IF($C$10=2014,profiles!G1332,IF($C$10=2015,profiles!I1332,IF($C$10=2016,profiles!K1332)))))","v":69.867999999999995},{"$f":"IF($C$10=2012,profiles!D1332,IF($C$10=2013,profiles!F1332,IF($C$10=2014,profiles!H1332,IF($C$10=2015,profiles!J1332,IF($C$10=2016,profiles!L1332)))))","v":0.12666248156853585},25.332496313707171,0,25.332496313707171,44.535503686292827,0,0,0,0,44.535503686292827,44.535503686292827]
["h1329",{"$f":"IF($C$10=2012,profiles!C1333,IF($C$10=2013,profiles!E1333,IF($C$10=2014,profiles!G1333,IF($C$10=2015,profiles!I1333,IF($C$10=2016,profiles!K1333)))))","v":71.373999999999995},{"$f":"IF($C$10=2012,profiles!D1333,IF($C$10=2013,profiles!F1333,IF($C$10=2014,profiles!H1333,IF($C$10=2015,profiles!J1333,IF($C$10=2016,profiles!L1333)))))","v":0.17854796560433303},35.709593120866607,0,35.709593120866607,35.664406879133388,0,0,0,0,35.664406879133388,35.664406879133388]
["h1330",{"$f":"IF($C$10=2012,profiles!C1334,IF($C$10=2013,profiles!E1334,IF($C$10=2014,profiles!G1334,IF($C$10=2015,profiles!I1334,IF($C$10=2016,profiles!K1334)))))","v":71.334000000000003},{"$f":"IF($C$10=2012,profiles!D1334,IF($C$10=2013,profiles!F1334,IF($C$10=2014,profiles!H1334,IF($C$10=2015,profiles!J1334,IF($C$10=2016,profiles!L1334)))))","v":0.23076923076923078},46.153846153846153,0,46.153846153846153,25.18015384615385,0,0,0,0,25.18015384615385,25.18015384615385]
["h1331",{"$f":"IF($C$10=2012,profiles!C1335,IF($C$10=2013,profiles!E1335,IF($C$10=2014,profiles!G1335,IF($C$10=2015,profiles!I1335,IF($C$10=2016,profiles!K1335)))))","v":71.858999999999995},{"$f":"IF($C$10=2012,profiles!D1335,IF($C$10=2013,profiles!F1335,IF($C$10=2014,profiles!H1335,IF($C$10=2015,profiles!J1335,IF($C$10=2016,profiles!L1335)))))","v":0.27516533570813323},55.033067141626645,0,55.033067141626645,16.825932858373349,0,0,0,0,16.825932858373349,16.825932858373349]
["h1332",{"$f":"IF($C$10=2012,profiles!C1336,IF($C$10=2013,profiles!E1336,IF($C$10=2014,profiles!G1336,IF($C$10=2015,profiles!I1336,IF($C$10=2016,profiles!K1336)))))","v":72.566999999999993},{"$f":"IF($C$10=2012,profiles!D1336,IF($C$10=2013,profiles!F1336,IF($C$10=2014,profiles!H1336,IF($C$10=2015,profiles!J1336,IF($C$10=2016,profiles!L1336)))))","v":0.30614479466253997},61.228958932507993,0,61.228958932507993,11.338041067492,0,0,0,0,11.338041067492,11.338041067492]
["h1333",{"$f":"IF($C$10=2012,profiles!C1337,IF($C$10=2013,profiles!E1337,IF($C$10=2014,profiles!G1337,IF($C$10=2015,profiles!I1337,IF($C$10=2016,profiles!K1337)))))","v":72.037999999999997},{"$f":"IF($C$10=2012,profiles!D1337,IF($C$10=2013,profiles!F1337,IF($C$10=2014,profiles!H1337,IF($C$10=2015,profiles!J1337,IF($C$10=2016,profiles!L1337)))))","v":0.3066265675869016},61.325313517380323,0,61.325313517380323,10.712686482619674,0,0,0,0,10.712686482619674,10.712686482619674]
["h1334",{"$f":"IF($C$10=2012,profiles!C1338,IF($C$10=2013,profiles!E1338,IF($C$10=2014,profiles!G1338,IF($C$10=2015,profiles!I1338,IF($C$10=2016,profiles!K1338)))))","v":71.242000000000004},{"$f":"IF($C$10=2012,profiles!D1338,IF($C$10=2013,profiles!F1338,IF($C$10=2014,profiles!H1338,IF($C$10=2015,profiles!J1338,IF($C$10=2016,profiles!L1338)))))","v":0.29102004467348935},58.204008934697868,0,58.204008934697868,13.037991065302137,0,0,0,0,13.037991065302137,13.037991065302137]
["h1335",{"$f":"IF($C$10=2012,profiles!C1339,IF($C$10=2013,profiles!E1339,IF($C$10=2014,profiles!G1339,IF($C$10=2015,profiles!I1339,IF($C$10=2016,profiles!K1339)))))","v":70.117000000000004},{"$f":"IF($C$10=2012,profiles!D1339,IF($C$10=2013,profiles!F1339,IF($C$10=2014,profiles!H1339,IF($C$10=2015,profiles!J1339,IF($C$10=2016,profiles!L1339)))))","v":0.26049316028439201},52.098632056878401,0,52.098632056878401,18.018367943121604,0,0,0,0,18.018367943121604,18.018367943121604]
["h1336",{"$f":"IF($C$10=2012,profiles!C1340,IF($C$10=2013,profiles!E1340,IF($C$10=2014,profiles!G1340,IF($C$10=2015,profiles!I1340,IF($C$10=2016,profiles!K1340)))))","v":69.346000000000004},{"$f":"IF($C$10=2012,profiles!D1340,IF($C$10=2013,profiles!F1340,IF($C$10=2014,profiles!H1340,IF($C$10=2015,profiles!J1340,IF($C$10=2016,profiles!L1340)))))","v":0.20032994145729011},40.065988291458019,0,40.065988291458019,29.280011708541984,0,0,0,0,29.280011708541984,29.280011708541984]
["h1337",{"$f":"IF($C$10=2012,profiles!C1341,IF($C$10=2013,profiles!E1341,IF($C$10=2014,profiles!G1341,IF($C$10=2015,profiles!I1341,IF($C$10=2016,profiles!K1341)))))","v":68.376000000000005},{"$f":"IF($C$10=2012,profiles!D1341,IF($C$10=2013,profiles!F1341,IF($C$10=2014,profiles!H1341,IF($C$10=2015,profiles!J1341,IF($C$10=2016,profiles!L1341)))))","v":0.13150940917120457},26.301881834240916,0,26.301881834240916,42.074118165759089,0,0,0,0,42.074118165759089,42.074118165759089]
["h1338",{"$f":"IF($C$10=2012,profiles!C1342,IF($C$10=2013,profiles!E1342,IF($C$10=2014,profiles!G1342,IF($C$10=2015,profiles!I1342,IF($C$10=2016,profiles!K1342)))))","v":69.793000000000006},{"$f":"IF($C$10=2012,profiles!D1342,IF($C$10=2013,profiles!F1342,IF($C$10=2014,profiles!H1342,IF($C$10=2015,profiles!J1342,IF($C$10=2016,profiles!L1342)))))","v":9.857366016029899E-2},19.714732032059796,0,19.714732032059796,50.078267967940207,0,0,0,0,50.078267967940207,50.078267967940207]
["h1339",{"$f":"IF($C$10=2012,profiles!C1343,IF($C$10=2013,profiles!E1343,IF($C$10=2014,profiles!G1343,IF($C$10=2015,profiles!I1343,IF($C$10=2016,profiles!K1343)))))","v":73.843000000000004},{"$f":"IF($C$10=2012,profiles!D1343,IF($C$10=2013,profiles!F1343,IF($C$10=2014,profiles!H1343,IF($C$10=2015,profiles!J1343,IF($C$10=2016,profiles!L1343)))))","v":0.10511409258799656},21.022818517599312,0,21.022818517599312,52.820181482400692,0,0,0,0,52.820181482400692,52.820181482400692]
["h1340",{"$f":"IF($C$10=2012,profiles!C1344,IF($C$10=2013,profiles!E1344,IF($C$10=2014,profiles!G1344,IF($C$10=2015,profiles!I1344,IF($C$10=2016,profiles!K1344)))))","v":73.06},{"$f":"IF($C$10=2012,profiles!D1344,IF($C$10=2013,profiles!F1344,IF($C$10=2014,profiles!H1344,IF($C$10=2015,profiles!J1344,IF($C$10=2016,profiles!L1344)))))","v":0.10947924726630363},21.895849453260727,0,21.895849453260727,51.164150546739279,0,0,0,0,51.164150546739279,51.164150546739279]
["h1341",{"$f":"IF($C$10=2012,profiles!C1345,IF($C$10=2013,profiles!E1345,IF($C$10=2014,profiles!G1345,IF($C$10=2015,profiles!I1345,IF($C$10=2016,profiles!K1345)))))","v":68.7},{"$f":"IF($C$10=2012,profiles!D1345,IF($C$10=2013,profiles!F1345,IF($C$10=2014,profiles!H1345,IF($C$10=2015,profiles!J1345,IF($C$10=2016,profiles!L1345)))))","v":0.11235528563294743},22.471057126589486,0,22.471057126589486,46.228942873410517,0,0,0,0,46.228942873410517,46.228942873410517]
["h1342",{"$f":"IF($C$10=2012,profiles!C1346,IF($C$10=2013,profiles!E1346,IF($C$10=2014,profiles!G1346,IF($C$10=2015,profiles!I1346,IF($C$10=2016,profiles!K1346)))))","v":64.67},{"$f":"IF($C$10=2012,profiles!D1346,IF($C$10=2013,profiles!F1346,IF($C$10=2014,profiles!H1346,IF($C$10=2015,profiles!J1346,IF($C$10=2016,profiles!L1346)))))","v":0.1010555206797378},20.211104135947561,0,20.211104135947561,44.458895864052437,0,0,0,0,44.458895864052437,44.458895864052437]
["h1343",{"$f":"IF($C$10=2012,profiles!C1347,IF($C$10=2013,profiles!E1347,IF($C$10=2014,profiles!G1347,IF($C$10=2015,profiles!I1347,IF($C$10=2016,profiles!K1347)))))","v":60.872999999999998},{"$f":"IF($C$10=2012,profiles!D1347,IF($C$10=2013,profiles!F1347,IF($C$10=2014,profiles!H1347,IF($C$10=2015,profiles!J1347,IF($C$10=2016,profiles!L1347)))))","v":9.2879980145115851E-2},18.57599602902317,0,18.57599602902317,42.297003970976832,0,0,0,0,42.297003970976832,42.297003970976832]
["h1344",{"$f":"IF($C$10=2012,profiles!C1348,IF($C$10=2013,profiles!E1348,IF($C$10=2014,profiles!G1348,IF($C$10=2015,profiles!I1348,IF($C$10=2016,profiles!K1348)))))","v":56.281999999999996},{"$f":"IF($C$10=2012,profiles!D1348,IF($C$10=2013,profiles!F1348,IF($C$10=2014,profiles!H1348,IF($C$10=2015,profiles!J1348,IF($C$10=2016,profiles!L1348)))))","v":8.546359694585165E-2},17.09271938917033,0,17.09271938917033,39.18928061082967,0,0,0,0,39.18928061082967,39.18928061082967]
["h1345",{"$f":"IF($C$10=2012,profiles!C1349,IF($C$10=2013,profiles!E1349,IF($C$10=2014,profiles!G1349,IF($C$10=2015,profiles!I1349,IF($C$10=2016,profiles!K1349)))))","v":52.551000000000002},{"$f":"IF($C$10=2012,profiles!D1349,IF($C$10=2013,profiles!F1349,IF($C$10=2014,profiles!H1349,IF($C$10=2015,profiles!J1349,IF($C$10=2016,profiles!L1349)))))","v":8.4094557128264996E-2},16.818911425652999,{"$f":"D1362-F1362","v":0},{"$f":"MIN(D1362,B1362)","v":16.818911425652999},{"$f":"B1362-F1362","v":35.732088574347003},{"$f":"-MIN(-E1362+$C$3,0)","v":0},{"$f":"E1362-H1362","v":0},0,0,35.732088574347003,35.732088574347003]
["h1346",{"$f":"IF($C$10=2012,profiles!C1350,IF($C$10=2013,profiles!E1350,IF($C$10=2014,profiles!G1350,IF($C$10=2015,profiles!I1350,IF($C$10=2016,profiles!K1350)))))","v":50.447000000000003},{"$f":"IF($C$10=2012,profiles!D1350,IF($C$10=2013,profiles!F1350,IF($C$10=2014,profiles!H1350,IF($C$10=2015,profiles!J1350,IF($C$10=2016,profiles!L1350)))))","v":7.6900627462425208E-2},{"$f":"C1363*$C$2","v":15.380125492485043},0,15.380125492485043,35.06687450751496,0,0,0,0,{"$f":"MAX(G1363-J1363,0)","v":35.06687450751496},{"$f":"B1363-D1363","v":35.06687450751496}]
["h1347",{"$f":"IF($C$10=2012,profiles!C1351,IF($C$10=2013,profiles!E1351,IF($C$10=2014,profiles!G1351,IF($C$10=2015,profiles!I1351,IF($C$10=2016,profiles!K1351)))))","v":49.588999999999999},{"$f":"IF($C$10=2012,profiles!D1351,IF($C$10=2013,profiles!F1351,IF($C$10=2014,profiles!H1351,IF($C$10=2015,profiles!J1351,IF($C$10=2016,profiles!L1351)))))","v":6.9765066394279873E-2},13.953013278855975,0,13.953013278855975,35.635986721144022,0,0,0,{"$f":"K1363+I1364*$F$2-J1364/$F$3","v":0},35.635986721144022,35.635986721144022]
["h1348",{"$f":"IF($C$10=2012,profiles!C1352,IF($C$10=2013,profiles!E1352,IF($C$10=2014,profiles!G1352,IF($C$10=2015,profiles!I1352,IF($C$10=2016,profiles!K1352)))))","v":50.140999999999998},{"$f":"IF($C$10=2012,profiles!D1352,IF($C$10=2013,profiles!F1352,IF($C$10=2014,profiles!H1352,IF($C$10=2015,profiles!J1352,IF($C$10=2016,profiles!L1352)))))","v":6.4380563256967754E-2},12.876112651393552,0,12.876112651393552,37.26488734860645,0,0,0,0,37.26488734860645,37.26488734860645]
["h1349",{"$f":"IF($C$10=2012,profiles!C1353,IF($C$10=2013,profiles!E1353,IF($C$10=2014,profiles!G1353,IF($C$10=2015,profiles!I1353,IF($C$10=2016,profiles!K1353)))))","v":51.95},{"$f":"IF($C$10=2012,profiles!D1353,IF($C$10=2013,profiles!F1353,IF($C$10=2014,profiles!H1353,IF($C$10=2015,profiles!J1353,IF($C$10=2016,profiles!L1353)))))","v":5.5537720706260035E-2},11.107544141252006,0,11.107544141252006,40.842455858747996,0,0,0,0,40.842455858747996,40.842455858747996]
["h1350",{"$f":"IF($C$10=2012,profiles!C1354,IF($C$10=2013,profiles!E1354,IF($C$10=2014,profiles!G1354,IF($C$10=2015,profiles!I1354,IF($C$10=2016,profiles!K1354)))))","v":55.698999999999998},{"$f":"IF($C$10=2012,profiles!D1354,IF($C$10=2013,profiles!F1354,IF($C$10=2014,profiles!H1354,IF($C$10=2015,profiles!J1354,IF($C$10=2016,profiles!L1354)))))","v":5.2312855683642204E-2},10.462571136728441,0,10.462571136728441,45.236428863271556,0,0,0,0,45.236428863271556,45.236428863271556]
["h1351",{"$f":"IF($C$10=2012,profiles!C1355,IF($C$10=2013,profiles!E1355,IF($C$10=2014,profiles!G1355,IF($C$10=2015,profiles!I1355,IF($C$10=2016,profiles!K1355)))))","v":64.108000000000004},{"$f":"IF($C$10=2012,profiles!D1355,IF($C$10=2013,profiles!F1355,IF($C$10=2014,profiles!H1355,IF($C$10=2015,profiles!J1355,IF($C$10=2016,profiles!L1355)))))","v":5.1247628775718666E-2},10.249525755143733,0,10.249525755143733,53.858474244856268,0,0,0,0,53.858474244856268,53.858474244856268]
["h1352",{"$f":"IF($C$10=2012,profiles!C1356,IF($C$10=2013,profiles!E1356,IF($C$10=2014,profiles!G1356,IF($C$10=2015,profiles!I1356,IF($C$10=2016,profiles!K1356)))))","v":69.784999999999997},{"$f":"IF($C$10=2012,profiles!D1356,IF($C$10=2013,profiles!F1356,IF($C$10=2014,profiles!H1356,IF($C$10=2015,profiles!J1356,IF($C$10=2016,profiles!L1356)))))","v":5.1670801109003357E-2},10.334160221800671,0,10.334160221800671,59.450839778199324,0,0,{"$f":"MIN(MAX(0,G1369),K1368*$F$3)","v":0},0,59.450839778199324,59.450839778199324]
["h1353",{"$f":"IF($C$10=2012,profiles!C1357,IF($C$10=2013,profiles!E1357,IF($C$10=2014,profiles!G1357,IF($C$10=2015,profiles!I1357,IF($C$10=2016,profiles!K1357)))))","v":71.724000000000004},{"$f":"IF($C$10=2012,profiles!D1357,IF($C$10=2013,profiles!F1357,IF($C$10=2014,profiles!H1357,IF($C$10=2015,profiles!J1357,IF($C$10=2016,profiles!L1357)))))","v":7.7236246899168248E-2},15.44724937983365,0,15.44724937983365,56.276750620166354,0,0,0,0,56.276750620166354,56.276750620166354]
["h1354",{"$f":"IF($C$10=2012,profiles!C1358,IF($C$10=2013,profiles!E1358,IF($C$10=2014,profiles!G1358,IF($C$10=2015,profiles!I1358,IF($C$10=2016,profiles!K1358)))))","v":71.745999999999995},{"$f":"IF($C$10=2012,profiles!D1358,IF($C$10=2013,profiles!F1358,IF($C$10=2014,profiles!H1358,IF($C$10=2015,profiles!J1358,IF($C$10=2016,profiles!L1358)))))","v":0.11651831314752663},23.303662629505325,0,23.303662629505325,48.44233737049467,0,0,0,0,48.44233737049467,48.44233737049467]
["h1355",{"$f":"IF($C$10=2012,profiles!C1359,IF($C$10=2013,profiles!E1359,IF($C$10=2014,profiles!G1359,IF($C$10=2015,profiles!I1359,IF($C$10=2016,profiles!K1359)))))","v":72.406999999999996},{"$f":"IF($C$10=2012,profiles!D1359,IF($C$10=2013,profiles!F1359,IF($C$10=2014,profiles!H1359,IF($C$10=2015,profiles!J1359,IF($C$10=2016,profiles!L1359)))))","v":0.15199182839632278},30.398365679264554,0,30.398365679264554,42.008634320735439,0,0,0,0,42.008634320735439,42.008634320735439]
["h1356",{"$f":"IF($C$10=2012,profiles!C1360,IF($C$10=2013,profiles!E1360,IF($C$10=2014,profiles!G1360,IF($C$10=2015,profiles!I1360,IF($C$10=2016,profiles!K1360)))))","v":73.14},{"$f":"IF($C$10=2012,profiles!D1360,IF($C$10=2013,profiles!F1360,IF($C$10=2014,profiles!H1360,IF($C$10=2015,profiles!J1360,IF($C$10=2016,profiles!L1360)))))","v":0.18211002480665403},36.422004961330806,0,36.422004961330806,36.717995038669194,0,0,0,0,36.717995038669194,36.717995038669194]
["h1357",{"$f":"IF($C$10=2012,profiles!C1361,IF($C$10=2013,profiles!E1361,IF($C$10=2014,profiles!G1361,IF($C$10=2015,profiles!I1361,IF($C$10=2016,profiles!K1361)))))","v":72.423000000000002},{"$f":"IF($C$10=2012,profiles!D1361,IF($C$10=2013,profiles!F1361,IF($C$10=2014,profiles!H1361,IF($C$10=2015,profiles!J1361,IF($C$10=2016,profiles!L1361)))))","v":0.19411936378228514},38.823872756457028,0,38.823872756457028,33.599127243542974,0,0,0,0,33.599127243542974,33.599127243542974]
["h1358",{"$f":"IF($C$10=2012,profiles!C1362,IF($C$10=2013,profiles!E1362,IF($C$10=2014,profiles!G1362,IF($C$10=2015,profiles!I1362,IF($C$10=2016,profiles!K1362)))))","v":72.03},{"$f":"IF($C$10=2012,profiles!D1362,IF($C$10=2013,profiles!F1362,IF($C$10=2014,profiles!H1362,IF($C$10=2015,profiles!J1362,IF($C$10=2016,profiles!L1362)))))","v":0.18031519042754998},36.063038085509994,0,36.063038085509994,35.966961914490007,0,0,0,0,35.966961914490007,35.966961914490007]
["h1359",{"$f":"IF($C$10=2012,profiles!C1363,IF($C$10=2013,profiles!E1363,IF($C$10=2014,profiles!G1363,IF($C$10=2015,profiles!I1363,IF($C$10=2016,profiles!K1363)))))","v":70.572000000000003},{"$f":"IF($C$10=2012,profiles!D1363,IF($C$10=2013,profiles!F1363,IF($C$10=2014,profiles!H1363,IF($C$10=2015,profiles!J1363,IF($C$10=2016,profiles!L1363)))))","v":0.14787684225886474},29.575368451772949,0,29.575368451772949,40.996631548227057,0,0,0,0,40.996631548227057,40.996631548227057]
["h1360",{"$f":"IF($C$10=2012,profiles!C1364,IF($C$10=2013,profiles!E1364,IF($C$10=2014,profiles!G1364,IF($C$10=2015,profiles!I1364,IF($C$10=2016,profiles!K1364)))))","v":69.528999999999996},{"$f":"IF($C$10=2012,profiles!D1364,IF($C$10=2013,profiles!F1364,IF($C$10=2014,profiles!H1364,IF($C$10=2015,profiles!J1364,IF($C$10=2016,profiles!L1364)))))","v":0.10243688895374288},20.487377790748575,0,20.487377790748575,49.041622209251422,0,0,0,0,49.041622209251422,49.041622209251422]
["h1361",{"$f":"IF($C$10=2012,profiles!C1365,IF($C$10=2013,profiles!E1365,IF($C$10=2014,profiles!G1365,IF($C$10=2015,profiles!I1365,IF($C$10=2016,profiles!K1365)))))","v":68.207999999999998},{"$f":"IF($C$10=2012,profiles!D1365,IF($C$10=2013,profiles!F1365,IF($C$10=2014,profiles!H1365,IF($C$10=2015,profiles!J1365,IF($C$10=2016,profiles!L1365)))))","v":5.2181526338829706E-2},10.436305267765942,0,10.436305267765942,57.771694732234053,0,0,0,0,57.771694732234053,57.771694732234053]
["h1362",{"$f":"IF($C$10=2012,profiles!C1366,IF($C$10=2013,profiles!E1366,IF($C$10=2014,profiles!G1366,IF($C$10=2015,profiles!I1366,IF($C$10=2016,profiles!K1366)))))","v":69.418000000000006},{"$f":"IF($C$10=2012,profiles!D1366,IF($C$10=2013,profiles!F1366,IF($C$10=2014,profiles!H1366,IF($C$10=2015,profiles!J1366,IF($C$10=2016,profiles!L1366)))))","v":1.8502845469137604E-2},3.7005690938275206,0,3.7005690938275206,65.717430906172481,0,0,0,0,65.717430906172481,65.717430906172481]
["h1363",{"$f":"IF($C$10=2012,profiles!C1367,IF($C$10=2013,profiles!E1367,IF($C$10=2014,profiles!G1367,IF($C$10=2015,profiles!I1367,IF($C$10=2016,profiles!K1367)))))","v":73.521000000000001},{"$f":"IF($C$10=2012,profiles!D1367,IF($C$10=2013,profiles!F1367,IF($C$10=2014,profiles!H1367,IF($C$10=2015,profiles!J1367,IF($C$10=2016,profiles!L1367)))))","v":1.4679702320151759E-2},2.9359404640303519,0,2.9359404640303519,70.585059535969648,0,0,0,0,70.585059535969648,70.585059535969648]
["h1364",{"$f":"IF($C$10=2012,profiles!C1368,IF($C$10=2013,profiles!E1368,IF($C$10=2014,profiles!G1368,IF($C$10=2015,profiles!I1368,IF($C$10=2016,profiles!K1368)))))","v":73.128},{"$f":"IF($C$10=2012,profiles!D1368,IF($C$10=2013,profiles!F1368,IF($C$10=2014,profiles!H1368,IF($C$10=2015,profiles!J1368,IF($C$10=2016,profiles!L1368)))))","v":1.8444476871443162E-2},3.6888953742886326,0,3.6888953742886326,69.439104625711366,0,0,0,0,69.439104625711366,69.439104625711366]
["h1365",{"$f":"IF($C$10=2012,profiles!C1369,IF($C$10=2013,profiles!E1369,IF($C$10=2014,profiles!G1369,IF($C$10=2015,profiles!I1369,IF($C$10=2016,profiles!K1369)))))","v":68.807000000000002},{"$f":"IF($C$10=2012,profiles!D1369,IF($C$10=2013,profiles!F1369,IF($C$10=2014,profiles!H1369,IF($C$10=2015,profiles!J1369,IF($C$10=2016,profiles!L1369)))))","v":2.1786079089449874E-2},4.3572158178899745,0,4.3572158178899745,64.449784182110022,0,0,0,0,64.449784182110022,64.449784182110022]
["h1366",{"$f":"IF($C$10=2012,profiles!C1370,IF($C$10=2013,profiles!E1370,IF($C$10=2014,profiles!G1370,IF($C$10=2015,profiles!I1370,IF($C$10=2016,profiles!K1370)))))","v":65.117999999999995},{"$f":"IF($C$10=2012,profiles!D1370,IF($C$10=2013,profiles!F1370,IF($C$10=2014,profiles!H1370,IF($C$10=2015,profiles!J1370,IF($C$10=2016,profiles!L1370)))))","v":2.5798920180942653E-2},5.1597840361885305,0,5.1597840361885305,59.958215963811462,0,0,0,0,59.958215963811462,59.958215963811462]
["h1367",{"$f":"IF($C$10=2012,profiles!C1371,IF($C$10=2013,profiles!E1371,IF($C$10=2014,profiles!G1371,IF($C$10=2015,profiles!I1371,IF($C$10=2016,profiles!K1371)))))","v":61.728000000000002},{"$f":"IF($C$10=2012,profiles!D1371,IF($C$10=2013,profiles!F1371,IF($C$10=2014,profiles!H1371,IF($C$10=2015,profiles!J1371,IF($C$10=2016,profiles!L1371)))))","v":2.7739676054282795E-2},5.5479352108565587,0,5.5479352108565587,56.180064789143444,0,0,0,0,56.180064789143444,56.180064789143444]
["h1368",{"$f":"IF($C$10=2012,profiles!C1372,IF($C$10=2013,profiles!E1372,IF($C$10=2014,profiles!G1372,IF($C$10=2015,profiles!I1372,IF($C$10=2016,profiles!K1372)))))","v":56.843000000000004},{"$f":"IF($C$10=2012,profiles!D1372,IF($C$10=2013,profiles!F1372,IF($C$10=2014,profiles!H1372,IF($C$10=2015,profiles!J1372,IF($C$10=2016,profiles!L1372)))))","v":3.0453815847074274E-2},6.0907631694148545,0,6.0907631694148545,50.752236830585147,0,0,0,0,50.752236830585147,50.752236830585147]
["h1369",{"$f":"IF($C$10=2012,profiles!C1373,IF($C$10=2013,profiles!E1373,IF($C$10=2014,profiles!G1373,IF($C$10=2015,profiles!I1373,IF($C$10=2016,profiles!K1373)))))","v":52.976999999999997},{"$f":"IF($C$10=2012,profiles!D1373,IF($C$10=2013,profiles!F1373,IF($C$10=2014,profiles!H1373,IF($C$10=2015,profiles!J1373,IF($C$10=2016,profiles!L1373)))))","v":2.903686851009217E-2},5.8073737020184337,0,5.8073737020184337,47.169626297981566,0,0,0,0,47.169626297981566,47.169626297981566]
["h1370",{"$f":"IF($C$10=2012,profiles!C1374,IF($C$10=2013,profiles!E1374,IF($C$10=2014,profiles!G1374,IF($C$10=2015,profiles!I1374,IF($C$10=2016,profiles!K1374)))))","v":51.000999999999998},{"$f":"IF($C$10=2012,profiles!D1374,IF($C$10=2013,profiles!F1374,IF($C$10=2014,profiles!H1374,IF($C$10=2015,profiles!J1374,IF($C$10=2016,profiles!L1374)))))","v":2.7855559444638897E-2},5.5711118889277795,0,5.5711118889277795,45.429888111072216,0,0,0,0,45.429888111072216,45.429888111072216]
["h1371",{"$f":"IF($C$10=2012,profiles!C1375,IF($C$10=2013,profiles!E1375,IF($C$10=2014,profiles!G1375,IF($C$10=2015,profiles!I1375,IF($C$10=2016,profiles!K1375)))))","v":50.268999999999998},{"$f":"IF($C$10=2012,profiles!D1375,IF($C$10=2013,profiles!F1375,IF($C$10=2014,profiles!H1375,IF($C$10=2015,profiles!J1375,IF($C$10=2016,profiles!L1375)))))","v":2.7024267880060671E-2},5.4048535760121341,0,5.4048535760121341,44.864146423987862,0,0,0,0,44.864146423987862,44.864146423987862]
["h1372",{"$f":"IF($C$10=2012,profiles!C1376,IF($C$10=2013,profiles!E1376,IF($C$10=2014,profiles!G1376,IF($C$10=2015,profiles!I1376,IF($C$10=2016,profiles!K1376)))))","v":50.984000000000002},{"$f":"IF($C$10=2012,profiles!D1376,IF($C$10=2013,profiles!F1376,IF($C$10=2014,profiles!H1376,IF($C$10=2015,profiles!J1376,IF($C$10=2016,profiles!L1376)))))","v":2.6338816940847044E-2},5.267763388169409,0,5.267763388169409,45.716236611830595,0,0,0,0,45.716236611830595,45.716236611830595]
["h1373",{"$f":"IF($C$10=2012,profiles!C1377,IF($C$10=2013,profiles!E1377,IF($C$10=2014,profiles!G1377,IF($C$10=2015,profiles!I1377,IF($C$10=2016,profiles!K1377)))))","v":52.499000000000002},{"$f":"IF($C$10=2012,profiles!D1377,IF($C$10=2013,profiles!F1377,IF($C$10=2014,profiles!H1377,IF($C$10=2015,profiles!J1377,IF($C$10=2016,profiles!L1377)))))","v":2.7695134756737835E-2},5.5390269513475667,0,5.5390269513475667,46.959973048652436,0,0,0,0,46.959973048652436,46.959973048652436]
["h1374",{"$f":"IF($C$10=2012,profiles!C1378,IF($C$10=2013,profiles!E1378,IF($C$10=2014,profiles!G1378,IF($C$10=2015,profiles!I1378,IF($C$10=2016,profiles!K1378)))))","v":55.957000000000001},{"$f":"IF($C$10=2012,profiles!D1378,IF($C$10=2013,profiles!F1378,IF($C$10=2014,profiles!H1378,IF($C$10=2015,profiles!J1378,IF($C$10=2016,profiles!L1378)))))","v":3.3105821957764556E-2},6.6211643915529113,0,6.6211643915529113,49.335835608447091,0,0,0,0,49.335835608447091,49.335835608447091]
["h1375",{"$f":"IF($C$10=2012,profiles!C1379,IF($C$10=2013,profiles!E1379,IF($C$10=2014,profiles!G1379,IF($C$10=2015,profiles!I1379,IF($C$10=2016,profiles!K1379)))))","v":64.075000000000003},{"$f":"IF($C$10=2012,profiles!D1379,IF($C$10=2013,profiles!F1379,IF($C$10=2014,profiles!H1379,IF($C$10=2015,profiles!J1379,IF($C$10=2016,profiles!L1379)))))","v":4.0149924162874807E-2},8.0299848325749608,0,8.0299848325749608,56.045015167425042,0,0,0,0,56.045015167425042,56.045015167425042]
["h1376",{"$f":"IF($C$10=2012,profiles!C1380,IF($C$10=2013,profiles!E1380,IF($C$10=2014,profiles!G1380,IF($C$10=2015,profiles!I1380,IF($C$10=2016,profiles!K1380)))))","v":69.548000000000002},{"$f":"IF($C$10=2012,profiles!D1380,IF($C$10=2013,profiles!F1380,IF($C$10=2014,profiles!H1380,IF($C$10=2015,profiles!J1380,IF($C$10=2016,profiles!L1380)))))","v":5.1394236378485593E-2},10.278847275697119,0,10.278847275697119,59.269152724302884,0,0,0,0,59.269152724302884,59.269152724302884]
["h1377",{"$f":"IF($C$10=2012,profiles!C1381,IF($C$10=2013,profiles!E1381,IF($C$10=2014,profiles!G1381,IF($C$10=2015,profiles!I1381,IF($C$10=2016,profiles!K1381)))))","v":71.56},{"$f":"IF($C$10=2012,profiles!D1381,IF($C$10=2013,profiles!F1381,IF($C$10=2014,profiles!H1381,IF($C$10=2015,profiles!J1381,IF($C$10=2016,profiles!L1381)))))","v":7.4874577062186448E-2},14.974915412437289,0,14.974915412437289,56.585084587562712,0,0,0,0,56.585084587562712,56.585084587562712]
["h1378",{"$f":"IF($C$10=2012,profiles!C1382,IF($C$10=2013,profiles!E1382,IF($C$10=2014,profiles!G1382,IF($C$10=2015,profiles!I1382,IF($C$10=2016,profiles!K1382)))))","v":71.789000000000001},{"$f":"IF($C$10=2012,profiles!D1382,IF($C$10=2013,profiles!F1382,IF($C$10=2014,profiles!H1382,IF($C$10=2015,profiles!J1382,IF($C$10=2016,profiles!L1382)))))","v":0.10711993933029985},21.423987866059971,0,21.423987866059971,50.365012133940027,0,0,0,0,50.365012133940027,50.365012133940027]
["h1379",{"$f":"IF($C$10=2012,profiles!C1383,IF($C$10=2013,profiles!E1383,IF($C$10=2014,profiles!G1383,IF($C$10=2015,profiles!I1383,IF($C$10=2016,profiles!K1383)))))","v":72.406999999999996},{"$f":"IF($C$10=2012,profiles!D1383,IF($C$10=2013,profiles!F1383,IF($C$10=2014,profiles!H1383,IF($C$10=2015,profiles!J1383,IF($C$10=2016,profiles!L1383)))))","v":0.15052210943880528},30.104421887761056,0,30.104421887761056,42.30257811223894,0,0,0,0,42.30257811223894,42.30257811223894]
["h1380",{"$f":"IF($C$10=2012,profiles!C1384,IF($C$10=2013,profiles!E1384,IF($C$10=2014,profiles!G1384,IF($C$10=2015,profiles!I1384,IF($C$10=2016,profiles!K1384)))))","v":73.012},{"$f":"IF($C$10=2012,profiles!D1384,IF($C$10=2013,profiles!F1384,IF($C$10=2014,profiles!H1384,IF($C$10=2015,profiles!J1384,IF($C$10=2016,profiles!L1384)))))","v":0.19934955081087388},39.869910162174776,0,39.869910162174776,33.142089837825225,0,0,0,0,33.142089837825225,33.142089837825225]
["h1381",{"$f":"IF($C$10=2012,profiles!C1385,IF($C$10=2013,profiles!E1385,IF($C$10=2014,profiles!G1385,IF($C$10=2015,profiles!I1385,IF($C$10=2016,profiles!K1385)))))","v":72.111000000000004},{"$f":"IF($C$10=2012,profiles!D1385,IF($C$10=2013,profiles!F1385,IF($C$10=2014,profiles!H1385,IF($C$10=2015,profiles!J1385,IF($C$10=2016,profiles!L1385)))))","v":0.23109905495274763},46.219810990549526,0,46.219810990549526,25.891189009450478,0,0,0,0,25.891189009450478,25.891189009450478]
["h1382",{"$f":"IF($C$10=2012,profiles!C1386,IF($C$10=2013,profiles!E1386,IF($C$10=2014,profiles!G1386,IF($C$10=2015,profiles!I1386,IF($C$10=2016,profiles!K1386)))))","v":71.096999999999994},{"$f":"IF($C$10=2012,profiles!D1386,IF($C$10=2013,profiles!F1386,IF($C$10=2014,profiles!H1386,IF($C$10=2015,profiles!J1386,IF($C$10=2016,profiles!L1386)))))","v":0.23114280714035701},46.228561428071401,0,46.228561428071401,24.868438571928593,0,0,0,0,24.868438571928593,24.868438571928593]
["h1383",{"$f":"IF($C$10=2012,profiles!C1387,IF($C$10=2013,profiles!E1387,IF($C$10=2014,profiles!G1387,IF($C$10=2015,profiles!I1387,IF($C$10=2016,profiles!K1387)))))","v":70.004999999999995},{"$f":"IF($C$10=2012,profiles!D1387,IF($C$10=2013,profiles!F1387,IF($C$10=2014,profiles!H1387,IF($C$10=2015,profiles!J1387,IF($C$10=2016,profiles!L1387)))))","v":0.21550869210127174},43.10173842025435,0,43.10173842025435,26.903261579745646,0,0,0,0,26.903261579745646,26.903261579745646]
["h1384",{"$f":"IF($C$10=2012,profiles!C1388,IF($C$10=2013,profiles!E1388,IF($C$10=2014,profiles!G1388,IF($C$10=2015,profiles!I1388,IF($C$10=2016,profiles!K1388)))))","v":68.885000000000005},{"$f":"IF($C$10=2012,profiles!D1388,IF($C$10=2013,profiles!F1388,IF($C$10=2014,profiles!H1388,IF($C$10=2015,profiles!J1388,IF($C$10=2016,profiles!L1388)))))","v":0.1725440438688601},34.508808773772017,0,34.508808773772017,34.376191226227988,0,0,0,0,34.376191226227988,34.376191226227988]
["h1385",{"$f":"IF($C$10=2012,profiles!C1389,IF($C$10=2013,profiles!E1389,IF($C$10=2014,profiles!G1389,IF($C$10=2015,profiles!I1389,IF($C$10=2016,profiles!K1389)))))","v":68.072999999999993},{"$f":"IF($C$10=2012,profiles!D1389,IF($C$10=2013,profiles!F1389,IF($C$10=2014,profiles!H1389,IF($C$10=2015,profiles!J1389,IF($C$10=2016,profiles!L1389)))))","v":0.12628339750320849},25.256679500641699,0,25.256679500641699,42.816320499358298,0,0,0,0,42.816320499358298,42.816320499358298]
["h1386",{"$f":"IF($C$10=2012,profiles!C1390,IF($C$10=2013,profiles!E1390,IF($C$10=2014,profiles!G1390,IF($C$10=2015,profiles!I1390,IF($C$10=2016,profiles!K1390)))))","v":69.364999999999995},{"$f":"IF($C$10=2012,profiles!D1390,IF($C$10=2013,profiles!F1390,IF($C$10=2014,profiles!H1390,IF($C$10=2015,profiles!J1390,IF($C$10=2016,profiles!L1390)))))","v":8.970656866176642E-2},17.941313732353283,0,17.941313732353283,51.423686267646715,0,0,0,0,51.423686267646715,51.423686267646715]
["h1387",{"$f":"IF($C$10=2012,profiles!C1391,IF($C$10=2013,profiles!E1391,IF($C$10=2014,profiles!G1391,IF($C$10=2015,profiles!I1391,IF($C$10=2016,profiles!K1391)))))","v":73.055000000000007},{"$f":"IF($C$10=2012,profiles!D1391,IF($C$10=2013,profiles!F1391,IF($C$10=2014,profiles!H1391,IF($C$10=2015,profiles!J1391,IF($C$10=2016,profiles!L1391)))))","v":8.8335666783339165E-2},17.667133356667833,0,17.667133356667833,55.387866643332174,0,0,0,0,55.387866643332174,55.387866643332174]
["h1388",{"$f":"IF($C$10=2012,profiles!C1392,IF($C$10=2013,profiles!E1392,IF($C$10=2014,profiles!G1392,IF($C$10=2015,profiles!I1392,IF($C$10=2016,profiles!K1392)))))","v":72.561000000000007},{"$f":"IF($C$10=2012,profiles!D1392,IF($C$10=2013,profiles!F1392,IF($C$10=2014,profiles!H1392,IF($C$10=2015,profiles!J1392,IF($C$10=2016,profiles!L1392)))))","v":9.4985999299964999E-2},18.997199859993,0,18.997199859993,53.563800140007004,0,0,0,0,53.563800140007004,53.563800140007004]
["h1389",{"$f":"IF($C$10=2012,profiles!C1393,IF($C$10=2013,profiles!E1393,IF($C$10=2014,profiles!G1393,IF($C$10=2015,profiles!I1393,IF($C$10=2016,profiles!K1393)))))","v":68.322000000000003},{"$f":"IF($C$10=2012,profiles!D1393,IF($C$10=2013,profiles!F1393,IF($C$10=2014,profiles!H1393,IF($C$10=2015,profiles!J1393,IF($C$10=2016,profiles!L1393)))))","v":9.7450705868626766E-2},19.490141173725352,0,19.490141173725352,48.831858826274654,0,0,0,0,48.831858826274654,48.831858826274654]
["h1390",{"$f":"IF($C$10=2012,profiles!C1394,IF($C$10=2013,profiles!E1394,IF($C$10=2014,profiles!G1394,IF($C$10=2015,profiles!I1394,IF($C$10=2016,profiles!K1394)))))","v":64.991},{"$f":"IF($C$10=2012,profiles!D1394,IF($C$10=2013,profiles!F1394,IF($C$10=2014,profiles!H1394,IF($C$10=2015,profiles!J1394,IF($C$10=2016,profiles!L1394)))))","v":8.3887527709718815E-2},16.777505541943764,0,16.777505541943764,48.213494458056232,0,0,0,0,48.213494458056232,48.213494458056232]
["h1391",{"$f":"IF($C$10=2012,profiles!C1395,IF($C$10=2013,profiles!E1395,IF($C$10=2014,profiles!G1395,IF($C$10=2015,profiles!I1395,IF($C$10=2016,profiles!K1395)))))","v":61.703000000000003},{"$f":"IF($C$10=2012,profiles!D1395,IF($C$10=2013,profiles!F1395,IF($C$10=2014,profiles!H1395,IF($C$10=2015,profiles!J1395,IF($C$10=2016,profiles!L1395)))))","v":7.2453622681134061E-2},14.490724536226812,0,14.490724536226812,47.212275463773189,0,0,0,0,47.212275463773189,47.212275463773189]
["h1392",{"$f":"IF($C$10=2012,profiles!C1396,IF($C$10=2013,profiles!E1396,IF($C$10=2014,profiles!G1396,IF($C$10=2015,profiles!I1396,IF($C$10=2016,profiles!K1396)))))","v":56.859000000000002},{"$f":"IF($C$10=2012,profiles!D1396,IF($C$10=2013,profiles!F1396,IF($C$10=2014,profiles!H1396,IF($C$10=2015,profiles!J1396,IF($C$10=2016,profiles!L1396)))))","v":6.4053202660133007E-2},12.810640532026602,0,12.810640532026602,44.048359467973398,0,0,0,0,44.048359467973398,44.048359467973398]
["h1393",{"$f":"IF($C$10=2012,profiles!C1397,IF($C$10=2013,profiles!E1397,IF($C$10=2014,profiles!G1397,IF($C$10=2015,profiles!I1397,IF($C$10=2016,profiles!K1397)))))","v":53.332000000000001},{"$f":"IF($C$10=2012,profiles!D1397,IF($C$10=2013,profiles!F1397,IF($C$10=2014,profiles!H1397,IF($C$10=2015,profiles!J1397,IF($C$10=2016,profiles!L1397)))))","v":5.9385745090040215E-2},11.877149018008042,0,11.877149018008042,41.45485098199196,0,0,0,0,41.45485098199196,41.45485098199196]
["h1394",{"$f":"IF($C$10=2012,profiles!C1398,IF($C$10=2013,profiles!E1398,IF($C$10=2014,profiles!G1398,IF($C$10=2015,profiles!I1398,IF($C$10=2016,profiles!K1398)))))","v":51.286000000000001},{"$f":"IF($C$10=2012,profiles!D1398,IF($C$10=2013,profiles!F1398,IF($C$10=2014,profiles!H1398,IF($C$10=2015,profiles!J1398,IF($C$10=2016,profiles!L1398)))))","v":5.5466519027915377E-2},11.093303805583075,0,11.093303805583075,40.192696194416925,0,0,0,0,40.192696194416925,40.192696194416925]
["h1395",{"$f":"IF($C$10=2012,profiles!C1399,IF($C$10=2013,profiles!E1399,IF($C$10=2014,profiles!G1399,IF($C$10=2015,profiles!I1399,IF($C$10=2016,profiles!K1399)))))","v":50.56},{"$f":"IF($C$10=2012,profiles!D1399,IF($C$10=2013,profiles!F1399,IF($C$10=2014,profiles!H1399,IF($C$10=2015,profiles!J1399,IF($C$10=2016,profiles!L1399)))))","v":5.1605571420245938E-2},10.321114284049187,0,10.321114284049187,40.238885715950815,0,0,0,0,40.238885715950815,40.238885715950815]
["h1396",{"$f":"IF($C$10=2012,profiles!C1400,IF($C$10=2013,profiles!E1400,IF($C$10=2014,profiles!G1400,IF($C$10=2015,profiles!I1400,IF($C$10=2016,profiles!K1400)))))","v":50.823},{"$f":"IF($C$10=2012,profiles!D1400,IF($C$10=2013,profiles!F1400,IF($C$10=2014,profiles!H1400,IF($C$10=2015,profiles!J1400,IF($C$10=2016,profiles!L1400)))))","v":4.6841307768517977E-2},9.3682615537035954,0,9.3682615537035954,41.454738446296403,0,0,0,0,41.454738446296403,41.454738446296403]
["h1397",{"$f":"IF($C$10=2012,profiles!C1401,IF($C$10=2013,profiles!E1401,IF($C$10=2014,profiles!G1401,IF($C$10=2015,profiles!I1401,IF($C$10=2016,profiles!K1401)))))","v":52.509},{"$f":"IF($C$10=2012,profiles!D1401,IF($C$10=2013,profiles!F1401,IF($C$10=2014,profiles!H1401,IF($C$10=2015,profiles!J1401,IF($C$10=2016,profiles!L1401)))))","v":4.3359170114808554E-2},8.6718340229617112,0,8.6718340229617112,43.837165977038289,0,0,0,0,43.837165977038289,43.837165977038289]
["h1398",{"$f":"IF($C$10=2012,profiles!C1402,IF($C$10=2013,profiles!E1402,IF($C$10=2014,profiles!G1402,IF($C$10=2015,profiles!I1402,IF($C$10=2016,profiles!K1402)))))","v":55.542999999999999},{"$f":"IF($C$10=2012,profiles!D1402,IF($C$10=2013,profiles!F1402,IF($C$10=2014,profiles!H1402,IF($C$10=2015,profiles!J1402,IF($C$10=2016,profiles!L1402)))))","v":3.8259805349962116E-2},7.6519610699924234,0,7.6519610699924234,47.891038930007575,0,0,0,0,47.891038930007575,47.891038930007575]
["h1399",{"$f":"IF($C$10=2012,profiles!C1403,IF($C$10=2013,profiles!E1403,IF($C$10=2014,profiles!G1403,IF($C$10=2015,profiles!I1403,IF($C$10=2016,profiles!K1403)))))","v":62.978999999999999},{"$f":"IF($C$10=2012,profiles!D1403,IF($C$10=2013,profiles!F1403,IF($C$10=2014,profiles!H1403,IF($C$10=2015,profiles!J1403,IF($C$10=2016,profiles!L1403)))))","v":3.7982982691299023E-2},7.5965965382598046,0,7.5965965382598046,55.382403461740196,0,0,0,0,55.382403461740196,55.382403461740196]
["h1400",{"$f":"IF($C$10=2012,profiles!C1404,IF($C$10=2013,profiles!E1404,IF($C$10=2014,profiles!G1404,IF($C$10=2015,profiles!I1404,IF($C$10=2016,profiles!K1404)))))","v":68.397999999999996},{"$f":"IF($C$10=2012,profiles!D1404,IF($C$10=2013,profiles!F1404,IF($C$10=2014,profiles!H1404,IF($C$10=2015,profiles!J1404,IF($C$10=2016,profiles!L1404)))))","v":4.2484993297977738E-2},8.4969986595955476,0,8.4969986595955476,59.901001340404449,0,0,0,0,59.901001340404449,59.901001340404449]
["h1401",{"$f":"IF($C$10=2012,profiles!C1405,IF($C$10=2013,profiles!E1405,IF($C$10=2014,profiles!G1405,IF($C$10=2015,profiles!I1405,IF($C$10=2016,profiles!K1405)))))","v":70.701999999999998},{"$f":"IF($C$10=2012,profiles!D1405,IF($C$10=2013,profiles!F1405,IF($C$10=2014,profiles!H1405,IF($C$10=2015,profiles!J1405,IF($C$10=2016,profiles!L1405)))))","v":6.3100996561571185E-2},12.620199312314236,0,12.620199312314236,58.081800687685764,0,0,0,0,58.081800687685764,58.081800687685764]
["h1402",{"$f":"IF($C$10=2012,profiles!C1406,IF($C$10=2013,profiles!E1406,IF($C$10=2014,profiles!G1406,IF($C$10=2015,profiles!I1406,IF($C$10=2016,profiles!K1406)))))","v":70.924999999999997},{"$f":"IF($C$10=2012,profiles!D1406,IF($C$10=2013,profiles!F1406,IF($C$10=2014,profiles!H1406,IF($C$10=2015,profiles!J1406,IF($C$10=2016,profiles!L1406)))))","v":9.910251180138703E-2},19.820502360277406,0,19.820502360277406,51.104497639722595,0,0,0,0,51.104497639722595,51.104497639722595]
["h1403",{"$f":"IF($C$10=2012,profiles!C1407,IF($C$10=2013,profiles!E1407,IF($C$10=2014,profiles!G1407,IF($C$10=2015,profiles!I1407,IF($C$10=2016,profiles!K1407)))))","v":72.048000000000002},{"$f":"IF($C$10=2012,profiles!D1407,IF($C$10=2013,profiles!F1407,IF($C$10=2014,profiles!H1407,IF($C$10=2015,profiles!J1407,IF($C$10=2016,profiles!L1407)))))","v":0.13609476076694446},27.218952153388891,0,27.218952153388891,44.829047846611111,0,0,0,0,44.829047846611111,44.829047846611111]
["h1404",{"$f":"IF($C$10=2012,profiles!C1408,IF($C$10=2013,profiles!E1408,IF($C$10=2014,profiles!G1408,IF($C$10=2015,profiles!I1408,IF($C$10=2016,profiles!K1408)))))","v":72.486999999999995},{"$f":"IF($C$10=2012,profiles!D1408,IF($C$10=2013,profiles!F1408,IF($C$10=2014,profiles!H1408,IF($C$10=2015,profiles!J1408,IF($C$10=2016,profiles!L1408)))))","v":0.15949356023078268},31.898712046156536,0,31.898712046156536,40.588287953843462,0,0,0,0,40.588287953843462,40.588287953843462]
["h1405",{"$f":"IF($C$10=2012,profiles!C1409,IF($C$10=2013,profiles!E1409,IF($C$10=2014,profiles!G1409,IF($C$10=2015,profiles!I1409,IF($C$10=2016,profiles!K1409)))))","v":71.44},{"$f":"IF($C$10=2012,profiles!D1409,IF($C$10=2013,profiles!F1409,IF($C$10=2014,profiles!H1409,IF($C$10=2015,profiles!J1409,IF($C$10=2016,profiles!L1409)))))","v":0.16894923946616935},33.789847893233869,0,33.789847893233869,37.650152106766129,0,0,0,0,37.650152106766129,37.650152106766129]
["h1406",{"$f":"IF($C$10=2012,profiles!C1410,IF($C$10=2013,profiles!E1410,IF($C$10=2014,profiles!G1410,IF($C$10=2015,profiles!I1410,IF($C$10=2016,profiles!K1410)))))","v":69.703999999999994},{"$f":"IF($C$10=2012,profiles!D1410,IF($C$10=2013,profiles!F1410,IF($C$10=2014,profiles!H1410,IF($C$10=2015,profiles!J1410,IF($C$10=2016,profiles!L1410)))))","v":0.16526312722186606},33.052625444373213,0,33.052625444373213,36.651374555626781,0,0,0,0,36.651374555626781,36.651374555626781]
["h1407",{"$f":"IF($C$10=2012,profiles!C1411,IF($C$10=2013,profiles!E1411,IF($C$10=2014,profiles!G1411,IF($C$10=2015,profiles!I1411,IF($C$10=2016,profiles!K1411)))))","v":68.433000000000007},{"$f":"IF($C$10=2012,profiles!D1411,IF($C$10=2013,profiles!F1411,IF($C$10=2014,profiles!H1411,IF($C$10=2015,profiles!J1411,IF($C$10=2016,profiles!L1411)))))","v":0.14769217320356665},29.53843464071333,0,29.53843464071333,38.894565359286673,0,0,0,0,38.894565359286673,38.894565359286673]
["h1408",{"$f":"IF($C$10=2012,profiles!C1412,IF($C$10=2013,profiles!E1412,IF($C$10=2014,profiles!G1412,IF($C$10=2015,profiles!I1412,IF($C$10=2016,profiles!K1412)))))","v":66.995000000000005},{"$f":"IF($C$10=2012,profiles!D1412,IF($C$10=2013,profiles!F1412,IF($C$10=2014,profiles!H1412,IF($C$10=2015,profiles!J1412,IF($C$10=2016,profiles!L1412)))))","v":0.10991316510286148},21.982633020572294,0,21.982633020572294,45.012366979427711,0,0,0,0,45.012366979427711,45.012366979427711]
["h1409",{"$f":"IF($C$10=2012,profiles!C1413,IF($C$10=2013,profiles!E1413,IF($C$10=2014,profiles!G1413,IF($C$10=2015,profiles!I1413,IF($C$10=2016,profiles!K1413)))))","v":66.111999999999995},{"$f":"IF($C$10=2012,profiles!D1413,IF($C$10=2013,profiles!F1413,IF($C$10=2014,profiles!H1413,IF($C$10=2015,profiles!J1413,IF($C$10=2016,profiles!L1413)))))","v":6.2955300425432723E-2},12.591060085086545,{"$f":"D1426-F1426","v":0},{"$f":"MIN(D1426,B1426)","v":12.591060085086545},{"$f":"B1426-F1426","v":53.520939914913448},{"$f":"-MIN(-E1426+$C$3,0)","v":0},{"$f":"E1426-H1426","v":0},0,0,53.520939914913448,53.520939914913448]
["h1410",{"$f":"IF($C$10=2012,profiles!C1414,IF($C$10=2013,profiles!E1414,IF($C$10=2014,profiles!G1414,IF($C$10=2015,profiles!I1414,IF($C$10=2016,profiles!K1414)))))","v":66.956000000000003},{"$f":"IF($C$10=2012,profiles!D1414,IF($C$10=2013,profiles!F1414,IF($C$10=2014,profiles!H1414,IF($C$10=2015,profiles!J1414,IF($C$10=2016,profiles!L1414)))))","v":2.5249140392796784E-2},{"$f":"C1427*$C$2","v":5.049828078559357},0,5.049828078559357,61.906171921440645,0,0,0,0,{"$f":"MAX(G1427-J1427,0)","v":61.906171921440645},{"$f":"B1427-D1427","v":61.906171921440645}]
["h1411",{"$f":"IF($C$10=2012,profiles!C1415,IF($C$10=2013,profiles!E1415,IF($C$10=2014,profiles!G1415,IF($C$10=2015,profiles!I1415,IF($C$10=2016,profiles!K1415)))))","v":70.77},{"$f":"IF($C$10=2012,profiles!D1415,IF($C$10=2013,profiles!F1415,IF($C$10=2014,profiles!H1415,IF($C$10=2015,profiles!J1415,IF($C$10=2016,profiles!L1415)))))","v":1.9931231423742642E-2},3.9862462847485283,0,3.9862462847485283,66.783753715251464,0,0,0,{"$f":"K1427+I1428*$F$2-J1428/$F$3","v":0},66.783753715251464,66.783753715251464]
["h1412",{"$f":"IF($C$10=2012,profiles!C1416,IF($C$10=2013,profiles!E1416,IF($C$10=2014,profiles!G1416,IF($C$10=2015,profiles!I1416,IF($C$10=2016,profiles!K1416)))))","v":70.108000000000004},{"$f":"IF($C$10=2012,profiles!D1416,IF($C$10=2013,profiles!F1416,IF($C$10=2014,profiles!H1416,IF($C$10=2015,profiles!J1416,IF($C$10=2016,profiles!L1416)))))","v":2.685179789031995E-2},5.3703595780639901,0,5.3703595780639901,64.737640421936021,0,0,0,0,64.737640421936021,64.737640421936021]
["h1413",{"$f":"IF($C$10=2012,profiles!C1417,IF($C$10=2013,profiles!E1417,IF($C$10=2014,profiles!G1417,IF($C$10=2015,profiles!I1417,IF($C$10=2016,profiles!K1417)))))","v":65.808000000000007},{"$f":"IF($C$10=2012,profiles!D1417,IF($C$10=2013,profiles!F1417,IF($C$10=2014,profiles!H1417,IF($C$10=2015,profiles!J1417,IF($C$10=2016,profiles!L1417)))))","v":3.1557783087592516E-2},6.3115566175185034,0,6.3115566175185034,59.496443382481502,0,0,0,0,59.496443382481502,59.496443382481502]
["h1414",{"$f":"IF($C$10=2012,profiles!C1418,IF($C$10=2013,profiles!E1418,IF($C$10=2014,profiles!G1418,IF($C$10=2015,profiles!I1418,IF($C$10=2016,profiles!K1418)))))","v":62.344999999999999},{"$f":"IF($C$10=2012,profiles!D1418,IF($C$10=2013,profiles!F1418,IF($C$10=2014,profiles!H1418,IF($C$10=2015,profiles!J1418,IF($C$10=2016,profiles!L1418)))))","v":3.18637449734833E-2},6.3727489946966598,0,6.3727489946966598,55.972251005303342,0,0,0,0,55.972251005303342,55.972251005303342]
["h1415",{"$f":"IF($C$10=2012,profiles!C1419,IF($C$10=2013,profiles!E1419,IF($C$10=2014,profiles!G1419,IF($C$10=2015,profiles!I1419,IF($C$10=2016,profiles!K1419)))))","v":60.023000000000003},{"$f":"IF($C$10=2012,profiles!D1419,IF($C$10=2013,profiles!F1419,IF($C$10=2014,profiles!H1419,IF($C$10=2015,profiles!J1419,IF($C$10=2016,profiles!L1419)))))","v":3.0858441634127862E-2},6.1716883268255724,0,6.1716883268255724,53.851311673174429,0,0,0,0,53.851311673174429,53.851311673174429]
["h1416",{"$f":"IF($C$10=2012,profiles!C1420,IF($C$10=2013,profiles!E1420,IF($C$10=2014,profiles!G1420,IF($C$10=2015,profiles!I1420,IF($C$10=2016,profiles!K1420)))))","v":55.747999999999998},{"$f":"IF($C$10=2012,profiles!D1420,IF($C$10=2013,profiles!F1420,IF($C$10=2014,profiles!H1420,IF($C$10=2015,profiles!J1420,IF($C$10=2016,profiles!L1420)))))","v":2.9867707908386269E-2},5.9735415816772539,0,5.9735415816772539,49.774458418322745,0,0,{"$f":"MIN(MAX(0,G1433),K1432*$F$3)","v":0},0,49.774458418322745,49.774458418322745]
["h1417",{"$f":"IF($C$10=2012,profiles!C1421,IF($C$10=2013,profiles!E1421,IF($C$10=2014,profiles!G1421,IF($C$10=2015,profiles!I1421,IF($C$10=2016,profiles!K1421)))))","v":52.014000000000003},{"$f":"IF($C$10=2012,profiles!D1421,IF($C$10=2013,profiles!F1421,IF($C$10=2014,profiles!H1421,IF($C$10=2015,profiles!J1421,IF($C$10=2016,profiles!L1421)))))","v":2.5757200506985621E-2},5.1514401013971245,0,5.1514401013971245,46.862559898602882,0,0,0,0,46.862559898602882,46.862559898602882]
["h1418",{"$f":"IF($C$10=2012,profiles!C1422,IF($C$10=2013,profiles!E1422,IF($C$10=2014,profiles!G1422,IF($C$10=2015,profiles!I1422,IF($C$10=2016,profiles!K1422)))))","v":49.723999999999997},{"$f":"IF($C$10=2012,profiles!D1422,IF($C$10=2013,profiles!F1422,IF($C$10=2014,profiles!H1422,IF($C$10=2015,profiles!J1422,IF($C$10=2016,profiles!L1422)))))","v":2.1678005856558033E-2},4.3356011713116063,0,4.3356011713116063,45.388398828688388,0,0,0,0,45.388398828688388,45.388398828688388]
["h1419",{"$f":"IF($C$10=2012,profiles!C1423,IF($C$10=2013,profiles!E1423,IF($C$10=2014,profiles!G1423,IF($C$10=2015,profiles!I1423,IF($C$10=2016,profiles!K1423)))))","v":48.552999999999997},{"$f":"IF($C$10=2012,profiles!D1423,IF($C$10=2013,profiles!F1423,IF($C$10=2014,profiles!H1423,IF($C$10=2015,profiles!J1423,IF($C$10=2016,profiles!L1423)))))","v":1.9259626170947394E-2},3.8519252341894785,0,3.8519252341894785,44.701074765810517,0,0,0,0,44.701074765810517,44.701074765810517]
["h1420",{"$f":"IF($C$10=2012,profiles!C1424,IF($C$10=2013,profiles!E1424,IF($C$10=2014,profiles!G1424,IF($C$10=2015,profiles!I1424,IF($C$10=2016,profiles!K1424)))))","v":48.25},{"$f":"IF($C$10=2012,profiles!D1424,IF($C$10=2013,profiles!F1424,IF($C$10=2014,profiles!H1424,IF($C$10=2015,profiles!J1424,IF($C$10=2016,profiles!L1424)))))","v":1.8239827508340495E-2},3.6479655016680992,0,3.6479655016680992,44.602034498331903,0,0,0,0,44.602034498331903,44.602034498331903]
["h1421",{"$f":"IF($C$10=2012,profiles!C1425,IF($C$10=2013,profiles!E1425,IF($C$10=2014,profiles!G1425,IF($C$10=2015,profiles!I1425,IF($C$10=2016,profiles!K1425)))))","v":48.710999999999999},{"$f":"IF($C$10=2012,profiles!D1425,IF($C$10=2013,profiles!F1425,IF($C$10=2014,profiles!H1425,IF($C$10=2015,profiles!J1425,IF($C$10=2016,profiles!L1425)))))","v":1.6928657799274487E-2},3.3857315598548974,0,3.3857315598548974,45.325268440145102,0,0,0,0,45.325268440145102,45.325268440145102]
["h1422",{"$f":"IF($C$10=2012,profiles!C1426,IF($C$10=2013,profiles!E1426,IF($C$10=2014,profiles!G1426,IF($C$10=2015,profiles!I1426,IF($C$10=2016,profiles!K1426)))))","v":48.72},{"$f":"IF($C$10=2012,profiles!D1426,IF($C$10=2013,profiles!F1426,IF($C$10=2014,profiles!H1426,IF($C$10=2015,profiles!J1426,IF($C$10=2016,profiles!L1426)))))","v":1.9638408531344239E-2},3.9276817062688476,0,3.9276817062688476,44.792318293731149,0,0,0,0,44.792318293731149,44.792318293731149]
["h1423",{"$f":"IF($C$10=2012,profiles!C1427,IF($C$10=2013,profiles!E1427,IF($C$10=2014,profiles!G1427,IF($C$10=2015,profiles!I1427,IF($C$10=2016,profiles!K1427)))))","v":49.463999999999999},{"$f":"IF($C$10=2012,profiles!D1427,IF($C$10=2013,profiles!F1427,IF($C$10=2014,profiles!H1427,IF($C$10=2015,profiles!J1427,IF($C$10=2016,profiles!L1427)))))","v":2.1590594542620301E-2},4.3181189085240597,0,4.3181189085240597,45.145881091475943,0,0,0,0,45.145881091475943,45.145881091475943]
["h1424",{"$f":"IF($C$10=2012,profiles!C1428,IF($C$10=2013,profiles!E1428,IF($C$10=2014,profiles!G1428,IF($C$10=2015,profiles!I1428,IF($C$10=2016,profiles!K1428)))))","v":52.042000000000002},{"$f":"IF($C$10=2012,profiles!D1428,IF($C$10=2013,profiles!F1428,IF($C$10=2014,profiles!H1428,IF($C$10=2015,profiles!J1428,IF($C$10=2016,profiles!L1428)))))","v":3.4498331900759023E-2},6.899666380151805,0,6.899666380151805,45.142333619848195,0,0,0,0,45.142333619848195,45.142333619848195]
["h1425",{"$f":"IF($C$10=2012,profiles!C1429,IF($C$10=2013,profiles!E1429,IF($C$10=2014,profiles!G1429,IF($C$10=2015,profiles!I1429,IF($C$10=2016,profiles!K1429)))))","v":55.927},{"$f":"IF($C$10=2012,profiles!D1429,IF($C$10=2013,profiles!F1429,IF($C$10=2014,profiles!H1429,IF($C$10=2015,profiles!J1429,IF($C$10=2016,profiles!L1429)))))","v":7.4416165265657558E-2},14.883233053131512,0,14.883233053131512,41.043766946868487,0,0,0,0,41.043766946868487,41.043766946868487]
["h1426",{"$f":"IF($C$10=2012,profiles!C1430,IF($C$10=2013,profiles!E1430,IF($C$10=2014,profiles!G1430,IF($C$10=2015,profiles!I1430,IF($C$10=2016,profiles!K1430)))))","v":59.08},{"$f":"IF($C$10=2012,profiles!D1430,IF($C$10=2013,profiles!F1430,IF($C$10=2014,profiles!H1430,IF($C$10=2015,profiles!J1430,IF($C$10=2016,profiles!L1430)))))","v":0.12265264200696377},24.530528401392754,0,24.530528401392754,34.549471598607241,0,0,0,0,34.549471598607241,34.549471598607241]
["h1427",{"$f":"IF($C$10=2012,profiles!C1431,IF($C$10=2013,profiles!E1431,IF($C$10=2014,profiles!G1431,IF($C$10=2015,profiles!I1431,IF($C$10=2016,profiles!K1431)))))","v":60.593000000000004},{"$f":"IF($C$10=2012,profiles!D1431,IF($C$10=2013,profiles!F1431,IF($C$10=2014,profiles!H1431,IF($C$10=2015,profiles!J1431,IF($C$10=2016,profiles!L1431)))))","v":0.16354656837750034},32.70931367550007,0,32.70931367550007,27.883686324499934,0,0,0,0,27.883686324499934,27.883686324499934]
["h1428",{"$f":"IF($C$10=2012,profiles!C1432,IF($C$10=2013,profiles!E1432,IF($C$10=2014,profiles!G1432,IF($C$10=2015,profiles!I1432,IF($C$10=2016,profiles!K1432)))))","v":61.31},{"$f":"IF($C$10=2012,profiles!D1432,IF($C$10=2013,profiles!F1432,IF($C$10=2014,profiles!H1432,IF($C$10=2015,profiles!J1432,IF($C$10=2016,profiles!L1432)))))","v":0.19147448318060634},38.294896636121265,0,38.294896636121265,23.015103363878737,0,0,0,0,23.015103363878737,23.015103363878737]
["h1429",{"$f":"IF($C$10=2012,profiles!C1433,IF($C$10=2013,profiles!E1433,IF($C$10=2014,profiles!G1433,IF($C$10=2015,profiles!I1433,IF($C$10=2016,profiles!K1433)))))","v":60.113},{"$f":"IF($C$10=2012,profiles!D1433,IF($C$10=2013,profiles!F1433,IF($C$10=2014,profiles!H1433,IF($C$10=2015,profiles!J1433,IF($C$10=2016,profiles!L1433)))))","v":0.19377631444763335},38.755262889526669,0,38.755262889526669,21.35773711047333,0,0,0,0,21.35773711047333,21.35773711047333]
["h1430",{"$f":"IF($C$10=2012,profiles!C1434,IF($C$10=2013,profiles!E1434,IF($C$10=2014,profiles!G1434,IF($C$10=2015,profiles!I1434,IF($C$10=2016,profiles!K1434)))))","v":58.378},{"$f":"IF($C$10=2012,profiles!D1434,IF($C$10=2013,profiles!F1434,IF($C$10=2014,profiles!H1434,IF($C$10=2015,profiles!J1434,IF($C$10=2016,profiles!L1434)))))","v":0.17540536996838624},35.081073993677251,0,35.081073993677251,23.296926006322749,0,0,0,0,23.296926006322749,23.296926006322749]
["h1431",{"$f":"IF($C$10=2012,profiles!C1435,IF($C$10=2013,profiles!E1435,IF($C$10=2014,profiles!G1435,IF($C$10=2015,profiles!I1435,IF($C$10=2016,profiles!K1435)))))","v":56.484000000000002},{"$f":"IF($C$10=2012,profiles!D1435,IF($C$10=2013,profiles!F1435,IF($C$10=2014,profiles!H1435,IF($C$10=2015,profiles!J1435,IF($C$10=2016,profiles!L1435)))))","v":0.13947931993997756},27.895863987995511,0,27.895863987995511,28.58813601200449,0,0,0,0,28.58813601200449,28.58813601200449]
["h1432",{"$f":"IF($C$10=2012,profiles!C1436,IF($C$10=2013,profiles!E1436,IF($C$10=2014,profiles!G1436,IF($C$10=2015,profiles!I1436,IF($C$10=2016,profiles!K1436)))))","v":55.658999999999999},{"$f":"IF($C$10=2012,profiles!D1436,IF($C$10=2013,profiles!F1436,IF($C$10=2014,profiles!H1436,IF($C$10=2015,profiles!J1436,IF($C$10=2016,profiles!L1436)))))","v":9.2947363820457166E-2},18.589472764091433,0,18.589472764091433,37.069527235908566,0,0,0,0,37.069527235908566,37.069527235908566]
["h1433",{"$f":"IF($C$10=2012,profiles!C1437,IF($C$10=2013,profiles!E1437,IF($C$10=2014,profiles!G1437,IF($C$10=2015,profiles!I1437,IF($C$10=2016,profiles!K1437)))))","v":55.472000000000001},{"$f":"IF($C$10=2012,profiles!D1437,IF($C$10=2013,profiles!F1437,IF($C$10=2014,profiles!H1437,IF($C$10=2015,profiles!J1437,IF($C$10=2016,profiles!L1437)))))","v":5.2505062571932229E-2},10.501012514386446,0,10.501012514386446,44.970987485613556,0,0,0,0,44.970987485613556,44.970987485613556]
["h1434",{"$f":"IF($C$10=2012,profiles!C1438,IF($C$10=2013,profiles!E1438,IF($C$10=2014,profiles!G1438,IF($C$10=2015,profiles!I1438,IF($C$10=2016,profiles!K1438)))))","v":57.414000000000001},{"$f":"IF($C$10=2012,profiles!D1438,IF($C$10=2013,profiles!F1438,IF($C$10=2014,profiles!H1438,IF($C$10=2015,profiles!J1438,IF($C$10=2016,profiles!L1438)))))","v":3.4265235063591734E-2},6.8530470127183465,0,6.8530470127183465,50.560952987281652,0,0,0,0,50.560952987281652,50.560952987281652]
["h1435",{"$f":"IF($C$10=2012,profiles!C1439,IF($C$10=2013,profiles!E1439,IF($C$10=2014,profiles!G1439,IF($C$10=2015,profiles!I1439,IF($C$10=2016,profiles!K1439)))))","v":61.802999999999997},{"$f":"IF($C$10=2012,profiles!D1439,IF($C$10=2013,profiles!F1439,IF($C$10=2014,profiles!H1439,IF($C$10=2015,profiles!J1439,IF($C$10=2016,profiles!L1439)))))","v":4.1374688597194099E-2},8.2749377194388192,0,8.2749377194388192,53.52806228056118,0,0,0,0,53.52806228056118,53.52806228056118]
["h1436",{"$f":"IF($C$10=2012,profiles!C1440,IF($C$10=2013,profiles!E1440,IF($C$10=2014,profiles!G1440,IF($C$10=2015,profiles!I1440,IF($C$10=2016,profiles!K1440)))))","v":61.027999999999999},{"$f":"IF($C$10=2012,profiles!D1440,IF($C$10=2013,profiles!F1440,IF($C$10=2014,profiles!H1440,IF($C$10=2015,profiles!J1440,IF($C$10=2016,profiles!L1440)))))","v":4.8892061595839219E-2},9.7784123191678436,0,9.7784123191678436,51.249587680832157,0,0,0,0,51.249587680832157,51.249587680832157]
["h1437",{"$f":"IF($C$10=2012,profiles!C1441,IF($C$10=2013,profiles!E1441,IF($C$10=2014,profiles!G1441,IF($C$10=2015,profiles!I1441,IF($C$10=2016,profiles!K1441)))))","v":56.981999999999999},{"$f":"IF($C$10=2012,profiles!D1441,IF($C$10=2013,profiles!F1441,IF($C$10=2014,profiles!H1441,IF($C$10=2015,profiles!J1441,IF($C$10=2016,profiles!L1441)))))","v":4.994099736309203E-2},9.9881994726184065,0,9.9881994726184065,46.993800527381595,0,0,0,0,46.993800527381595,46.993800527381595]
["h1438",{"$f":"IF($C$10=2012,profiles!C1442,IF($C$10=2013,profiles!E1442,IF($C$10=2014,profiles!G1442,IF($C$10=2015,profiles!I1442,IF($C$10=2016,profiles!K1442)))))","v":54.392000000000003},{"$f":"IF($C$10=2012,profiles!D1442,IF($C$10=2013,profiles!F1442,IF($C$10=2014,profiles!H1442,IF($C$10=2015,profiles!J1442,IF($C$10=2016,profiles!L1442)))))","v":4.3399717370084932E-2},8.6799434740169872,0,8.6799434740169872,45.712056525983016,0,0,0,0,45.712056525983016,45.712056525983016]
["h1439",{"$f":"IF($C$10=2012,profiles!C1443,IF($C$10=2013,profiles!E1443,IF($C$10=2014,profiles!G1443,IF($C$10=2015,profiles!I1443,IF($C$10=2016,profiles!K1443)))))","v":53.39},{"$f":"IF($C$10=2012,profiles!D1443,IF($C$10=2013,profiles!F1443,IF($C$10=2014,profiles!H1443,IF($C$10=2015,profiles!J1443,IF($C$10=2016,profiles!L1443)))))","v":4.1768039509913903E-2},8.3536079019827802,0,8.3536079019827802,45.036392098017217,0,0,0,0,45.036392098017217,45.036392098017217]
["h1440",{"$f":"IF($C$10=2012,profiles!C1444,IF($C$10=2013,profiles!E1444,IF($C$10=2014,profiles!G1444,IF($C$10=2015,profiles!I1444,IF($C$10=2016,profiles!K1444)))))","v":50.28},{"$f":"IF($C$10=2012,profiles!D1444,IF($C$10=2013,profiles!F1444,IF($C$10=2014,profiles!H1444,IF($C$10=2015,profiles!J1444,IF($C$10=2016,profiles!L1444)))))","v":4.0806515056598824E-2},8.1613030113197649,0,8.1613030113197649,42.118696988680234,0,0,0,0,42.118696988680234,42.118696988680234]
["h1441",{"$f":"IF($C$10=2012,profiles!C1445,IF($C$10=2013,profiles!E1445,IF($C$10=2014,profiles!G1445,IF($C$10=2015,profiles!I1445,IF($C$10=2016,profiles!K1445)))))","v":47.094000000000001},{"$f":"IF($C$10=2012,profiles!D1445,IF($C$10=2013,profiles!F1445,IF($C$10=2014,profiles!H1445,IF($C$10=2015,profiles!J1445,IF($C$10=2016,profiles!L1445)))))","v":4.0236582949711552E-2},8.0473165899423105,0,8.0473165899423105,39.046683410057689,0,0,0,0,39.046683410057689,39.046683410057689]
["h1442",{"$f":"IF($C$10=2012,profiles!C1446,IF($C$10=2013,profiles!E1446,IF($C$10=2014,profiles!G1446,IF($C$10=2015,profiles!I1446,IF($C$10=2016,profiles!K1446)))))","v":44.771000000000001},{"$f":"IF($C$10=2012,profiles!D1446,IF($C$10=2013,profiles!F1446,IF($C$10=2014,profiles!H1446,IF($C$10=2015,profiles!J1446,IF($C$10=2016,profiles!L1446)))))","v":3.6958801934619194E-2},7.3917603869238384,0,7.3917603869238384,37.379239613076166,0,0,0,0,37.379239613076166,37.379239613076166]
["h1443",{"$f":"IF($C$10=2012,profiles!C1447,IF($C$10=2013,profiles!E1447,IF($C$10=2014,profiles!G1447,IF($C$10=2015,profiles!I1447,IF($C$10=2016,profiles!K1447)))))","v":43.502000000000002},{"$f":"IF($C$10=2012,profiles!D1447,IF($C$10=2013,profiles!F1447,IF($C$10=2014,profiles!H1447,IF($C$10=2015,profiles!J1447,IF($C$10=2016,profiles!L1447)))))","v":3.2413612260357785E-2},6.482722452071557,0,6.482722452071557,37.019277547928446,0,0,0,0,37.019277547928446,37.019277547928446]
["h1444",{"$f":"IF($C$10=2012,profiles!C1448,IF($C$10=2013,profiles!E1448,IF($C$10=2014,profiles!G1448,IF($C$10=2015,profiles!I1448,IF($C$10=2016,profiles!K1448)))))","v":43.305999999999997},{"$f":"IF($C$10=2012,profiles!D1448,IF($C$10=2013,profiles!F1448,IF($C$10=2014,profiles!H1448,IF($C$10=2015,profiles!J1448,IF($C$10=2016,profiles!L1448)))))","v":3.3273119282093117E-2},6.6546238564186231,0,6.6546238564186231,36.651376143581373,0,0,0,0,36.651376143581373,36.651376143581373]
["h1445",{"$f":"IF($C$10=2012,profiles!C1449,IF($C$10=2013,profiles!E1449,IF($C$10=2014,profiles!G1449,IF($C$10=2015,profiles!I1449,IF($C$10=2016,profiles!K1449)))))","v":43.673000000000002},{"$f":"IF($C$10=2012,profiles!D1449,IF($C$10=2013,profiles!F1449,IF($C$10=2014,profiles!H1449,IF($C$10=2015,profiles!J1449,IF($C$10=2016,profiles!L1449)))))","v":3.3535341763300509E-2},6.7070683526601016,0,6.7070683526601016,36.9659316473399,0,0,0,0,36.9659316473399,36.9659316473399]
["h1446",{"$f":"IF($C$10=2012,profiles!C1450,IF($C$10=2013,profiles!E1450,IF($C$10=2014,profiles!G1450,IF($C$10=2015,profiles!I1450,IF($C$10=2016,profiles!K1450)))))","v":43.39},{"$f":"IF($C$10=2012,profiles!D1450,IF($C$10=2013,profiles!F1450,IF($C$10=2014,profiles!H1450,IF($C$10=2015,profiles!J1450,IF($C$10=2016,profiles!L1450)))))","v":3.2224229357263566E-2},6.4448458714527135,0,6.4448458714527135,36.945154128547287,0,0,0,0,36.945154128547287,36.945154128547287]
["h1447",{"$f":"IF($C$10=2012,profiles!C1451,IF($C$10=2013,profiles!E1451,IF($C$10=2014,profiles!G1451,IF($C$10=2015,profiles!I1451,IF($C$10=2016,profiles!K1451)))))","v":42.734999999999999},{"$f":"IF($C$10=2012,profiles!D1451,IF($C$10=2013,profiles!F1451,IF($C$10=2014,profiles!H1451,IF($C$10=2015,profiles!J1451,IF($C$10=2016,profiles!L1451)))))","v":3.2719538488433078E-2},6.543907697686616,0,6.543907697686616,36.191092302313386,0,0,0,0,36.191092302313386,36.191092302313386]
["h1448",{"$f":"IF($C$10=2012,profiles!C1452,IF($C$10=2013,profiles!E1452,IF($C$10=2014,profiles!G1452,IF($C$10=2015,profiles!I1452,IF($C$10=2016,profiles!K1452)))))","v":44.228999999999999},{"$f":"IF($C$10=2012,profiles!D1452,IF($C$10=2013,profiles!F1452,IF($C$10=2014,profiles!H1452,IF($C$10=2015,profiles!J1452,IF($C$10=2016,profiles!L1452)))))","v":4.1941029077559581E-2},8.3882058155119168,0,8.3882058155119168,35.840794184488082,0,0,0,0,35.840794184488082,35.840794184488082]
["h1449",{"$f":"IF($C$10=2012,profiles!C1453,IF($C$10=2013,profiles!E1453,IF($C$10=2014,profiles!G1453,IF($C$10=2015,profiles!I1453,IF($C$10=2016,profiles!K1453)))))","v":48.101999999999997},{"$f":"IF($C$10=2012,profiles!D1453,IF($C$10=2013,profiles!F1453,IF($C$10=2014,profiles!H1453,IF($C$10=2015,profiles!J1453,IF($C$10=2016,profiles!L1453)))))","v":5.9815861546529923E-2},11.963172309305985,0,11.963172309305985,36.138827690694015,0,0,0,0,36.138827690694015,36.138827690694015]
["h1450",{"$f":"IF($C$10=2012,profiles!C1454,IF($C$10=2013,profiles!E1454,IF($C$10=2014,profiles!G1454,IF($C$10=2015,profiles!I1454,IF($C$10=2016,profiles!K1454)))))","v":51.658000000000001},{"$f":"IF($C$10=2012,profiles!D1454,IF($C$10=2013,profiles!F1454,IF($C$10=2014,profiles!H1454,IF($C$10=2015,profiles!J1454,IF($C$10=2016,profiles!L1454)))))","v":8.2192179942893767E-2},16.438435988578753,0,16.438435988578753,35.219564011421248,0,0,0,0,35.219564011421248,35.219564011421248]
["h1451",{"$f":"IF($C$10=2012,profiles!C1455,IF($C$10=2013,profiles!E1455,IF($C$10=2014,profiles!G1455,IF($C$10=2015,profiles!I1455,IF($C$10=2016,profiles!K1455)))))","v":54.033000000000001},{"$f":"IF($C$10=2012,profiles!D1455,IF($C$10=2013,profiles!F1455,IF($C$10=2014,profiles!H1455,IF($C$10=2015,profiles!J1455,IF($C$10=2016,profiles!L1455)))))","v":0.1200104888992483},24.00209777984966,0,24.00209777984966,30.030902220150342,0,0,0,0,30.030902220150342,30.030902220150342]
["h1452",{"$f":"IF($C$10=2012,profiles!C1456,IF($C$10=2013,profiles!E1456,IF($C$10=2014,profiles!G1456,IF($C$10=2015,profiles!I1456,IF($C$10=2016,profiles!K1456)))))","v":56.125999999999998},{"$f":"IF($C$10=2012,profiles!D1456,IF($C$10=2013,profiles!F1456,IF($C$10=2014,profiles!H1456,IF($C$10=2015,profiles!J1456,IF($C$10=2016,profiles!L1456)))))","v":0.15440533768428413},30.881067536856825,0,30.881067536856825,25.244932463143172,0,0,0,0,25.244932463143172,25.244932463143172]
["h1453",{"$f":"IF($C$10=2012,profiles!C1457,IF($C$10=2013,profiles!E1457,IF($C$10=2014,profiles!G1457,IF($C$10=2015,profiles!I1457,IF($C$10=2016,profiles!K1457)))))","v":54.97},{"$f":"IF($C$10=2012,profiles!D1457,IF($C$10=2013,profiles!F1457,IF($C$10=2014,profiles!H1457,IF($C$10=2015,profiles!J1457,IF($C$10=2016,profiles!L1457)))))","v":0.17341646757181983},34.683293514363967,0,34.683293514363967,20.286706485636032,0,0,0,0,20.286706485636032,20.286706485636032]
["h1454",{"$f":"IF($C$10=2012,profiles!C1458,IF($C$10=2013,profiles!E1458,IF($C$10=2014,profiles!G1458,IF($C$10=2015,profiles!I1458,IF($C$10=2016,profiles!K1458)))))","v":52.539000000000001},{"$f":"IF($C$10=2012,profiles!D1458,IF($C$10=2013,profiles!F1458,IF($C$10=2014,profiles!H1458,IF($C$10=2015,profiles!J1458,IF($C$10=2016,profiles!L1458)))))","v":0.19627352718373056},39.254705436746114,0,39.254705436746114,13.284294563253887,0,0,0,0,13.284294563253887,13.284294563253887]
["h1455",{"$f":"IF($C$10=2012,profiles!C1459,IF($C$10=2013,profiles!E1459,IF($C$10=2014,profiles!G1459,IF($C$10=2015,profiles!I1459,IF($C$10=2016,profiles!K1459)))))","v":50.29},{"$f":"IF($C$10=2012,profiles!D1459,IF($C$10=2013,profiles!F1459,IF($C$10=2014,profiles!H1459,IF($C$10=2015,profiles!J1459,IF($C$10=2016,profiles!L1459)))))","v":0.17297943010314085},34.595886020628171,0,34.595886020628171,15.694113979371828,0,0,0,0,15.694113979371828,15.694113979371828]
["h1456",{"$f":"IF($C$10=2012,profiles!C1460,IF($C$10=2013,profiles!E1460,IF($C$10=2014,profiles!G1460,IF($C$10=2015,profiles!I1460,IF($C$10=2016,profiles!K1460)))))","v":49.402999999999999},{"$f":"IF($C$10=2012,profiles!D1460,IF($C$10=2013,profiles!F1460,IF($C$10=2014,profiles!H1460,IF($C$10=2015,profiles!J1460,IF($C$10=2016,profiles!L1460)))))","v":0.13469494784686206},26.938989569372414,0,26.938989569372414,22.464010430627585,0,0,0,0,22.464010430627585,22.464010430627585]
["h1457",{"$f":"IF($C$10=2012,profiles!C1461,IF($C$10=2013,profiles!E1461,IF($C$10=2014,profiles!G1461,IF($C$10=2015,profiles!I1461,IF($C$10=2016,profiles!K1461)))))","v":49.484000000000002},{"$f":"IF($C$10=2012,profiles!D1461,IF($C$10=2013,profiles!F1461,IF($C$10=2014,profiles!H1461,IF($C$10=2015,profiles!J1461,IF($C$10=2016,profiles!L1461)))))","v":8.9330458597983803E-2},17.86609171959676,0,17.86609171959676,31.617908280403242,0,0,0,0,31.617908280403242,31.617908280403242]
["h1458",{"$f":"IF($C$10=2012,profiles!C1462,IF($C$10=2013,profiles!E1462,IF($C$10=2014,profiles!G1462,IF($C$10=2015,profiles!I1462,IF($C$10=2016,profiles!K1462)))))","v":51.847999999999999},{"$f":"IF($C$10=2012,profiles!D1462,IF($C$10=2013,profiles!F1462,IF($C$10=2014,profiles!H1462,IF($C$10=2015,profiles!J1462,IF($C$10=2016,profiles!L1462)))))","v":4.7695355748499507E-2},9.5390711496999021,0,9.5390711496999021,42.308928850300099,0,0,0,0,42.308928850300099,42.308928850300099]
["h1459",{"$f":"IF($C$10=2012,profiles!C1463,IF($C$10=2013,profiles!E1463,IF($C$10=2014,profiles!G1463,IF($C$10=2015,profiles!I1463,IF($C$10=2016,profiles!K1463)))))","v":57.655000000000001},{"$f":"IF($C$10=2012,profiles!D1463,IF($C$10=2013,profiles!F1463,IF($C$10=2014,profiles!H1463,IF($C$10=2015,profiles!J1463,IF($C$10=2016,profiles!L1463)))))","v":4.5335353417633006E-2},9.0670706835266017,0,9.0670706835266017,48.587929316473399,0,0,0,0,48.587929316473399,48.587929316473399]
["h1460",{"$f":"IF($C$10=2012,profiles!C1464,IF($C$10=2013,profiles!E1464,IF($C$10=2014,profiles!G1464,IF($C$10=2015,profiles!I1464,IF($C$10=2016,profiles!K1464)))))","v":58.384999999999998},{"$f":"IF($C$10=2012,profiles!D1464,IF($C$10=2013,profiles!F1464,IF($C$10=2014,profiles!H1464,IF($C$10=2015,profiles!J1464,IF($C$10=2016,profiles!L1464)))))","v":5.6421537206456499E-2},11.2843074412913,0,11.2843074412913,47.100692558708701,0,0,0,0,47.100692558708701,47.100692558708701]
["h1461",{"$f":"IF($C$10=2012,profiles!C1465,IF($C$10=2013,profiles!E1465,IF($C$10=2014,profiles!G1465,IF($C$10=2015,profiles!I1465,IF($C$10=2016,profiles!K1465)))))","v":55.87},{"$f":"IF($C$10=2012,profiles!D1465,IF($C$10=2013,profiles!F1465,IF($C$10=2014,profiles!H1465,IF($C$10=2015,profiles!J1465,IF($C$10=2016,profiles!L1465)))))","v":6.5963521939280928E-2},13.192704387856185,0,13.192704387856185,42.677295612143809,0,0,0,0,42.677295612143809,42.677295612143809]
["h1462",{"$f":"IF($C$10=2012,profiles!C1466,IF($C$10=2013,profiles!E1466,IF($C$10=2014,profiles!G1466,IF($C$10=2015,profiles!I1466,IF($C$10=2016,profiles!K1466)))))","v":54.51},{"$f":"IF($C$10=2012,profiles!D1466,IF($C$10=2013,profiles!F1466,IF($C$10=2014,profiles!H1466,IF($C$10=2015,profiles!J1466,IF($C$10=2016,profiles!L1466)))))","v":7.2329701066371418E-2},14.465940213274283,0,14.465940213274283,40.044059786725711,0,0,0,0,40.044059786725711,40.044059786725711]
["h1463",{"$f":"IF($C$10=2012,profiles!C1467,IF($C$10=2013,profiles!E1467,IF($C$10=2014,profiles!G1467,IF($C$10=2015,profiles!I1467,IF($C$10=2016,profiles!K1467)))))","v":54.738},{"$f":"IF($C$10=2012,profiles!D1467,IF($C$10=2013,profiles!F1467,IF($C$10=2014,profiles!H1467,IF($C$10=2015,profiles!J1467,IF($C$10=2016,profiles!L1467)))))","v":8.2978847386515939E-2},16.595769477303186,0,16.595769477303186,38.142230522696813,0,0,0,0,38.142230522696813,38.142230522696813]
["h1464",{"$f":"IF($C$10=2012,profiles!C1468,IF($C$10=2013,profiles!E1468,IF($C$10=2014,profiles!G1468,IF($C$10=2015,profiles!I1468,IF($C$10=2016,profiles!K1468)))))","v":51.545999999999999},{"$f":"IF($C$10=2012,profiles!D1468,IF($C$10=2013,profiles!F1468,IF($C$10=2014,profiles!H1468,IF($C$10=2015,profiles!J1468,IF($C$10=2016,profiles!L1468)))))","v":9.3540586212924659E-2},18.708117242584933,0,18.708117242584933,32.837882757415066,0,0,0,0,32.837882757415066,32.837882757415066]
["h1465",{"$f":"IF($C$10=2012,profiles!C1469,IF($C$10=2013,profiles!E1469,IF($C$10=2014,profiles!G1469,IF($C$10=2015,profiles!I1469,IF($C$10=2016,profiles!K1469)))))","v":48.619},{"$f":"IF($C$10=2012,profiles!D1469,IF($C$10=2013,profiles!F1469,IF($C$10=2014,profiles!H1469,IF($C$10=2015,profiles!J1469,IF($C$10=2016,profiles!L1469)))))","v":0.11325894417900012},22.651788835800023,0,22.651788835800023,25.967211164199977,0,0,0,0,25.967211164199977,25.967211164199977]
["h1466",{"$f":"IF($C$10=2012,profiles!C1470,IF($C$10=2013,profiles!E1470,IF($C$10=2014,profiles!G1470,IF($C$10=2015,profiles!I1470,IF($C$10=2016,profiles!K1470)))))","v":47.01},{"$f":"IF($C$10=2012,profiles!D1470,IF($C$10=2013,profiles!F1470,IF($C$10=2014,profiles!H1470,IF($C$10=2015,profiles!J1470,IF($C$10=2016,profiles!L1470)))))","v":0.1243590490618809},24.871809812376181,0,24.871809812376181,22.138190187623817,0,0,0,0,22.138190187623817,22.138190187623817]
["h1467",{"$f":"IF($C$10=2012,profiles!C1471,IF($C$10=2013,profiles!E1471,IF($C$10=2014,profiles!G1471,IF($C$10=2015,profiles!I1471,IF($C$10=2016,profiles!K1471)))))","v":46.265999999999998},{"$f":"IF($C$10=2012,profiles!D1471,IF($C$10=2013,profiles!F1471,IF($C$10=2014,profiles!H1471,IF($C$10=2015,profiles!J1471,IF($C$10=2016,profiles!L1471)))))","v":0.12559724973779279},25.119449947558557,0,25.119449947558557,21.146550052441441,0,0,0,0,21.146550052441441,21.146550052441441]
["h1468",{"$f":"IF($C$10=2012,profiles!C1472,IF($C$10=2013,profiles!E1472,IF($C$10=2014,profiles!G1472,IF($C$10=2015,profiles!I1472,IF($C$10=2016,profiles!K1472)))))","v":46.777000000000001},{"$f":"IF($C$10=2012,profiles!D1472,IF($C$10=2013,profiles!F1472,IF($C$10=2014,profiles!H1472,IF($C$10=2015,profiles!J1472,IF($C$10=2016,profiles!L1472)))))","v":0.12910791283067241},25.821582566134481,0,25.821582566134481,20.95541743386552,0,0,0,0,20.95541743386552,20.95541743386552]
["h1469",{"$f":"IF($C$10=2012,profiles!C1473,IF($C$10=2013,profiles!E1473,IF($C$10=2014,profiles!G1473,IF($C$10=2015,profiles!I1473,IF($C$10=2016,profiles!K1473)))))","v":48.347999999999999},{"$f":"IF($C$10=2012,profiles!D1473,IF($C$10=2013,profiles!F1473,IF($C$10=2014,profiles!H1473,IF($C$10=2015,profiles!J1473,IF($C$10=2016,profiles!L1473)))))","v":0.13228353338771706},26.456706677543412,0,26.456706677543412,21.891293322456587,0,0,0,0,21.891293322456587,21.891293322456587]
["h1470",{"$f":"IF($C$10=2012,profiles!C1474,IF($C$10=2013,profiles!E1474,IF($C$10=2014,profiles!G1474,IF($C$10=2015,profiles!I1474,IF($C$10=2016,profiles!K1474)))))","v":52.228999999999999},{"$f":"IF($C$10=2012,profiles!D1474,IF($C$10=2013,profiles!F1474,IF($C$10=2014,profiles!H1474,IF($C$10=2015,profiles!J1474,IF($C$10=2016,profiles!L1474)))))","v":0.14306316280153827},28.612632560307656,0,28.612632560307656,23.616367439692343,0,0,0,0,23.616367439692343,23.616367439692343]
["h1471",{"$f":"IF($C$10=2012,profiles!C1475,IF($C$10=2013,profiles!E1475,IF($C$10=2014,profiles!G1475,IF($C$10=2015,profiles!I1475,IF($C$10=2016,profiles!K1475)))))","v":59.32},{"$f":"IF($C$10=2012,profiles!D1475,IF($C$10=2013,profiles!F1475,IF($C$10=2014,profiles!H1475,IF($C$10=2015,profiles!J1475,IF($C$10=2016,profiles!L1475)))))","v":0.15275026220720195},30.550052441440389,0,30.550052441440389,28.769947558559611,0,0,0,0,28.769947558559611,28.769947558559611]
["h1472",{"$f":"IF($C$10=2012,profiles!C1476,IF($C$10=2013,profiles!E1476,IF($C$10=2014,profiles!G1476,IF($C$10=2015,profiles!I1476,IF($C$10=2016,profiles!K1476)))))","v":63.930999999999997},{"$f":"IF($C$10=2012,profiles!D1476,IF($C$10=2013,profiles!F1476,IF($C$10=2014,profiles!H1476,IF($C$10=2015,profiles!J1476,IF($C$10=2016,profiles!L1476)))))","v":0.16318028201841278},32.636056403682559,0,32.636056403682559,31.294943596317438,0,0,0,0,31.294943596317438,31.294943596317438]
["h1473",{"$f":"IF($C$10=2012,profiles!C1477,IF($C$10=2013,profiles!E1477,IF($C$10=2014,profiles!G1477,IF($C$10=2015,profiles!I1477,IF($C$10=2016,profiles!K1477)))))","v":67.003},{"$f":"IF($C$10=2012,profiles!D1477,IF($C$10=2013,profiles!F1477,IF($C$10=2014,profiles!H1477,IF($C$10=2015,profiles!J1477,IF($C$10=2016,profiles!L1477)))))","v":0.19528609719146953},39.057219438293906,{"$f":"D1490-F1490","v":0},{"$f":"MIN(D1490,B1490)","v":39.057219438293906},{"$f":"B1490-F1490","v":27.945780561706094},{"$f":"-MIN(-E1490+$C$3,0)","v":0},{"$f":"E1490-H1490","v":0},0,0,27.945780561706094,27.945780561706094]
["h1474",{"$f":"IF($C$10=2012,profiles!C1478,IF($C$10=2013,profiles!E1478,IF($C$10=2014,profiles!G1478,IF($C$10=2015,profiles!I1478,IF($C$10=2016,profiles!K1478)))))","v":68.239000000000004},{"$f":"IF($C$10=2012,profiles!D1478,IF($C$10=2013,profiles!F1478,IF($C$10=2014,profiles!H1478,IF($C$10=2015,profiles!J1478,IF($C$10=2016,profiles!L1478)))))","v":0.23755972497377928},{"$f":"C1491*$C$2","v":47.511944994755858},0,47.511944994755858,20.727055005244146,0,0,0,0,{"$f":"MAX(G1491-J1491,0)","v":20.727055005244146},{"$f":"B1491-D1491","v":20.727055005244146}]
["h1475",{"$f":"IF($C$10=2012,profiles!C1479,IF($C$10=2013,profiles!E1479,IF($C$10=2014,profiles!G1479,IF($C$10=2015,profiles!I1479,IF($C$10=2016,profiles!K1479)))))","v":69.248999999999995},{"$f":"IF($C$10=2012,profiles!D1479,IF($C$10=2013,profiles!F1479,IF($C$10=2014,profiles!H1479,IF($C$10=2015,profiles!J1479,IF($C$10=2016,profiles!L1479)))))","v":0.28440741172357537},56.881482344715074,0,56.881482344715074,12.367517655284921,0,0,0,{"$f":"K1491+I1492*$F$2-J1492/$F$3","v":0},12.367517655284921,12.367517655284921]
["h1476",{"$f":"IF($C$10=2012,profiles!C1480,IF($C$10=2013,profiles!E1480,IF($C$10=2014,profiles!G1480,IF($C$10=2015,profiles!I1480,IF($C$10=2016,profiles!K1480)))))","v":70.430999999999997},{"$f":"IF($C$10=2012,profiles!D1480,IF($C$10=2013,profiles!F1480,IF($C$10=2014,profiles!H1480,IF($C$10=2015,profiles!J1480,IF($C$10=2016,profiles!L1480)))))","v":0.33928155226663559},67.856310453327112,0,67.856310453327112,2.5746895466728859,0,0,0,0,2.5746895466728859,2.5746895466728859]
["h1477",{"$f":"IF($C$10=2012,profiles!C1481,IF($C$10=2013,profiles!E1481,IF($C$10=2014,profiles!G1481,IF($C$10=2015,profiles!I1481,IF($C$10=2016,profiles!K1481)))))","v":69.772999999999996},{"$f":"IF($C$10=2012,profiles!D1481,IF($C$10=2013,profiles!F1481,IF($C$10=2014,profiles!H1481,IF($C$10=2015,profiles!J1481,IF($C$10=2016,profiles!L1481)))))","v":0.35719904440041955},71.439808880083916,1.66680888008392,69.772999999999996,0,0,1.66680888008392,0,1.3501151928679753,0,-1.66680888008392]
["h1478",{"$f":"IF($C$10=2012,profiles!C1482,IF($C$10=2013,profiles!E1482,IF($C$10=2014,profiles!G1482,IF($C$10=2015,profiles!I1482,IF($C$10=2016,profiles!K1482)))))","v":68.951999999999998},{"$f":"IF($C$10=2012,profiles!D1482,IF($C$10=2013,profiles!F1482,IF($C$10=2014,profiles!H1482,IF($C$10=2015,profiles!J1482,IF($C$10=2016,profiles!L1482)))))","v":0.32837081925183548},65.674163850367094,0,65.674163850367094,3.277836149632904,0,0,1.2502066685957451,0,2.0276294810371587,3.277836149632904]
["h1479",{"$f":"IF($C$10=2012,profiles!C1483,IF($C$10=2013,profiles!E1483,IF($C$10=2014,profiles!G1483,IF($C$10=2015,profiles!I1483,IF($C$10=2016,profiles!K1483)))))","v":67.103999999999999},{"$f":"IF($C$10=2012,profiles!D1483,IF($C$10=2013,profiles!F1483,IF($C$10=2014,profiles!H1483,IF($C$10=2015,profiles!J1483,IF($C$10=2016,profiles!L1483)))))","v":0.2720545390980072},54.410907819601441,0,54.410907819601441,12.693092180398558,0,0,0,0,12.693092180398558,12.693092180398558]
["h1480",{"$f":"IF($C$10=2012,profiles!C1484,IF($C$10=2013,profiles!E1484,IF($C$10=2014,profiles!G1484,IF($C$10=2015,profiles!I1484,IF($C$10=2016,profiles!K1484)))))","v":66.084000000000003},{"$f":"IF($C$10=2012,profiles!D1484,IF($C$10=2013,profiles!F1484,IF($C$10=2014,profiles!H1484,IF($C$10=2015,profiles!J1484,IF($C$10=2016,profiles!L1484)))))","v":0.20353105698636523},40.706211397273044,0,40.706211397273044,25.377788602726959,0,0,{"$f":"MIN(MAX(0,G1497),K1496*$F$3)","v":0},0,25.377788602726959,25.377788602726959]
["h1481",{"$f":"IF($C$10=2012,profiles!C1485,IF($C$10=2013,profiles!E1485,IF($C$10=2014,profiles!G1485,IF($C$10=2015,profiles!I1485,IF($C$10=2016,profiles!K1485)))))","v":65.049000000000007},{"$f":"IF($C$10=2012,profiles!D1485,IF($C$10=2013,profiles!F1485,IF($C$10=2014,profiles!H1485,IF($C$10=2015,profiles!J1485,IF($C$10=2016,profiles!L1485)))))","v":0.13257487472322574},26.514974944645147,0,26.514974944645147,38.53402505535486,0,0,0,0,38.53402505535486,38.53402505535486]
["h1482",{"$f":"IF($C$10=2012,profiles!C1486,IF($C$10=2013,profiles!E1486,IF($C$10=2014,profiles!G1486,IF($C$10=2015,profiles!I1486,IF($C$10=2016,profiles!K1486)))))","v":66.135999999999996},{"$f":"IF($C$10=2012,profiles!D1486,IF($C$10=2013,profiles!F1486,IF($C$10=2014,profiles!H1486,IF($C$10=2015,profiles!J1486,IF($C$10=2016,profiles!L1486)))))","v":8.3207085421279567E-2},16.641417084255913,0,16.641417084255913,49.494582915744083,0,0,0,0,49.494582915744083,49.494582915744083]
["h1483",{"$f":"IF($C$10=2012,profiles!C1487,IF($C$10=2013,profiles!E1487,IF($C$10=2014,profiles!G1487,IF($C$10=2015,profiles!I1487,IF($C$10=2016,profiles!K1487)))))","v":70.021000000000001},{"$f":"IF($C$10=2012,profiles!D1487,IF($C$10=2013,profiles!F1487,IF($C$10=2014,profiles!H1487,IF($C$10=2015,profiles!J1487,IF($C$10=2016,profiles!L1487)))))","v":6.8159305442256152E-2},13.631861088451231,0,13.631861088451231,56.38913891154877,0,0,0,0,56.38913891154877,56.38913891154877]
["h1484",{"$f":"IF($C$10=2012,profiles!C1488,IF($C$10=2013,profiles!E1488,IF($C$10=2014,profiles!G1488,IF($C$10=2015,profiles!I1488,IF($C$10=2016,profiles!K1488)))))","v":70.102000000000004},{"$f":"IF($C$10=2012,profiles!D1488,IF($C$10=2013,profiles!F1488,IF($C$10=2014,profiles!H1488,IF($C$10=2015,profiles!J1488,IF($C$10=2016,profiles!L1488)))))","v":6.6338422095326879E-2},13.267684419065375,0,13.267684419065375,56.834315580934629,0,0,0,0,56.834315580934629,56.834315580934629]
["h1485",{"$f":"IF($C$10=2012,profiles!C1489,IF($C$10=2013,profiles!E1489,IF($C$10=2014,profiles!G1489,IF($C$10=2015,profiles!I1489,IF($C$10=2016,profiles!K1489)))))","v":66.143000000000001},{"$f":"IF($C$10=2012,profiles!D1489,IF($C$10=2013,profiles!F1489,IF($C$10=2014,profiles!H1489,IF($C$10=2015,profiles!J1489,IF($C$10=2016,profiles!L1489)))))","v":5.7700151497494467E-2},11.540030299498893,0,11.540030299498893,54.602969700501106,0,0,0,0,54.602969700501106,54.602969700501106]
["h1486",{"$f":"IF($C$10=2012,profiles!C1490,IF($C$10=2013,profiles!E1490,IF($C$10=2014,profiles!G1490,IF($C$10=2015,profiles!I1490,IF($C$10=2016,profiles!K1490)))))","v":62.88},{"$f":"IF($C$10=2012,profiles!D1490,IF($C$10=2013,profiles!F1490,IF($C$10=2014,profiles!H1490,IF($C$10=2015,profiles!J1490,IF($C$10=2016,profiles!L1490)))))","v":5.3053257196130986E-2},10.610651439226197,0,10.610651439226197,52.269348560773807,0,0,0,0,52.269348560773807,52.269348560773807]
["h1487",{"$f":"IF($C$10=2012,profiles!C1491,IF($C$10=2013,profiles!E1491,IF($C$10=2014,profiles!G1491,IF($C$10=2015,profiles!I1491,IF($C$10=2016,profiles!K1491)))))","v":60.127000000000002},{"$f":"IF($C$10=2012,profiles!D1491,IF($C$10=2013,profiles!F1491,IF($C$10=2014,profiles!H1491,IF($C$10=2015,profiles!J1491,IF($C$10=2016,profiles!L1491)))))","v":4.4677193800256379E-2},8.9354387600512766,0,8.9354387600512766,51.191561239948726,0,0,0,0,51.191561239948726,51.191561239948726]
["h1488",{"$f":"IF($C$10=2012,profiles!C1492,IF($C$10=2013,profiles!E1492,IF($C$10=2014,profiles!G1492,IF($C$10=2015,profiles!I1492,IF($C$10=2016,profiles!K1492)))))","v":55.747},{"$f":"IF($C$10=2012,profiles!D1492,IF($C$10=2013,profiles!F1492,IF($C$10=2014,profiles!H1492,IF($C$10=2015,profiles!J1492,IF($C$10=2016,profiles!L1492)))))","v":3.5718447733364411E-2},7.1436895466728823,0,7.1436895466728823,48.603310453327119,0,0,0,0,48.603310453327119,48.603310453327119]
["h1489",{"$f":"IF($C$10=2012,profiles!C1493,IF($C$10=2013,profiles!E1493,IF($C$10=2014,profiles!G1493,IF($C$10=2015,profiles!I1493,IF($C$10=2016,profiles!K1493)))))","v":52.44},{"$f":"IF($C$10=2012,profiles!D1493,IF($C$10=2013,profiles!F1493,IF($C$10=2014,profiles!H1493,IF($C$10=2015,profiles!J1493,IF($C$10=2016,profiles!L1493)))))","v":2.9043346539268235E-2},5.8086693078536467,0,5.8086693078536467,46.631330692146349,0,0,0,0,46.631330692146349,46.631330692146349]
["h1490",{"$f":"IF($C$10=2012,profiles!C1494,IF($C$10=2013,profiles!E1494,IF($C$10=2014,profiles!G1494,IF($C$10=2015,profiles!I1494,IF($C$10=2016,profiles!K1494)))))","v":50.430999999999997},{"$f":"IF($C$10=2012,profiles!D1494,IF($C$10=2013,profiles!F1494,IF($C$10=2014,profiles!H1494,IF($C$10=2015,profiles!J1494,IF($C$10=2016,profiles!L1494)))))","v":2.4440689815893733E-2},4.8881379631787469,0,4.8881379631787469,45.542862036821248,0,0,0,0,45.542862036821248,45.542862036821248]
["h1491",{"$f":"IF($C$10=2012,profiles!C1495,IF($C$10=2013,profiles!E1495,IF($C$10=2014,profiles!G1495,IF($C$10=2015,profiles!I1495,IF($C$10=2016,profiles!K1495)))))","v":49.502000000000002},{"$f":"IF($C$10=2012,profiles!D1495,IF($C$10=2013,profiles!F1495,IF($C$10=2014,profiles!H1495,IF($C$10=2015,profiles!J1495,IF($C$10=2016,profiles!L1495)))))","v":2.1731531111628993E-2},4.3463062223257989,0,4.3463062223257989,45.155693777674202,0,0,0,0,45.155693777674202,45.155693777674202]
["h1492",{"$f":"IF($C$10=2012,profiles!C1496,IF($C$10=2013,profiles!E1496,IF($C$10=2014,profiles!G1496,IF($C$10=2015,profiles!I1496,IF($C$10=2016,profiles!K1496)))))","v":50.063000000000002},{"$f":"IF($C$10=2012,profiles!D1496,IF($C$10=2013,profiles!F1496,IF($C$10=2014,profiles!H1496,IF($C$10=2015,profiles!J1496,IF($C$10=2016,profiles!L1496)))))","v":1.9838033092519226E-2},3.9676066185038454,0,3.9676066185038454,46.095393381496159,0,0,0,0,46.095393381496159,46.095393381496159]
["h1493",{"$f":"IF($C$10=2012,profiles!C1497,IF($C$10=2013,profiles!E1497,IF($C$10=2014,profiles!G1497,IF($C$10=2015,profiles!I1497,IF($C$10=2016,profiles!K1497)))))","v":51.677999999999997},{"$f":"IF($C$10=2012,profiles!D1497,IF($C$10=2013,profiles!F1497,IF($C$10=2014,profiles!H1497,IF($C$10=2015,profiles!J1497,IF($C$10=2016,profiles!L1497)))))","v":1.7726054532742952E-2},3.5452109065485904,0,3.5452109065485904,48.132789093451407,0,0,0,0,48.132789093451407,48.132789093451407]
["h1494",{"$f":"IF($C$10=2012,profiles!C1498,IF($C$10=2013,profiles!E1498,IF($C$10=2014,profiles!G1498,IF($C$10=2015,profiles!I1498,IF($C$10=2016,profiles!K1498)))))","v":55.003},{"$f":"IF($C$10=2012,profiles!D1498,IF($C$10=2013,profiles!F1498,IF($C$10=2014,profiles!H1498,IF($C$10=2015,profiles!J1498,IF($C$10=2016,profiles!L1498)))))","v":1.5337333954789093E-2},3.0674667909578188,0,3.0674667909578188,51.935533209042184,0,0,0,0,51.935533209042184,51.935533209042184]
["h1495",{"$f":"IF($C$10=2012,profiles!C1499,IF($C$10=2013,profiles!E1499,IF($C$10=2014,profiles!G1499,IF($C$10=2015,profiles!I1499,IF($C$10=2016,profiles!K1499)))))","v":61.832000000000001},{"$f":"IF($C$10=2012,profiles!D1499,IF($C$10=2013,profiles!F1499,IF($C$10=2014,profiles!H1499,IF($C$10=2015,profiles!J1499,IF($C$10=2016,profiles!L1499)))))","v":1.5949079468655324E-2},3.189815893731065,0,3.189815893731065,58.642184106268935,0,0,0,0,58.642184106268935,58.642184106268935]
["h1496",{"$f":"IF($C$10=2012,profiles!C1500,IF($C$10=2013,profiles!E1500,IF($C$10=2014,profiles!G1500,IF($C$10=2015,profiles!I1500,IF($C$10=2016,profiles!K1500)))))","v":66.596000000000004},{"$f":"IF($C$10=2012,profiles!D1500,IF($C$10=2013,profiles!F1500,IF($C$10=2014,profiles!H1500,IF($C$10=2015,profiles!J1500,IF($C$10=2016,profiles!L1500)))))","v":2.0449778606385458E-2},4.0899557212770912,0,4.0899557212770912,62.506044278722911,0,0,0,0,62.506044278722911,62.506044278722911]
["h1497",{"$f":"IF($C$10=2012,profiles!C1501,IF($C$10=2013,profiles!E1501,IF($C$10=2014,profiles!G1501,IF($C$10=2015,profiles!I1501,IF($C$10=2016,profiles!K1501)))))","v":69.349999999999994},{"$f":"IF($C$10=2012,profiles!D1501,IF($C$10=2013,profiles!F1501,IF($C$10=2014,profiles!H1501,IF($C$10=2015,profiles!J1501,IF($C$10=2016,profiles!L1501)))))","v":5.2770333255651364E-2},10.554066651130272,0,10.554066651130272,58.795933348869724,0,0,0,0,58.795933348869724,58.795933348869724]
["h1498",{"$f":"IF($C$10=2012,profiles!C1502,IF($C$10=2013,profiles!E1502,IF($C$10=2014,profiles!G1502,IF($C$10=2015,profiles!I1502,IF($C$10=2016,profiles!K1502)))))","v":69.998000000000005},{"$f":"IF($C$10=2012,profiles!D1502,IF($C$10=2013,profiles!F1502,IF($C$10=2014,profiles!H1502,IF($C$10=2015,profiles!J1502,IF($C$10=2016,profiles!L1502)))))","v":9.6626660452109062E-2},19.325332090421814,0,19.325332090421814,50.672667909578195,0,0,0,0,50.672667909578195,50.672667909578195]
["h1499",{"$f":"IF($C$10=2012,profiles!C1503,IF($C$10=2013,profiles!E1503,IF($C$10=2014,profiles!G1503,IF($C$10=2015,profiles!I1503,IF($C$10=2016,profiles!K1503)))))","v":70.927999999999997},{"$f":"IF($C$10=2012,profiles!D1503,IF($C$10=2013,profiles!F1503,IF($C$10=2014,profiles!H1503,IF($C$10=2015,profiles!J1503,IF($C$10=2016,profiles!L1503)))))","v":0.14228909345140991},28.457818690281982,0,28.457818690281982,42.470181309718015,0,0,0,0,42.470181309718015,42.470181309718015]
["h1500",{"$f":"IF($C$10=2012,profiles!C1504,IF($C$10=2013,profiles!E1504,IF($C$10=2014,profiles!G1504,IF($C$10=2015,profiles!I1504,IF($C$10=2016,profiles!K1504)))))","v":72.043999999999997},{"$f":"IF($C$10=2012,profiles!D1504,IF($C$10=2013,profiles!F1504,IF($C$10=2014,profiles!H1504,IF($C$10=2015,profiles!J1504,IF($C$10=2016,profiles!L1504)))))","v":0.17359007224423212},34.718014448846425,0,34.718014448846425,37.325985551153572,0,0,0,0,37.325985551153572,37.325985551153572]
["h1501",{"$f":"IF($C$10=2012,profiles!C1505,IF($C$10=2013,profiles!E1505,IF($C$10=2014,profiles!G1505,IF($C$10=2015,profiles!I1505,IF($C$10=2016,profiles!K1505)))))","v":71.113},{"$f":"IF($C$10=2012,profiles!D1505,IF($C$10=2013,profiles!F1505,IF($C$10=2014,profiles!H1505,IF($C$10=2015,profiles!J1505,IF($C$10=2016,profiles!L1505)))))","v":0.18125145653693778},36.250291307387556,0,36.250291307387556,34.862708692612443,0,0,0,0,34.862708692612443,34.862708692612443]
["h1502",{"$f":"IF($C$10=2012,profiles!C1506,IF($C$10=2013,profiles!E1506,IF($C$10=2014,profiles!G1506,IF($C$10=2015,profiles!I1506,IF($C$10=2016,profiles!K1506)))))","v":69.596000000000004},{"$f":"IF($C$10=2012,profiles!D1506,IF($C$10=2013,profiles!F1506,IF($C$10=2014,profiles!H1506,IF($C$10=2015,profiles!J1506,IF($C$10=2016,profiles!L1506)))))","v":0.16384584013050571},32.769168026101141,0,32.769168026101141,36.826831973898862,0,0,0,0,36.826831973898862,36.826831973898862]
["h1503",{"$f":"IF($C$10=2012,profiles!C1507,IF($C$10=2013,profiles!E1507,IF($C$10=2014,profiles!G1507,IF($C$10=2015,profiles!I1507,IF($C$10=2016,profiles!K1507)))))","v":68.123000000000005},{"$f":"IF($C$10=2012,profiles!D1507,IF($C$10=2013,profiles!F1507,IF($C$10=2014,profiles!H1507,IF($C$10=2015,profiles!J1507,IF($C$10=2016,profiles!L1507)))))","v":0.12763633185737591},25.527266371475182,0,25.527266371475182,42.595733628524826,0,0,0,0,42.595733628524826,42.595733628524826]
["h1504",{"$f":"IF($C$10=2012,profiles!C1508,IF($C$10=2013,profiles!E1508,IF($C$10=2014,profiles!G1508,IF($C$10=2015,profiles!I1508,IF($C$10=2016,profiles!K1508)))))","v":67.034999999999997},{"$f":"IF($C$10=2012,profiles!D1508,IF($C$10=2013,profiles!F1508,IF($C$10=2014,profiles!H1508,IF($C$10=2015,profiles!J1508,IF($C$10=2016,profiles!L1508)))))","v":8.9081799114425542E-2},17.816359822885108,0,17.816359822885108,49.218640177114892,0,0,0,0,49.218640177114892,49.218640177114892]
["h1505",{"$f":"IF($C$10=2012,profiles!C1509,IF($C$10=2013,profiles!E1509,IF($C$10=2014,profiles!G1509,IF($C$10=2015,profiles!I1509,IF($C$10=2016,profiles!K1509)))))","v":66.346999999999994},{"$f":"IF($C$10=2012,profiles!D1509,IF($C$10=2013,profiles!F1509,IF($C$10=2014,profiles!H1509,IF($C$10=2015,profiles!J1509,IF($C$10=2016,profiles!L1509)))))","v":5.0483570263341881E-2},10.096714052668377,0,10.096714052668377,56.250285947331619,0,0,0,0,56.250285947331619,56.250285947331619]
["h1506",{"$f":"IF($C$10=2012,profiles!C1510,IF($C$10=2013,profiles!E1510,IF($C$10=2014,profiles!G1510,IF($C$10=2015,profiles!I1510,IF($C$10=2016,profiles!K1510)))))","v":67.603999999999999},{"$f":"IF($C$10=2012,profiles!D1510,IF($C$10=2013,profiles!F1510,IF($C$10=2014,profiles!H1510,IF($C$10=2015,profiles!J1510,IF($C$10=2016,profiles!L1510)))))","v":2.1017828012118388E-2},4.2035656024236774,0,4.2035656024236774,63.400434397576319,0,0,0,0,63.400434397576319,63.400434397576319]
["h1507",{"$f":"IF($C$10=2012,profiles!C1511,IF($C$10=2013,profiles!E1511,IF($C$10=2014,profiles!G1511,IF($C$10=2015,profiles!I1511,IF($C$10=2016,profiles!K1511)))))","v":71.459999999999994},{"$f":"IF($C$10=2012,profiles!D1511,IF($C$10=2013,profiles!F1511,IF($C$10=2014,profiles!H1511,IF($C$10=2015,profiles!J1511,IF($C$10=2016,profiles!L1511)))))","v":1.2671871358657655E-2},2.5343742717315312,0,2.5343742717315312,68.925625728268457,0,0,0,0,68.925625728268457,68.925625728268457]
["h1508",{"$f":"IF($C$10=2012,profiles!C1512,IF($C$10=2013,profiles!E1512,IF($C$10=2014,profiles!G1512,IF($C$10=2015,profiles!I1512,IF($C$10=2016,profiles!K1512)))))","v":71.784000000000006},{"$f":"IF($C$10=2012,profiles!D1512,IF($C$10=2013,profiles!F1512,IF($C$10=2014,profiles!H1512,IF($C$10=2015,profiles!J1512,IF($C$10=2016,profiles!L1512)))))","v":1.1841645304124912E-2},2.3683290608249825,0,2.3683290608249825,69.41567093917503,0,0,0,0,69.41567093917503,69.41567093917503]
["h1509",{"$f":"IF($C$10=2012,profiles!C1513,IF($C$10=2013,profiles!E1513,IF($C$10=2014,profiles!G1513,IF($C$10=2015,profiles!I1513,IF($C$10=2016,profiles!K1513)))))","v":67.677999999999997},{"$f":"IF($C$10=2012,profiles!D1513,IF($C$10=2013,profiles!F1513,IF($C$10=2014,profiles!H1513,IF($C$10=2015,profiles!J1513,IF($C$10=2016,profiles!L1513)))))","v":1.270100209741319E-2},2.540200419482638,0,2.540200419482638,65.137799580517353,0,0,0,0,65.137799580517353,65.137799580517353]
["h1510",{"$f":"IF($C$10=2012,profiles!C1514,IF($C$10=2013,profiles!E1514,IF($C$10=2014,profiles!G1514,IF($C$10=2015,profiles!I1514,IF($C$10=2016,profiles!K1514)))))","v":63.927},{"$f":"IF($C$10=2012,profiles!D1514,IF($C$10=2013,profiles!F1514,IF($C$10=2014,profiles!H1514,IF($C$10=2015,profiles!J1514,IF($C$10=2016,profiles!L1514)))))","v":1.1506641808436262E-2},2.3013283616872524,0,2.3013283616872524,61.625671638312745,0,0,0,0,61.625671638312745,61.625671638312745]
["h1511",{"$f":"IF($C$10=2012,profiles!C1515,IF($C$10=2013,profiles!E1515,IF($C$10=2014,profiles!G1515,IF($C$10=2015,profiles!I1515,IF($C$10=2016,profiles!K1515)))))","v":60.851999999999997},{"$f":"IF($C$10=2012,profiles!D1515,IF($C$10=2013,profiles!F1515,IF($C$10=2014,profiles!H1515,IF($C$10=2015,profiles!J1515,IF($C$10=2016,profiles!L1515)))))","v":1.0050104870659519E-2},2.0100209741319039,0,2.0100209741319039,58.841979025868092,0,0,0,0,58.841979025868092,58.841979025868092]
["h1512",{"$f":"IF($C$10=2012,profiles!C1516,IF($C$10=2013,profiles!E1516,IF($C$10=2014,profiles!G1516,IF($C$10=2015,profiles!I1516,IF($C$10=2016,profiles!K1516)))))","v":56.161000000000001},{"$f":"IF($C$10=2012,profiles!D1516,IF($C$10=2013,profiles!F1516,IF($C$10=2014,profiles!H1516,IF($C$10=2015,profiles!J1516,IF($C$10=2016,profiles!L1516)))))","v":9.8461896993707766E-3},1.9692379398741553,0,1.9692379398741553,54.191762060125846,0,0,0,0,54.191762060125846,54.191762060125846]
["h1513",{"$f":"IF($C$10=2012,profiles!C1517,IF($C$10=2013,profiles!E1517,IF($C$10=2014,profiles!G1517,IF($C$10=2015,profiles!I1517,IF($C$10=2016,profiles!K1517)))))","v":52.773000000000003},{"$f":"IF($C$10=2012,profiles!D1517,IF($C$10=2013,profiles!F1517,IF($C$10=2014,profiles!H1517,IF($C$10=2015,profiles!J1517,IF($C$10=2016,profiles!L1517)))))","v":8.5181356203678088E-3},1.7036271240735616,0,1.7036271240735616,51.06937287592644,0,0,0,0,51.06937287592644,51.06937287592644]
["h1514",{"$f":"IF($C$10=2012,profiles!C1518,IF($C$10=2013,profiles!E1518,IF($C$10=2014,profiles!G1518,IF($C$10=2015,profiles!I1518,IF($C$10=2016,profiles!K1518)))))","v":50.631999999999998},{"$f":"IF($C$10=2012,profiles!D1518,IF($C$10=2013,profiles!F1518,IF($C$10=2014,profiles!H1518,IF($C$10=2015,profiles!J1518,IF($C$10=2016,profiles!L1518)))))","v":6.989239483378715E-3},1.3978478966757431,0,1.3978478966757431,49.234152103324256,0,0,0,0,49.234152103324256,49.234152103324256]
["h1515",{"$f":"IF($C$10=2012,profiles!C1519,IF($C$10=2013,profiles!E1519,IF($C$10=2014,profiles!G1519,IF($C$10=2015,profiles!I1519,IF($C$10=2016,profiles!K1519)))))","v":49.796999999999997},{"$f":"IF($C$10=2012,profiles!D1519,IF($C$10=2013,profiles!F1519,IF($C$10=2014,profiles!H1519,IF($C$10=2015,profiles!J1519,IF($C$10=2016,profiles!L1519)))))","v":7.5716761069936078E-3},1.5143352213987216,0,1.5143352213987216,48.282664778601273,0,0,0,0,48.282664778601273,48.282664778601273]
["h1516",{"$f":"IF($C$10=2012,profiles!C1520,IF($C$10=2013,profiles!E1520,IF($C$10=2014,profiles!G1520,IF($C$10=2015,profiles!I1520,IF($C$10=2016,profiles!K1520)))))","v":50.34},{"$f":"IF($C$10=2012,profiles!D1520,IF($C$10=2013,profiles!F1520,IF($C$10=2014,profiles!H1520,IF($C$10=2015,profiles!J1520,IF($C$10=2016,profiles!L1520)))))","v":8.0813081526566397E-3},1.616261630531328,0,1.616261630531328,48.723738369468677,0,0,0,0,48.723738369468677,48.723738369468677]
["h1517",{"$f":"IF($C$10=2012,profiles!C1521,IF($C$10=2013,profiles!E1521,IF($C$10=2014,profiles!G1521,IF($C$10=2015,profiles!I1521,IF($C$10=2016,profiles!K1521)))))","v":52.137},{"$f":"IF($C$10=2012,profiles!D1521,IF($C$10=2013,profiles!F1521,IF($C$10=2014,profiles!H1521,IF($C$10=2015,profiles!J1521,IF($C$10=2016,profiles!L1521)))))","v":8.6346229450907867E-3},1.7269245890181573,0,1.7269245890181573,50.410075410981847,0,0,0,0,50.410075410981847,50.410075410981847]
["h1518",{"$f":"IF($C$10=2012,profiles!C1522,IF($C$10=2013,profiles!E1522,IF($C$10=2014,profiles!G1522,IF($C$10=2015,profiles!I1522,IF($C$10=2016,profiles!K1522)))))","v":55.716000000000001},{"$f":"IF($C$10=2012,profiles!D1522,IF($C$10=2013,profiles!F1522,IF($C$10=2014,profiles!H1522,IF($C$10=2015,profiles!J1522,IF($C$10=2016,profiles!L1522)))))","v":9.5082778805131267E-3},1.9016555761026253,0,1.9016555761026253,53.814344423897374,0,0,0,0,53.814344423897374,53.814344423897374]
["h1519",{"$f":"IF($C$10=2012,profiles!C1523,IF($C$10=2013,profiles!E1523,IF($C$10=2014,profiles!G1523,IF($C$10=2015,profiles!I1523,IF($C$10=2016,profiles!K1523)))))","v":63.366999999999997},{"$f":"IF($C$10=2012,profiles!D1523,IF($C$10=2013,profiles!F1523,IF($C$10=2014,profiles!H1523,IF($C$10=2015,profiles!J1523,IF($C$10=2016,profiles!L1523)))))","v":9.5810824584649876E-3},1.9162164916929976,0,1.9162164916929976,61.450783508306998,0,0,0,0,61.450783508306998,61.450783508306998]
["h1520",{"$f":"IF($C$10=2012,profiles!C1524,IF($C$10=2013,profiles!E1524,IF($C$10=2014,profiles!G1524,IF($C$10=2015,profiles!I1524,IF($C$10=2016,profiles!K1524)))))","v":68.369},{"$f":"IF($C$10=2012,profiles!D1524,IF($C$10=2013,profiles!F1524,IF($C$10=2014,profiles!H1524,IF($C$10=2015,profiles!J1524,IF($C$10=2016,profiles!L1524)))))","v":1.8841824773941786E-2},3.7683649547883573,0,3.7683649547883573,64.600635045211646,0,0,0,0,64.600635045211646,64.600635045211646]
["h1521",{"$f":"IF($C$10=2012,profiles!C1525,IF($C$10=2013,profiles!E1525,IF($C$10=2014,profiles!G1525,IF($C$10=2015,profiles!I1525,IF($C$10=2016,profiles!K1525)))))","v":71.087000000000003},{"$f":"IF($C$10=2012,profiles!D1525,IF($C$10=2013,profiles!F1525,IF($C$10=2014,profiles!H1525,IF($C$10=2015,profiles!J1525,IF($C$10=2016,profiles!L1525)))))","v":5.2069834151171425E-2},10.413966830234285,0,10.413966830234285,60.673033169765716,0,0,0,0,60.673033169765716,60.673033169765716]
["h1522",{"$f":"IF($C$10=2012,profiles!C1526,IF($C$10=2013,profiles!E1526,IF($C$10=2014,profiles!G1526,IF($C$10=2015,profiles!I1526,IF($C$10=2016,profiles!K1526)))))","v":71.677000000000007},{"$f":"IF($C$10=2012,profiles!D1526,IF($C$10=2013,profiles!F1526,IF($C$10=2014,profiles!H1526,IF($C$10=2015,profiles!J1526,IF($C$10=2016,profiles!L1526)))))","v":9.7922157345253863E-2},19.584431469050774,0,19.584431469050774,52.092568530949237,0,0,0,0,52.092568530949237,52.092568530949237]
["h1523",{"$f":"IF($C$10=2012,profiles!C1527,IF($C$10=2013,profiles!E1527,IF($C$10=2014,profiles!G1527,IF($C$10=2015,profiles!I1527,IF($C$10=2016,profiles!K1527)))))","v":72.316999999999993},{"$f":"IF($C$10=2012,profiles!D1527,IF($C$10=2013,profiles!F1527,IF($C$10=2014,profiles!H1527,IF($C$10=2015,profiles!J1527,IF($C$10=2016,profiles!L1527)))))","v":0.14493935378656611},28.987870757313221,0,28.987870757313221,43.329129242686776,0,0,0,0,43.329129242686776,43.329129242686776]
["h1524",{"$f":"IF($C$10=2012,profiles!C1528,IF($C$10=2013,profiles!E1528,IF($C$10=2014,profiles!G1528,IF($C$10=2015,profiles!I1528,IF($C$10=2016,profiles!K1528)))))","v":73.349999999999994},{"$f":"IF($C$10=2012,profiles!D1528,IF($C$10=2013,profiles!F1528,IF($C$10=2014,profiles!H1528,IF($C$10=2015,profiles!J1528,IF($C$10=2016,profiles!L1528)))))","v":0.1828122952371245},36.562459047424902,0,36.562459047424902,36.787540952575092,0,0,0,0,36.787540952575092,36.787540952575092]
["h1525",{"$f":"IF($C$10=2012,profiles!C1529,IF($C$10=2013,profiles!E1529,IF($C$10=2014,profiles!G1529,IF($C$10=2015,profiles!I1529,IF($C$10=2016,profiles!K1529)))))","v":72.834000000000003},{"$f":"IF($C$10=2012,profiles!D1529,IF($C$10=2013,profiles!F1529,IF($C$10=2014,profiles!H1529,IF($C$10=2015,profiles!J1529,IF($C$10=2016,profiles!L1529)))))","v":0.19278652241652955},38.557304483305913,0,38.557304483305913,34.27669551669409,0,0,0,0,34.27669551669409,34.27669551669409]
["h1526",{"$f":"IF($C$10=2012,profiles!C1530,IF($C$10=2013,profiles!E1530,IF($C$10=2014,profiles!G1530,IF($C$10=2015,profiles!I1530,IF($C$10=2016,profiles!K1530)))))","v":71.635999999999996},{"$f":"IF($C$10=2012,profiles!D1530,IF($C$10=2013,profiles!F1530,IF($C$10=2014,profiles!H1530,IF($C$10=2015,profiles!J1530,IF($C$10=2016,profiles!L1530)))))","v":0.1743960860258893},34.879217205177859,0,34.879217205177859,36.756782794822136,0,0,0,0,36.756782794822136,36.756782794822136]
["h1527",{"$f":"IF($C$10=2012,profiles!C1531,IF($C$10=2013,profiles!E1531,IF($C$10=2014,profiles!G1531,IF($C$10=2015,profiles!I1531,IF($C$10=2016,profiles!K1531)))))","v":70.346999999999994},{"$f":"IF($C$10=2012,profiles!D1531,IF($C$10=2013,profiles!F1531,IF($C$10=2014,profiles!H1531,IF($C$10=2015,profiles!J1531,IF($C$10=2016,profiles!L1531)))))","v":0.14581300872198844},29.162601744397687,0,29.162601744397687,41.184398255602304,0,0,0,0,41.184398255602304,41.184398255602304]
["h1528",{"$f":"IF($C$10=2012,profiles!C1532,IF($C$10=2013,profiles!E1532,IF($C$10=2014,profiles!G1532,IF($C$10=2015,profiles!I1532,IF($C$10=2016,profiles!K1532)))))","v":69.498999999999995},{"$f":"IF($C$10=2012,profiles!D1532,IF($C$10=2013,profiles!F1532,IF($C$10=2014,profiles!H1532,IF($C$10=2015,profiles!J1532,IF($C$10=2016,profiles!L1532)))))","v":0.11107066412336007},22.214132824672014,0,22.214132824672014,47.284867175327982,0,0,0,0,47.284867175327982,47.284867175327982]
["h1529",{"$f":"IF($C$10=2012,profiles!C1533,IF($C$10=2013,profiles!E1533,IF($C$10=2014,profiles!G1533,IF($C$10=2015,profiles!I1533,IF($C$10=2016,profiles!K1533)))))","v":68.197000000000003},{"$f":"IF($C$10=2012,profiles!D1533,IF($C$10=2013,profiles!F1533,IF($C$10=2014,profiles!H1533,IF($C$10=2015,profiles!J1533,IF($C$10=2016,profiles!L1533)))))","v":6.6528823332411141E-2},13.305764666482228,0,13.305764666482228,54.891235333517777,0,0,0,0,54.891235333517777,54.891235333517777]
["h1530",{"$f":"IF($C$10=2012,profiles!C1534,IF($C$10=2013,profiles!E1534,IF($C$10=2014,profiles!G1534,IF($C$10=2015,profiles!I1534,IF($C$10=2016,profiles!K1534)))))","v":68.622},{"$f":"IF($C$10=2012,profiles!D1534,IF($C$10=2013,profiles!F1534,IF($C$10=2014,profiles!H1534,IF($C$10=2015,profiles!J1534,IF($C$10=2016,profiles!L1534)))))","v":2.9689706888769166E-2},5.937941377753833,0,5.937941377753833,62.68405862224617,0,0,0,0,62.68405862224617,62.68405862224617]
["h1531",{"$f":"IF($C$10=2012,profiles!C1535,IF($C$10=2013,profiles!E1535,IF($C$10=2014,profiles!G1535,IF($C$10=2015,profiles!I1535,IF($C$10=2016,profiles!K1535)))))","v":72.388999999999996},{"$f":"IF($C$10=2012,profiles!D1535,IF($C$10=2013,profiles!F1535,IF($C$10=2014,profiles!H1535,IF($C$10=2015,profiles!J1535,IF($C$10=2016,profiles!L1535)))))","v":1.697802757837413E-2},3.3956055156748257,0,3.3956055156748257,68.993394484325165,0,0,0,0,68.993394484325165,68.993394484325165]
["h1532",{"$f":"IF($C$10=2012,profiles!C1536,IF($C$10=2013,profiles!E1536,IF($C$10=2014,profiles!G1536,IF($C$10=2015,profiles!I1536,IF($C$10=2016,profiles!K1536)))))","v":72.956000000000003},{"$f":"IF($C$10=2012,profiles!D1536,IF($C$10=2013,profiles!F1536,IF($C$10=2014,profiles!H1536,IF($C$10=2015,profiles!J1536,IF($C$10=2016,profiles!L1536)))))","v":1.6963466662783755E-2},3.392693332556751,0,3.392693332556751,69.563306667443257,0,0,0,0,69.563306667443257,69.563306667443257]
["h1533",{"$f":"IF($C$10=2012,profiles!C1537,IF($C$10=2013,profiles!E1537,IF($C$10=2014,profiles!G1537,IF($C$10=2015,profiles!I1537,IF($C$10=2016,profiles!K1537)))))","v":68.546999999999997},{"$f":"IF($C$10=2012,profiles!D1537,IF($C$10=2013,profiles!F1537,IF($C$10=2014,profiles!H1537,IF($C$10=2015,profiles!J1537,IF($C$10=2016,profiles!L1537)))))","v":1.3658138823769239E-2},2.7316277647538478,0,2.7316277647538478,65.815372235246144,0,0,0,0,65.815372235246144,65.815372235246144]
["h1534",{"$f":"IF($C$10=2012,profiles!C1538,IF($C$10=2013,profiles!E1538,IF($C$10=2014,profiles!G1538,IF($C$10=2015,profiles!I1538,IF($C$10=2016,profiles!K1538)))))","v":64.840999999999994},{"$f":"IF($C$10=2012,profiles!D1538,IF($C$10=2013,profiles!F1538,IF($C$10=2014,profiles!H1538,IF($C$10=2015,profiles!J1538,IF($C$10=2016,profiles!L1538)))))","v":1.1342953244900039E-2},2.2685906489800076,0,2.2685906489800076,62.572409351019985,0,0,0,0,62.572409351019985,62.572409351019985]
["h1535",{"$f":"IF($C$10=2012,profiles!C1539,IF($C$10=2013,profiles!E1539,IF($C$10=2014,profiles!G1539,IF($C$10=2015,profiles!I1539,IF($C$10=2016,profiles!K1539)))))","v":61.841999999999999},{"$f":"IF($C$10=2012,profiles!D1539,IF($C$10=2013,profiles!F1539,IF($C$10=2014,profiles!H1539,IF($C$10=2015,profiles!J1539,IF($C$10=2016,profiles!L1539)))))","v":8.911280341307861E-3},1.7822560682615722,0,1.7822560682615722,60.059743931738424,0,0,0,0,60.059743931738424,60.059743931738424]
["h1536",{"$f":"IF($C$10=2012,profiles!C1540,IF($C$10=2013,profiles!E1540,IF($C$10=2014,profiles!G1540,IF($C$10=2015,profiles!I1540,IF($C$10=2016,profiles!K1540)))))","v":57.122999999999998},{"$f":"IF($C$10=2012,profiles!D1540,IF($C$10=2013,profiles!F1540,IF($C$10=2014,profiles!H1540,IF($C$10=2015,profiles!J1540,IF($C$10=2016,profiles!L1540)))))","v":9.6102042896457334E-3},1.9220408579291466,0,1.9220408579291466,55.20095914207085,0,0,0,0,55.20095914207085,55.20095914207085]
["h1537",{"$f":"IF($C$10=2012,profiles!C1541,IF($C$10=2013,profiles!E1541,IF($C$10=2014,profiles!G1541,IF($C$10=2015,profiles!I1541,IF($C$10=2016,profiles!K1541)))))","v":53.322000000000003},{"$f":"IF($C$10=2012,profiles!D1541,IF($C$10=2013,profiles!F1541,IF($C$10=2014,profiles!H1541,IF($C$10=2015,profiles!J1541,IF($C$10=2016,profiles!L1541)))))","v":8.8505880982881098E-3},1.770117619657622,{"$f":"D1554-F1554","v":0},{"$f":"MIN(D1554,B1554)","v":1.770117619657622},{"$f":"B1554-F1554","v":51.551882380342377},{"$f":"-MIN(-E1554+$C$3,0)","v":0},{"$f":"E1554-H1554","v":0},0,0,51.551882380342377,51.551882380342377]
["h1538",{"$f":"IF($C$10=2012,profiles!C1542,IF($C$10=2013,profiles!E1542,IF($C$10=2014,profiles!G1542,IF($C$10=2015,profiles!I1542,IF($C$10=2016,profiles!K1542)))))","v":51.305999999999997},{"$f":"IF($C$10=2012,profiles!D1542,IF($C$10=2013,profiles!F1542,IF($C$10=2014,profiles!H1542,IF($C$10=2015,profiles!J1542,IF($C$10=2016,profiles!L1542)))))","v":9.0398276464422958E-3},{"$f":"C1555*$C$2","v":1.8079655292884591},0,1.8079655292884591,49.498034470711538,0,0,0,0,{"$f":"MAX(G1555-J1555,0)","v":49.498034470711538},{"$f":"B1555-D1555","v":49.498034470711538}]
["h1539",{"$f":"IF($C$10=2012,profiles!C1543,IF($C$10=2013,profiles!E1543,IF($C$10=2014,profiles!G1543,IF($C$10=2015,profiles!I1543,IF($C$10=2016,profiles!K1543)))))","v":50.728000000000002},{"$f":"IF($C$10=2012,profiles!D1543,IF($C$10=2013,profiles!F1543,IF($C$10=2014,profiles!H1543,IF($C$10=2015,profiles!J1543,IF($C$10=2016,profiles!L1543)))))","v":1.2504367066495865E-2},2.500873413299173,0,2.500873413299173,48.227126586700827,0,0,0,{"$f":"K1555+I1556*$F$2-J1556/$F$3","v":0},48.227126586700827,48.227126586700827]
["h1540",{"$f":"IF($C$10=2012,profiles!C1544,IF($C$10=2013,profiles!E1544,IF($C$10=2014,profiles!G1544,IF($C$10=2015,profiles!I1544,IF($C$10=2016,profiles!K1544)))))","v":51.317999999999998},{"$f":"IF($C$10=2012,profiles!D1544,IF($C$10=2013,profiles!F1544,IF($C$10=2014,profiles!H1544,IF($C$10=2015,profiles!J1544,IF($C$10=2016,profiles!L1544)))))","v":1.6827762897403051E-2},3.3655525794806103,0,3.3655525794806103,47.952447420519391,0,0,0,0,47.952447420519391,47.952447420519391]
["h1541",{"$f":"IF($C$10=2012,profiles!C1545,IF($C$10=2013,profiles!E1545,IF($C$10=2014,profiles!G1545,IF($C$10=2015,profiles!I1545,IF($C$10=2016,profiles!K1545)))))","v":52.851999999999997},{"$f":"IF($C$10=2012,profiles!D1545,IF($C$10=2013,profiles!F1545,IF($C$10=2014,profiles!H1545,IF($C$10=2015,profiles!J1545,IF($C$10=2016,profiles!L1545)))))","v":1.7497379760102481E-2},3.4994759520204961,0,3.4994759520204961,49.3525240479795,0,0,0,0,49.3525240479795,49.3525240479795]
["h1542",{"$f":"IF($C$10=2012,profiles!C1546,IF($C$10=2013,profiles!E1546,IF($C$10=2014,profiles!G1546,IF($C$10=2015,profiles!I1546,IF($C$10=2016,profiles!K1546)))))","v":56.332999999999998},{"$f":"IF($C$10=2012,profiles!D1546,IF($C$10=2013,profiles!F1546,IF($C$10=2014,profiles!H1546,IF($C$10=2015,profiles!J1546,IF($C$10=2016,profiles!L1546)))))","v":2.0699895190404098E-2},4.1399790380808197,0,4.1399790380808197,52.193020961919181,0,0,0,0,52.193020961919181,52.193020961919181]
["h1543",{"$f":"IF($C$10=2012,profiles!C1547,IF($C$10=2013,profiles!E1547,IF($C$10=2014,profiles!G1547,IF($C$10=2015,profiles!I1547,IF($C$10=2016,profiles!K1547)))))","v":63.747999999999998},{"$f":"IF($C$10=2012,profiles!D1547,IF($C$10=2013,profiles!F1547,IF($C$10=2014,profiles!H1547,IF($C$10=2015,profiles!J1547,IF($C$10=2016,profiles!L1547)))))","v":2.3640386630953768E-2},4.7280773261907534,0,4.7280773261907534,59.019922673809248,0,0,0,0,59.019922673809248,59.019922673809248]
["h1544",{"$f":"IF($C$10=2012,profiles!C1548,IF($C$10=2013,profiles!E1548,IF($C$10=2014,profiles!G1548,IF($C$10=2015,profiles!I1548,IF($C$10=2016,profiles!K1548)))))","v":68.727999999999994},{"$f":"IF($C$10=2012,profiles!D1548,IF($C$10=2013,profiles!F1548,IF($C$10=2014,profiles!H1548,IF($C$10=2015,profiles!J1548,IF($C$10=2016,profiles!L1548)))))","v":3.9027017584721088E-2},7.8054035169442173,0,7.8054035169442173,60.922596483055777,0,0,{"$f":"MIN(MAX(0,G1561),K1560*$F$3)","v":0},0,60.922596483055777,60.922596483055777]
["h1545",{"$f":"IF($C$10=2012,profiles!C1549,IF($C$10=2013,profiles!E1549,IF($C$10=2014,profiles!G1549,IF($C$10=2015,profiles!I1549,IF($C$10=2016,profiles!K1549)))))","v":70.989999999999995},{"$f":"IF($C$10=2012,profiles!D1549,IF($C$10=2013,profiles!F1549,IF($C$10=2014,profiles!H1549,IF($C$10=2015,profiles!J1549,IF($C$10=2016,profiles!L1549)))))","v":7.416734598812158E-2},14.833469197624316,0,14.833469197624316,56.156530802375677,0,0,0,0,56.156530802375677,56.156530802375677]
["h1546",{"$f":"IF($C$10=2012,profiles!C1550,IF($C$10=2013,profiles!E1550,IF($C$10=2014,profiles!G1550,IF($C$10=2015,profiles!I1550,IF($C$10=2016,profiles!K1550)))))","v":71.162999999999997},{"$f":"IF($C$10=2012,profiles!D1550,IF($C$10=2013,profiles!F1550,IF($C$10=2014,profiles!H1550,IF($C$10=2015,profiles!J1550,IF($C$10=2016,profiles!L1550)))))","v":0.12562594619774078},25.125189239548156,0,25.125189239548156,46.037810760451841,0,0,0,0,46.037810760451841,46.037810760451841]
["h1547",{"$f":"IF($C$10=2012,profiles!C1551,IF($C$10=2013,profiles!E1551,IF($C$10=2014,profiles!G1551,IF($C$10=2015,profiles!I1551,IF($C$10=2016,profiles!K1551)))))","v":72.022000000000006},{"$f":"IF($C$10=2012,profiles!D1551,IF($C$10=2013,profiles!F1551,IF($C$10=2014,profiles!H1551,IF($C$10=2015,profiles!J1551,IF($C$10=2016,profiles!L1551)))))","v":0.17721555840223593},35.443111680447188,0,35.443111680447188,36.578888319552817,0,0,0,0,36.578888319552817,36.578888319552817]
["h1548",{"$f":"IF($C$10=2012,profiles!C1552,IF($C$10=2013,profiles!E1552,IF($C$10=2014,profiles!G1552,IF($C$10=2015,profiles!I1552,IF($C$10=2016,profiles!K1552)))))","v":73.138999999999996},{"$f":"IF($C$10=2012,profiles!D1552,IF($C$10=2013,profiles!F1552,IF($C$10=2014,profiles!H1552,IF($C$10=2015,profiles!J1552,IF($C$10=2016,profiles!L1552)))))","v":0.21663561197158496},43.327122394316994,0,43.327122394316994,29.811877605683001,0,0,0,0,29.811877605683001,29.811877605683001]
["h1549",{"$f":"IF($C$10=2012,profiles!C1553,IF($C$10=2013,profiles!E1553,IF($C$10=2014,profiles!G1553,IF($C$10=2015,profiles!I1553,IF($C$10=2016,profiles!K1553)))))","v":71.986000000000004},{"$f":"IF($C$10=2012,profiles!D1553,IF($C$10=2013,profiles!F1553,IF($C$10=2014,profiles!H1553,IF($C$10=2015,profiles!J1553,IF($C$10=2016,profiles!L1553)))))","v":0.23560323745196227},47.12064749039245,0,47.12064749039245,24.865352509607554,0,0,0,0,24.865352509607554,24.865352509607554]
["h1550",{"$f":"IF($C$10=2012,profiles!C1554,IF($C$10=2013,profiles!E1554,IF($C$10=2014,profiles!G1554,IF($C$10=2015,profiles!I1554,IF($C$10=2016,profiles!K1554)))))","v":70.950999999999993},{"$f":"IF($C$10=2012,profiles!D1554,IF($C$10=2013,profiles!F1554,IF($C$10=2014,profiles!H1554,IF($C$10=2015,profiles!J1554,IF($C$10=2016,profiles!L1554)))))","v":0.22916909281471992},45.833818562943982,0,45.833818562943982,25.117181437056011,0,0,0,0,25.117181437056011,25.117181437056011]
["h1551",{"$f":"IF($C$10=2012,profiles!C1555,IF($C$10=2013,profiles!E1555,IF($C$10=2014,profiles!G1555,IF($C$10=2015,profiles!I1555,IF($C$10=2016,profiles!K1555)))))","v":69.263000000000005},{"$f":"IF($C$10=2012,profiles!D1555,IF($C$10=2013,profiles!F1555,IF($C$10=2014,profiles!H1555,IF($C$10=2015,profiles!J1555,IF($C$10=2016,profiles!L1555)))))","v":0.20263188540817514},40.526377081635026,0,40.526377081635026,28.736622918364979,0,0,0,0,28.736622918364979,28.736622918364979]
["h1552",{"$f":"IF($C$10=2012,profiles!C1556,IF($C$10=2013,profiles!E1556,IF($C$10=2014,profiles!G1556,IF($C$10=2015,profiles!I1556,IF($C$10=2016,profiles!K1556)))))","v":68.093999999999994},{"$f":"IF($C$10=2012,profiles!D1556,IF($C$10=2013,profiles!F1556,IF($C$10=2014,profiles!H1556,IF($C$10=2015,profiles!J1556,IF($C$10=2016,profiles!L1556)))))","v":0.15558402235938046},31.11680447187609,0,31.11680447187609,36.9771955281239,0,0,0,0,36.9771955281239,36.9771955281239]
["h1553",{"$f":"IF($C$10=2012,profiles!C1557,IF($C$10=2013,profiles!E1557,IF($C$10=2014,profiles!G1557,IF($C$10=2015,profiles!I1557,IF($C$10=2016,profiles!K1557)))))","v":66.653000000000006},{"$f":"IF($C$10=2012,profiles!D1557,IF($C$10=2013,profiles!F1557,IF($C$10=2014,profiles!H1557,IF($C$10=2015,profiles!J1557,IF($C$10=2016,profiles!L1557)))))","v":9.5827995807616168E-2},19.165599161523232,0,19.165599161523232,47.487400838476773,0,0,0,0,47.487400838476773,47.487400838476773]
["h1554",{"$f":"IF($C$10=2012,profiles!C1558,IF($C$10=2013,profiles!E1558,IF($C$10=2014,profiles!G1558,IF($C$10=2015,profiles!I1558,IF($C$10=2016,profiles!K1558)))))","v":67.188999999999993},{"$f":"IF($C$10=2012,profiles!D1558,IF($C$10=2013,profiles!F1558,IF($C$10=2014,profiles!H1558,IF($C$10=2015,profiles!J1558,IF($C$10=2016,profiles!L1558)))))","v":4.3364970303947828E-2},8.6729940607895664,0,8.6729940607895664,58.51600593921043,0,0,0,0,58.51600593921043,58.51600593921043]
["h1555",{"$f":"IF($C$10=2012,profiles!C1559,IF($C$10=2013,profiles!E1559,IF($C$10=2014,profiles!G1559,IF($C$10=2015,profiles!I1559,IF($C$10=2016,profiles!K1559)))))","v":71.591999999999999},{"$f":"IF($C$10=2012,profiles!D1559,IF($C$10=2013,profiles!F1559,IF($C$10=2014,profiles!H1559,IF($C$10=2015,profiles!J1559,IF($C$10=2016,profiles!L1559)))))","v":3.0977058344008386E-2},6.1954116688016772,0,6.1954116688016772,65.396588331198316,0,0,0,0,65.396588331198316,65.396588331198316]
["h1556",{"$f":"IF($C$10=2012,profiles!C1560,IF($C$10=2013,profiles!E1560,IF($C$10=2014,profiles!G1560,IF($C$10=2015,profiles!I1560,IF($C$10=2016,profiles!K1560)))))","v":73.057000000000002},{"$f":"IF($C$10=2012,profiles!D1560,IF($C$10=2013,profiles!F1560,IF($C$10=2014,profiles!H1560,IF($C$10=2015,profiles!J1560,IF($C$10=2016,profiles!L1560)))))","v":4.1851053918714333E-2},8.3702107837428663,0,8.3702107837428663,64.686789216257139,0,0,0,0,64.686789216257139,64.686789216257139]
["h1557",{"$f":"IF($C$10=2012,profiles!C1561,IF($C$10=2013,profiles!E1561,IF($C$10=2014,profiles!G1561,IF($C$10=2015,profiles!I1561,IF($C$10=2016,profiles!K1561)))))","v":68.616},{"$f":"IF($C$10=2012,profiles!D1561,IF($C$10=2013,profiles!F1561,IF($C$10=2014,profiles!H1561,IF($C$10=2015,profiles!J1561,IF($C$10=2016,profiles!L1561)))))","v":5.5301618725981133E-2},11.060323745196227,0,11.060323745196227,57.555676254803771,0,0,0,0,57.555676254803771,57.555676254803771]
["h1558",{"$f":"IF($C$10=2012,profiles!C1562,IF($C$10=2013,profiles!E1562,IF($C$10=2014,profiles!G1562,IF($C$10=2015,profiles!I1562,IF($C$10=2016,profiles!K1562)))))","v":64.873000000000005},{"$f":"IF($C$10=2012,profiles!D1562,IF($C$10=2013,profiles!F1562,IF($C$10=2014,profiles!H1562,IF($C$10=2015,profiles!J1562,IF($C$10=2016,profiles!L1562)))))","v":6.4618027250494939E-2},12.923605450098988,0,12.923605450098988,51.949394549901015,0,0,0,0,51.949394549901015,51.949394549901015]
["h1559",{"$f":"IF($C$10=2012,profiles!C1563,IF($C$10=2013,profiles!E1563,IF($C$10=2014,profiles!G1563,IF($C$10=2015,profiles!I1563,IF($C$10=2016,profiles!K1563)))))","v":61.558999999999997},{"$f":"IF($C$10=2012,profiles!D1563,IF($C$10=2013,profiles!F1563,IF($C$10=2014,profiles!H1563,IF($C$10=2015,profiles!J1563,IF($C$10=2016,profiles!L1563)))))","v":7.4152789099802024E-2},14.830557819960404,0,14.830557819960404,46.728442180039593,0,0,0,0,46.728442180039593,46.728442180039593]
["h1560",{"$f":"IF($C$10=2012,profiles!C1564,IF($C$10=2013,profiles!E1564,IF($C$10=2014,profiles!G1564,IF($C$10=2015,profiles!I1564,IF($C$10=2016,profiles!K1564)))))","v":56.904000000000003},{"$f":"IF($C$10=2012,profiles!D1564,IF($C$10=2013,profiles!F1564,IF($C$10=2014,profiles!H1564,IF($C$10=2015,profiles!J1564,IF($C$10=2016,profiles!L1564)))))","v":7.9218586235006411E-2},15.843717247001281,0,15.843717247001281,41.060282752998724,0,0,0,0,41.060282752998724,41.060282752998724]
["h1561",{"$f":"IF($C$10=2012,profiles!C1565,IF($C$10=2013,profiles!E1565,IF($C$10=2014,profiles!G1565,IF($C$10=2015,profiles!I1565,IF($C$10=2016,profiles!K1565)))))","v":53.408999999999999},{"$f":"IF($C$10=2012,profiles!D1565,IF($C$10=2013,profiles!F1565,IF($C$10=2014,profiles!H1565,IF($C$10=2015,profiles!J1565,IF($C$10=2016,profiles!L1565)))))","v":8.1752037252619328E-2},16.350407450523864,0,16.350407450523864,37.058592549476131,0,0,0,0,37.058592549476131,37.058592549476131]
["h1562",{"$f":"IF($C$10=2012,profiles!C1566,IF($C$10=2013,profiles!E1566,IF($C$10=2014,profiles!G1566,IF($C$10=2015,profiles!I1566,IF($C$10=2016,profiles!K1566)))))","v":51.462000000000003},{"$f":"IF($C$10=2012,profiles!D1566,IF($C$10=2013,profiles!F1566,IF($C$10=2014,profiles!H1566,IF($C$10=2015,profiles!J1566,IF($C$10=2016,profiles!L1566)))))","v":8.154831199068685E-2},16.30966239813737,0,16.30966239813737,35.152337601862634,0,0,0,0,35.152337601862634,35.152337601862634]
["h1563",{"$f":"IF($C$10=2012,profiles!C1567,IF($C$10=2013,profiles!E1567,IF($C$10=2014,profiles!G1567,IF($C$10=2015,profiles!I1567,IF($C$10=2016,profiles!K1567)))))","v":50.753},{"$f":"IF($C$10=2012,profiles!D1567,IF($C$10=2013,profiles!F1567,IF($C$10=2014,profiles!H1567,IF($C$10=2015,profiles!J1567,IF($C$10=2016,profiles!L1567)))))","v":8.1955762514551805E-2},16.391152502910362,0,16.391152502910362,34.361847497089641,0,0,0,0,34.361847497089641,34.361847497089641]
["h1564",{"$f":"IF($C$10=2012,profiles!C1568,IF($C$10=2013,profiles!E1568,IF($C$10=2014,profiles!G1568,IF($C$10=2015,profiles!I1568,IF($C$10=2016,profiles!K1568)))))","v":51.341999999999999},{"$f":"IF($C$10=2012,profiles!D1568,IF($C$10=2013,profiles!F1568,IF($C$10=2014,profiles!H1568,IF($C$10=2015,profiles!J1568,IF($C$10=2016,profiles!L1568)))))","v":8.2188591385331786E-2},16.437718277066356,0,16.437718277066356,34.904281722933646,0,0,0,0,34.904281722933646,34.904281722933646]
["h1565",{"$f":"IF($C$10=2012,profiles!C1569,IF($C$10=2013,profiles!E1569,IF($C$10=2014,profiles!G1569,IF($C$10=2015,profiles!I1569,IF($C$10=2016,profiles!K1569)))))","v":52.808},{"$f":"IF($C$10=2012,profiles!D1569,IF($C$10=2013,profiles!F1569,IF($C$10=2014,profiles!H1569,IF($C$10=2015,profiles!J1569,IF($C$10=2016,profiles!L1569)))))","v":8.185389988358556E-2},16.370779976717113,0,16.370779976717113,36.43722002328289,0,0,0,0,36.43722002328289,36.43722002328289]
["h1566",{"$f":"IF($C$10=2012,profiles!C1570,IF($C$10=2013,profiles!E1570,IF($C$10=2014,profiles!G1570,IF($C$10=2015,profiles!I1570,IF($C$10=2016,profiles!K1570)))))","v":56.273000000000003},{"$f":"IF($C$10=2012,profiles!D1570,IF($C$10=2013,profiles!F1570,IF($C$10=2014,profiles!H1570,IF($C$10=2015,profiles!J1570,IF($C$10=2016,profiles!L1570)))))","v":8.2479627473806758E-2},16.495925494761352,0,16.495925494761352,39.777074505238652,0,0,0,0,39.777074505238652,39.777074505238652]
["h1567",{"$f":"IF($C$10=2012,profiles!C1571,IF($C$10=2013,profiles!E1571,IF($C$10=2014,profiles!G1571,IF($C$10=2015,profiles!I1571,IF($C$10=2016,profiles!K1571)))))","v":63.573999999999998},{"$f":"IF($C$10=2012,profiles!D1571,IF($C$10=2013,profiles!F1571,IF($C$10=2014,profiles!H1571,IF($C$10=2015,profiles!J1571,IF($C$10=2016,profiles!L1571)))))","v":8.2232246798603026E-2},16.446449359720607,0,16.446449359720607,47.127550640279395,0,0,0,0,47.127550640279395,47.127550640279395]
["h1568",{"$f":"IF($C$10=2012,profiles!C1572,IF($C$10=2013,profiles!E1572,IF($C$10=2014,profiles!G1572,IF($C$10=2015,profiles!I1572,IF($C$10=2016,profiles!K1572)))))","v":68.424999999999997},{"$f":"IF($C$10=2012,profiles!D1572,IF($C$10=2013,profiles!F1572,IF($C$10=2014,profiles!H1572,IF($C$10=2015,profiles!J1572,IF($C$10=2016,profiles!L1572)))))","v":9.8908614668218861E-2},19.781722933643771,0,19.781722933643771,48.643277066356227,0,0,0,0,48.643277066356227,48.643277066356227]
["h1569",{"$f":"IF($C$10=2012,profiles!C1573,IF($C$10=2013,profiles!E1573,IF($C$10=2014,profiles!G1573,IF($C$10=2015,profiles!I1573,IF($C$10=2016,profiles!K1573)))))","v":70.647999999999996},{"$f":"IF($C$10=2012,profiles!D1573,IF($C$10=2013,profiles!F1573,IF($C$10=2014,profiles!H1573,IF($C$10=2015,profiles!J1573,IF($C$10=2016,profiles!L1573)))))","v":0.14656577415599534},29.313154831199068,0,29.313154831199068,41.334845168800925,0,0,0,0,41.334845168800925,41.334845168800925]
["h1570",{"$f":"IF($C$10=2012,profiles!C1574,IF($C$10=2013,profiles!E1574,IF($C$10=2014,profiles!G1574,IF($C$10=2015,profiles!I1574,IF($C$10=2016,profiles!K1574)))))","v":70.885999999999996},{"$f":"IF($C$10=2012,profiles!D1574,IF($C$10=2013,profiles!F1574,IF($C$10=2014,profiles!H1574,IF($C$10=2015,profiles!J1574,IF($C$10=2016,profiles!L1574)))))","v":0.20507857974388824},41.015715948777647,0,41.015715948777647,29.870284051222349,0,0,0,0,29.870284051222349,29.870284051222349]
["h1571",{"$f":"IF($C$10=2012,profiles!C1575,IF($C$10=2013,profiles!E1575,IF($C$10=2014,profiles!G1575,IF($C$10=2015,profiles!I1575,IF($C$10=2016,profiles!K1575)))))","v":71.397999999999996},{"$f":"IF($C$10=2012,profiles!D1575,IF($C$10=2013,profiles!F1575,IF($C$10=2014,profiles!H1575,IF($C$10=2015,profiles!J1575,IF($C$10=2016,profiles!L1575)))))","v":0.26156868451688009},52.313736903376018,0,52.313736903376018,19.084263096623978,0,0,0,0,19.084263096623978,19.084263096623978]
["h1572",{"$f":"IF($C$10=2012,profiles!C1576,IF($C$10=2013,profiles!E1576,IF($C$10=2014,profiles!G1576,IF($C$10=2015,profiles!I1576,IF($C$10=2016,profiles!K1576)))))","v":71.718999999999994},{"$f":"IF($C$10=2012,profiles!D1576,IF($C$10=2013,profiles!F1576,IF($C$10=2014,profiles!H1576,IF($C$10=2015,profiles!J1576,IF($C$10=2016,profiles!L1576)))))","v":0.31497380675203723},62.994761350407444,0,62.994761350407444,8.7242386495925501,0,0,0,0,8.7242386495925501,8.7242386495925501]
["h1573",{"$f":"IF($C$10=2012,profiles!C1577,IF($C$10=2013,profiles!E1577,IF($C$10=2014,profiles!G1577,IF($C$10=2015,profiles!I1577,IF($C$10=2016,profiles!K1577)))))","v":70.375},{"$f":"IF($C$10=2012,profiles!D1577,IF($C$10=2013,profiles!F1577,IF($C$10=2014,profiles!H1577,IF($C$10=2015,profiles!J1577,IF($C$10=2016,profiles!L1577)))))","v":0.33880966239813737},67.761932479627475,0,67.761932479627475,2.6130675203725247,0,0,0,0,2.6130675203725247,2.6130675203725247]
["h1574",{"$f":"IF($C$10=2012,profiles!C1578,IF($C$10=2013,profiles!E1578,IF($C$10=2014,profiles!G1578,IF($C$10=2015,profiles!I1578,IF($C$10=2016,profiles!K1578)))))","v":68.908000000000001},{"$f":"IF($C$10=2012,profiles!D1578,IF($C$10=2013,profiles!F1578,IF($C$10=2014,profiles!H1578,IF($C$10=2015,profiles!J1578,IF($C$10=2016,profiles!L1578)))))","v":0.34123981373690337},68.247962747380669,0,68.247962747380669,0.66003725261933255,0,0,0,0,0.66003725261933255,0.66003725261933255]
["h1575",{"$f":"IF($C$10=2012,profiles!C1579,IF($C$10=2013,profiles!E1579,IF($C$10=2014,profiles!G1579,IF($C$10=2015,profiles!I1579,IF($C$10=2016,profiles!K1579)))))","v":66.991},{"$f":"IF($C$10=2012,profiles!D1579,IF($C$10=2013,profiles!F1579,IF($C$10=2014,profiles!H1579,IF($C$10=2015,profiles!J1579,IF($C$10=2016,profiles!L1579)))))","v":0.3},60,0,60,6.9909999999999997,0,0,0,0,6.9909999999999997,6.9909999999999997]
["h1576",{"$f":"IF($C$10=2012,profiles!C1580,IF($C$10=2013,profiles!E1580,IF($C$10=2014,profiles!G1580,IF($C$10=2015,profiles!I1580,IF($C$10=2016,profiles!K1580)))))","v":65.631},{"$f":"IF($C$10=2012,profiles!D1580,IF($C$10=2013,profiles!F1580,IF($C$10=2014,profiles!H1580,IF($C$10=2015,profiles!J1580,IF($C$10=2016,profiles!L1580)))))","v":0.22366123399301513},44.732246798603029,0,44.732246798603029,20.898753201396971,0,0,0,0,20.898753201396971,20.898753201396971]
["h1577",{"$f":"IF($C$10=2012,profiles!C1581,IF($C$10=2013,profiles!E1581,IF($C$10=2014,profiles!G1581,IF($C$10=2015,profiles!I1581,IF($C$10=2016,profiles!K1581)))))","v":64.781999999999996},{"$f":"IF($C$10=2012,profiles!D1581,IF($C$10=2013,profiles!F1581,IF($C$10=2014,profiles!H1581,IF($C$10=2015,profiles!J1581,IF($C$10=2016,profiles!L1581)))))","v":0.13914435389988358},27.828870779976718,0,27.828870779976718,36.953129220023278,0,0,0,0,36.953129220023278,36.953129220023278]
["h1578",{"$f":"IF($C$10=2012,profiles!C1582,IF($C$10=2013,profiles!E1582,IF($C$10=2014,profiles!G1582,IF($C$10=2015,profiles!I1582,IF($C$10=2016,profiles!K1582)))))","v":66.155000000000001},{"$f":"IF($C$10=2012,profiles!D1582,IF($C$10=2013,profiles!F1582,IF($C$10=2014,profiles!H1582,IF($C$10=2015,profiles!J1582,IF($C$10=2016,profiles!L1582)))))","v":7.6193247962747387E-2},15.238649592549477,0,15.238649592549477,50.916350407450523,0,0,0,0,50.916350407450523,50.916350407450523]
["h1579",{"$f":"IF($C$10=2012,profiles!C1583,IF($C$10=2013,profiles!E1583,IF($C$10=2014,profiles!G1583,IF($C$10=2015,profiles!I1583,IF($C$10=2016,profiles!K1583)))))","v":70.355999999999995},{"$f":"IF($C$10=2012,profiles!D1583,IF($C$10=2013,profiles!F1583,IF($C$10=2014,profiles!H1583,IF($C$10=2015,profiles!J1583,IF($C$10=2016,profiles!L1583)))))","v":6.4988358556460998E-2},12.997671711292199,0,12.997671711292199,57.358328288707796,0,0,0,0,57.358328288707796,57.358328288707796]
["h1580",{"$f":"IF($C$10=2012,profiles!C1584,IF($C$10=2013,profiles!E1584,IF($C$10=2014,profiles!G1584,IF($C$10=2015,profiles!I1584,IF($C$10=2016,profiles!K1584)))))","v":70.667000000000002},{"$f":"IF($C$10=2012,profiles!D1584,IF($C$10=2013,profiles!F1584,IF($C$10=2014,profiles!H1584,IF($C$10=2015,profiles!J1584,IF($C$10=2016,profiles!L1584)))))","v":7.3646682188591384E-2},14.729336437718278,0,14.729336437718278,55.937663562281728,0,0,0,0,55.937663562281728,55.937663562281728]
["h1581",{"$f":"IF($C$10=2012,profiles!C1585,IF($C$10=2013,profiles!E1585,IF($C$10=2014,profiles!G1585,IF($C$10=2015,profiles!I1585,IF($C$10=2016,profiles!K1585)))))","v":65.798000000000002},{"$f":"IF($C$10=2012,profiles!D1585,IF($C$10=2013,profiles!F1585,IF($C$10=2014,profiles!H1585,IF($C$10=2015,profiles!J1585,IF($C$10=2016,profiles!L1585)))))","v":7.3457508731082657E-2},14.691501746216531,0,14.691501746216531,51.106498253783471,0,0,0,0,51.106498253783471,51.106498253783471]
["h1582",{"$f":"IF($C$10=2012,profiles!C1586,IF($C$10=2013,profiles!E1586,IF($C$10=2014,profiles!G1586,IF($C$10=2015,profiles!I1586,IF($C$10=2016,profiles!K1586)))))","v":61.716999999999999},{"$f":"IF($C$10=2012,profiles!D1586,IF($C$10=2013,profiles!F1586,IF($C$10=2014,profiles!H1586,IF($C$10=2015,profiles!J1586,IF($C$10=2016,profiles!L1586)))))","v":6.80151338766007E-2},13.60302677532014,0,13.60302677532014,48.11397322467986,0,0,0,0,48.11397322467986,48.11397322467986]
["h1583",{"$f":"IF($C$10=2012,profiles!C1587,IF($C$10=2013,profiles!E1587,IF($C$10=2014,profiles!G1587,IF($C$10=2015,profiles!I1587,IF($C$10=2016,profiles!K1587)))))","v":58.777000000000001},{"$f":"IF($C$10=2012,profiles!D1587,IF($C$10=2013,profiles!F1587,IF($C$10=2014,profiles!H1587,IF($C$10=2015,profiles!J1587,IF($C$10=2016,profiles!L1587)))))","v":6.7171129220023287E-2},13.434225844004658,0,13.434225844004658,45.342774155995343,0,0,0,0,45.342774155995343,45.342774155995343]
["h1584",{"$f":"IF($C$10=2012,profiles!C1588,IF($C$10=2013,profiles!E1588,IF($C$10=2014,profiles!G1588,IF($C$10=2015,profiles!I1588,IF($C$10=2016,profiles!K1588)))))","v":54.314999999999998},{"$f":"IF($C$10=2012,profiles!D1588,IF($C$10=2013,profiles!F1588,IF($C$10=2014,profiles!H1588,IF($C$10=2015,profiles!J1588,IF($C$10=2016,profiles!L1588)))))","v":6.404249126891734E-2},12.808498253783467,0,12.808498253783467,41.506501746216529,0,0,0,0,41.506501746216529,41.506501746216529]
["h1585",{"$f":"IF($C$10=2012,profiles!C1589,IF($C$10=2013,profiles!E1589,IF($C$10=2014,profiles!G1589,IF($C$10=2015,profiles!I1589,IF($C$10=2016,profiles!K1589)))))","v":51.137},{"$f":"IF($C$10=2012,profiles!D1589,IF($C$10=2013,profiles!F1589,IF($C$10=2014,profiles!H1589,IF($C$10=2015,profiles!J1589,IF($C$10=2016,profiles!L1589)))))","v":6.0311963449058578E-2},12.062392689811716,0,12.062392689811716,39.074607310188284,0,0,0,0,39.074607310188284,39.074607310188284]
["h1586",{"$f":"IF($C$10=2012,profiles!C1590,IF($C$10=2013,profiles!E1590,IF($C$10=2014,profiles!G1590,IF($C$10=2015,profiles!I1590,IF($C$10=2016,profiles!K1590)))))","v":48.677999999999997},{"$f":"IF($C$10=2012,profiles!D1590,IF($C$10=2013,profiles!F1590,IF($C$10=2014,profiles!H1590,IF($C$10=2015,profiles!J1590,IF($C$10=2016,profiles!L1590)))))","v":5.8551348834502227E-2},11.710269766900446,0,11.710269766900446,36.967730233099552,0,0,0,0,36.967730233099552,36.967730233099552]
["h1587",{"$f":"IF($C$10=2012,profiles!C1591,IF($C$10=2013,profiles!E1591,IF($C$10=2014,profiles!G1591,IF($C$10=2015,profiles!I1591,IF($C$10=2016,profiles!K1591)))))","v":47.386000000000003},{"$f":"IF($C$10=2012,profiles!D1591,IF($C$10=2013,profiles!F1591,IF($C$10=2014,profiles!H1591,IF($C$10=2015,profiles!J1591,IF($C$10=2016,profiles!L1591)))))","v":5.3604167272938916E-2},10.720833454587783,0,10.720833454587783,36.66516654541222,0,0,0,0,36.66516654541222,36.66516654541222]
["h1588",{"$f":"IF($C$10=2012,profiles!C1592,IF($C$10=2013,profiles!E1592,IF($C$10=2014,profiles!G1592,IF($C$10=2015,profiles!I1592,IF($C$10=2016,profiles!K1592)))))","v":47.253},{"$f":"IF($C$10=2012,profiles!D1592,IF($C$10=2013,profiles!F1592,IF($C$10=2014,profiles!H1592,IF($C$10=2015,profiles!J1592,IF($C$10=2016,profiles!L1592)))))","v":4.970462415970666E-2},9.9409248319413326,0,9.9409248319413326,37.312075168058669,0,0,0,0,37.312075168058669,37.312075168058669]
["h1589",{"$f":"IF($C$10=2012,profiles!C1593,IF($C$10=2013,profiles!E1593,IF($C$10=2014,profiles!G1593,IF($C$10=2015,profiles!I1593,IF($C$10=2016,profiles!K1593)))))","v":47.753999999999998},{"$f":"IF($C$10=2012,profiles!D1593,IF($C$10=2013,profiles!F1593,IF($C$10=2014,profiles!H1593,IF($C$10=2015,profiles!J1593,IF($C$10=2016,profiles!L1593)))))","v":4.9035299595495158E-2},9.8070599190990322,0,9.8070599190990322,37.946940080900966,0,0,0,0,37.946940080900966,37.946940080900966]
["h1590",{"$f":"IF($C$10=2012,profiles!C1594,IF($C$10=2013,profiles!E1594,IF($C$10=2014,profiles!G1594,IF($C$10=2015,profiles!I1594,IF($C$10=2016,profiles!K1594)))))","v":48.207999999999998},{"$f":"IF($C$10=2012,profiles!D1594,IF($C$10=2013,profiles!F1594,IF($C$10=2014,profiles!H1594,IF($C$10=2015,profiles!J1594,IF($C$10=2016,profiles!L1594)))))","v":4.5193958618281294E-2},9.0387917236562583,0,9.0387917236562583,39.169208276343738,0,0,0,0,39.169208276343738,39.169208276343738]
["h1591",{"$f":"IF($C$10=2012,profiles!C1595,IF($C$10=2013,profiles!E1595,IF($C$10=2014,profiles!G1595,IF($C$10=2015,profiles!I1595,IF($C$10=2016,profiles!K1595)))))","v":49.061999999999998},{"$f":"IF($C$10=2012,profiles!D1595,IF($C$10=2013,profiles!F1595,IF($C$10=2014,profiles!H1595,IF($C$10=2015,profiles!J1595,IF($C$10=2016,profiles!L1595)))))","v":4.0144923318685799E-2},8.0289846637371589,0,8.0289846637371589,41.033015336262835,0,0,0,0,41.033015336262835,41.033015336262835]
["h1592",{"$f":"IF($C$10=2012,profiles!C1596,IF($C$10=2013,profiles!E1596,IF($C$10=2014,profiles!G1596,IF($C$10=2015,profiles!I1596,IF($C$10=2016,profiles!K1596)))))","v":52.22},{"$f":"IF($C$10=2012,profiles!D1596,IF($C$10=2013,profiles!F1596,IF($C$10=2014,profiles!H1596,IF($C$10=2015,profiles!J1596,IF($C$10=2016,profiles!L1596)))))","v":5.8522247766493028E-2},11.704449553298605,0,11.704449553298605,40.515550446701397,0,0,0,0,40.515550446701397,40.515550446701397]
["h1593",{"$f":"IF($C$10=2012,profiles!C1597,IF($C$10=2013,profiles!E1597,IF($C$10=2014,profiles!G1597,IF($C$10=2015,profiles!I1597,IF($C$10=2016,profiles!K1597)))))","v":56.161000000000001},{"$f":"IF($C$10=2012,profiles!D1597,IF($C$10=2013,profiles!F1597,IF($C$10=2014,profiles!H1597,IF($C$10=2015,profiles!J1597,IF($C$10=2016,profiles!L1597)))))","v":0.11735005674708261},23.470011349416524,0,23.470011349416524,32.690988650583478,0,0,0,0,32.690988650583478,32.690988650583478]
["h1594",{"$f":"IF($C$10=2012,profiles!C1598,IF($C$10=2013,profiles!E1598,IF($C$10=2014,profiles!G1598,IF($C$10=2015,profiles!I1598,IF($C$10=2016,profiles!K1598)))))","v":58.625999999999998},{"$f":"IF($C$10=2012,profiles!D1598,IF($C$10=2013,profiles!F1598,IF($C$10=2014,profiles!H1598,IF($C$10=2015,profiles!J1598,IF($C$10=2016,profiles!L1598)))))","v":0.18883683031167245},37.767366062334489,0,37.767366062334489,20.858633937665509,0,0,0,0,20.858633937665509,20.858633937665509]
["h1595",{"$f":"IF($C$10=2012,profiles!C1599,IF($C$10=2013,profiles!E1599,IF($C$10=2014,profiles!G1599,IF($C$10=2015,profiles!I1599,IF($C$10=2016,profiles!K1599)))))","v":59.718000000000004},{"$f":"IF($C$10=2012,profiles!D1599,IF($C$10=2013,profiles!F1599,IF($C$10=2014,profiles!H1599,IF($C$10=2015,profiles!J1599,IF($C$10=2016,profiles!L1599)))))","v":0.25328114541803687},50.656229083607371,0,50.656229083607371,9.0617709163926321,0,0,0,0,9.0617709163926321,9.0617709163926321]
["h1596",{"$f":"IF($C$10=2012,profiles!C1600,IF($C$10=2013,profiles!E1600,IF($C$10=2014,profiles!G1600,IF($C$10=2015,profiles!I1600,IF($C$10=2016,profiles!K1600)))))","v":59.908999999999999},{"$f":"IF($C$10=2012,profiles!D1600,IF($C$10=2013,profiles!F1600,IF($C$10=2014,profiles!H1600,IF($C$10=2015,profiles!J1600,IF($C$10=2016,profiles!L1600)))))","v":0.29482292000116406},58.964584000232811,0,58.964584000232811,0.94441599976718749,0,0,0,0,0.94441599976718749,0.94441599976718749]
["h1597",{"$f":"IF($C$10=2012,profiles!C1601,IF($C$10=2013,profiles!E1601,IF($C$10=2014,profiles!G1601,IF($C$10=2015,profiles!I1601,IF($C$10=2016,profiles!K1601)))))","v":58.34},{"$f":"IF($C$10=2012,profiles!D1601,IF($C$10=2013,profiles!F1601,IF($C$10=2014,profiles!H1601,IF($C$10=2015,profiles!J1601,IF($C$10=2016,profiles!L1601)))))","v":0.30636149346681024},61.272298693362046,2.9322986933620427,58.34,0,0,2.9322986933620427,0,2.3751619416232548,0,-2.9322986933620427]
["h1598",{"$f":"IF($C$10=2012,profiles!C1602,IF($C$10=2013,profiles!E1602,IF($C$10=2014,profiles!G1602,IF($C$10=2015,profiles!I1602,IF($C$10=2016,profiles!K1602)))))","v":56.101999999999997},{"$f":"IF($C$10=2012,profiles!D1602,IF($C$10=2013,profiles!F1602,IF($C$10=2014,profiles!H1602,IF($C$10=2015,profiles!J1602,IF($C$10=2016,profiles!L1602)))))","v":0.29566685097343071},59.133370194686144,3.0313701946861471,56.101999999999997,0,0,3.0313701946861471,0,4.830571799319034,0,-3.0313701946861471]
["h1599",{"$f":"IF($C$10=2012,profiles!C1603,IF($C$10=2013,profiles!E1603,IF($C$10=2014,profiles!G1603,IF($C$10=2015,profiles!I1603,IF($C$10=2016,profiles!K1603)))))","v":54.119},{"$f":"IF($C$10=2012,profiles!D1603,IF($C$10=2013,profiles!F1603,IF($C$10=2014,profiles!H1603,IF($C$10=2015,profiles!J1603,IF($C$10=2016,profiles!L1603)))))","v":0.26198236475278641},52.396472950557282,0,52.396472950557282,1.7225270494427178,0,0,1.7225270494427178,2.970391400352816,0,1.7225270494427178]
["h1600",{"$f":"IF($C$10=2012,profiles!C1604,IF($C$10=2013,profiles!E1604,IF($C$10=2014,profiles!G1604,IF($C$10=2015,profiles!I1604,IF($C$10=2016,profiles!K1604)))))","v":52.960999999999999},{"$f":"IF($C$10=2012,profiles!D1604,IF($C$10=2013,profiles!F1604,IF($C$10=2014,profiles!H1604,IF($C$10=2015,profiles!J1604,IF($C$10=2016,profiles!L1604)))))","v":0.20546809067892791},41.093618135785583,0,41.093618135785583,11.867381864214416,0,0,2.7505824367267078,0,9.1167994274877078,11.867381864214416]
["h1601",{"$f":"IF($C$10=2012,profiles!C1605,IF($C$10=2013,profiles!E1605,IF($C$10=2014,profiles!G1605,IF($C$10=2015,profiles!I1605,IF($C$10=2016,profiles!K1605)))))","v":52.594999999999999},{"$f":"IF($C$10=2012,profiles!D1605,IF($C$10=2013,profiles!F1605,IF($C$10=2014,profiles!H1605,IF($C$10=2015,profiles!J1605,IF($C$10=2016,profiles!L1605)))))","v":0.13236620783982772},26.473241567965545,{"$f":"D1618-F1618","v":0},{"$f":"MIN(D1618,B1618)","v":26.473241567965545},{"$f":"B1618-F1618","v":26.121758432034454},{"$f":"-MIN(-E1618+$C$3,0)","v":0},{"$f":"E1618-H1618","v":0},0,0,26.121758432034454,26.121758432034454]
["h1602",{"$f":"IF($C$10=2012,profiles!C1606,IF($C$10=2013,profiles!E1606,IF($C$10=2014,profiles!G1606,IF($C$10=2015,profiles!I1606,IF($C$10=2016,profiles!K1606)))))","v":54.216000000000001},{"$f":"IF($C$10=2012,profiles!D1606,IF($C$10=2013,profiles!F1606,IF($C$10=2014,profiles!H1606,IF($C$10=2015,profiles!J1606,IF($C$10=2016,profiles!L1606)))))","v":7.0410034048249567E-2},{"$f":"C1619*$C$2","v":14.082006809649913},0,14.082006809649913,40.13399319035009,0,0,0,0,{"$f":"MAX(G1619-J1619,0)","v":40.13399319035009},{"$f":"B1619-D1619","v":40.13399319035009}]
["h1603",{"$f":"IF($C$10=2012,profiles!C1607,IF($C$10=2013,profiles!E1607,IF($C$10=2014,profiles!G1607,IF($C$10=2015,profiles!I1607,IF($C$10=2016,profiles!K1607)))))","v":58.872},{"$f":"IF($C$10=2012,profiles!D1607,IF($C$10=2013,profiles!F1607,IF($C$10=2014,profiles!H1607,IF($C$10=2015,profiles!J1607,IF($C$10=2016,profiles!L1607)))))","v":7.1181212350493267E-2},14.236242470098654,0,14.236242470098654,44.635757529901348,0,0,0,{"$f":"K1619+I1620*$F$2-J1620/$F$3","v":0},44.635757529901348,44.635757529901348]
["h1604",{"$f":"IF($C$10=2012,profiles!C1608,IF($C$10=2013,profiles!E1608,IF($C$10=2014,profiles!G1608,IF($C$10=2015,profiles!I1608,IF($C$10=2016,profiles!K1608)))))","v":60.125},{"$f":"IF($C$10=2012,profiles!D1608,IF($C$10=2013,profiles!F1608,IF($C$10=2014,profiles!H1608,IF($C$10=2015,profiles!J1608,IF($C$10=2016,profiles!L1608)))))","v":0.11887786281756541},23.77557256351308,0,23.77557256351308,36.34942743648692,0,0,0,0,36.34942743648692,36.34942743648692]
["h1605",{"$f":"IF($C$10=2012,profiles!C1609,IF($C$10=2013,profiles!E1609,IF($C$10=2014,profiles!G1609,IF($C$10=2015,profiles!I1609,IF($C$10=2016,profiles!K1609)))))","v":56.386000000000003},{"$f":"IF($C$10=2012,profiles!D1609,IF($C$10=2013,profiles!F1609,IF($C$10=2014,profiles!H1609,IF($C$10=2015,profiles!J1609,IF($C$10=2016,profiles!L1609)))))","v":0.14745511160259581},29.491022320519161,0,29.491022320519161,26.894977679480842,0,0,0,0,26.894977679480842,26.894977679480842]
["h1606",{"$f":"IF($C$10=2012,profiles!C1610,IF($C$10=2013,profiles!E1610,IF($C$10=2014,profiles!G1610,IF($C$10=2015,profiles!I1610,IF($C$10=2016,profiles!K1610)))))","v":53.656999999999996},{"$f":"IF($C$10=2012,profiles!D1610,IF($C$10=2013,profiles!F1610,IF($C$10=2014,profiles!H1610,IF($C$10=2015,profiles!J1610,IF($C$10=2016,profiles!L1610)))))","v":0.1640718214358467},32.81436428716934,0,32.81436428716934,20.842635712830656,0,0,0,0,20.842635712830656,20.842635712830656]
["h1607",{"$f":"IF($C$10=2012,profiles!C1611,IF($C$10=2013,profiles!E1611,IF($C$10=2014,profiles!G1611,IF($C$10=2015,profiles!I1611,IF($C$10=2016,profiles!K1611)))))","v":52.588999999999999},{"$f":"IF($C$10=2012,profiles!D1611,IF($C$10=2013,profiles!F1611,IF($C$10=2014,profiles!H1611,IF($C$10=2015,profiles!J1611,IF($C$10=2016,profiles!L1611)))))","v":0.16405727090184211},32.811454180368422,0,32.811454180368422,19.777545819631577,0,0,0,0,19.777545819631577,19.777545819631577]
["h1608",{"$f":"IF($C$10=2012,profiles!C1612,IF($C$10=2013,profiles!E1612,IF($C$10=2014,profiles!G1612,IF($C$10=2015,profiles!I1612,IF($C$10=2016,profiles!K1612)))))","v":48.886000000000003},{"$f":"IF($C$10=2012,profiles!D1612,IF($C$10=2013,profiles!F1612,IF($C$10=2014,profiles!H1612,IF($C$10=2015,profiles!J1612,IF($C$10=2016,profiles!L1612)))))","v":0.16625440153653639},33.250880307307277,0,33.250880307307277,15.635119692692726,0,0,{"$f":"MIN(MAX(0,G1625),K1624*$F$3)","v":0},0,15.635119692692726,15.635119692692726]
["h1609",{"$f":"IF($C$10=2012,profiles!C1613,IF($C$10=2013,profiles!E1613,IF($C$10=2014,profiles!G1613,IF($C$10=2015,profiles!I1613,IF($C$10=2016,profiles!K1613)))))","v":45.338999999999999},{"$f":"IF($C$10=2012,profiles!D1613,IF($C$10=2013,profiles!F1613,IF($C$10=2014,profiles!H1613,IF($C$10=2015,profiles!J1613,IF($C$10=2016,profiles!L1613)))))","v":0.15914910953323244},31.829821906646487,0,31.829821906646487,13.509178093353512,0,0,0,0,13.509178093353512,13.509178093353512]
["h1610",{"$f":"IF($C$10=2012,profiles!C1614,IF($C$10=2013,profiles!E1614,IF($C$10=2014,profiles!G1614,IF($C$10=2015,profiles!I1614,IF($C$10=2016,profiles!K1614)))))","v":43.131},{"$f":"IF($C$10=2012,profiles!D1614,IF($C$10=2013,profiles!F1614,IF($C$10=2014,profiles!H1614,IF($C$10=2015,profiles!J1614,IF($C$10=2016,profiles!L1614)))))","v":0.15868350599464556},31.736701198929111,0,31.736701198929111,11.394298801070889,0,0,0,0,11.394298801070889,11.394298801070889]
["h1611",{"$f":"IF($C$10=2012,profiles!C1615,IF($C$10=2013,profiles!E1615,IF($C$10=2014,profiles!G1615,IF($C$10=2015,profiles!I1615,IF($C$10=2016,profiles!K1615)))))","v":42.225999999999999},{"$f":"IF($C$10=2012,profiles!D1615,IF($C$10=2013,profiles!F1615,IF($C$10=2014,profiles!H1615,IF($C$10=2015,profiles!J1615,IF($C$10=2016,profiles!L1615)))))","v":0.15364916773367476},30.729833546734952,0,30.729833546734952,11.496166453265047,0,0,0,0,11.496166453265047,11.496166453265047]
["h1612",{"$f":"IF($C$10=2012,profiles!C1616,IF($C$10=2013,profiles!E1616,IF($C$10=2014,profiles!G1616,IF($C$10=2015,profiles!I1616,IF($C$10=2016,profiles!K1616)))))","v":42.075000000000003},{"$f":"IF($C$10=2012,profiles!D1616,IF($C$10=2013,profiles!F1616,IF($C$10=2014,profiles!H1616,IF($C$10=2015,profiles!J1616,IF($C$10=2016,profiles!L1616)))))","v":0.14861482947270399},29.722965894540799,0,29.722965894540799,12.352034105459204,0,0,0,0,12.352034105459204,12.352034105459204]
["h1613",{"$f":"IF($C$10=2012,profiles!C1617,IF($C$10=2013,profiles!E1617,IF($C$10=2014,profiles!G1617,IF($C$10=2015,profiles!I1617,IF($C$10=2016,profiles!K1617)))))","v":42.634999999999998},{"$f":"IF($C$10=2012,profiles!D1617,IF($C$10=2013,profiles!F1617,IF($C$10=2014,profiles!H1617,IF($C$10=2015,profiles!J1617,IF($C$10=2016,profiles!L1617)))))","v":0.14186357816319403},28.372715632638805,0,28.372715632638805,14.262284367361193,0,0,0,0,14.262284367361193,14.262284367361193]
["h1614",{"$f":"IF($C$10=2012,profiles!C1618,IF($C$10=2013,profiles!E1618,IF($C$10=2014,profiles!G1618,IF($C$10=2015,profiles!I1618,IF($C$10=2016,profiles!K1618)))))","v":42.661999999999999},{"$f":"IF($C$10=2012,profiles!D1618,IF($C$10=2013,profiles!F1618,IF($C$10=2014,profiles!H1618,IF($C$10=2015,profiles!J1618,IF($C$10=2016,profiles!L1618)))))","v":0.13285705971365383},26.571411942730766,0,26.571411942730766,16.090588057269233,0,0,0,0,16.090588057269233,16.090588057269233]
["h1615",{"$f":"IF($C$10=2012,profiles!C1619,IF($C$10=2013,profiles!E1619,IF($C$10=2014,profiles!G1619,IF($C$10=2015,profiles!I1619,IF($C$10=2016,profiles!K1619)))))","v":41.863},{"$f":"IF($C$10=2012,profiles!D1619,IF($C$10=2013,profiles!F1619,IF($C$10=2014,profiles!H1619,IF($C$10=2015,profiles!J1619,IF($C$10=2016,profiles!L1619)))))","v":0.12942323361657548},25.884646723315097,0,25.884646723315097,15.978353276684903,0,0,0,0,15.978353276684903,15.978353276684903]
["h1616",{"$f":"IF($C$10=2012,profiles!C1620,IF($C$10=2013,profiles!E1620,IF($C$10=2014,profiles!G1620,IF($C$10=2015,profiles!I1620,IF($C$10=2016,profiles!K1620)))))","v":43.570999999999998},{"$f":"IF($C$10=2012,profiles!D1620,IF($C$10=2013,profiles!F1620,IF($C$10=2014,profiles!H1620,IF($C$10=2015,profiles!J1620,IF($C$10=2016,profiles!L1620)))))","v":0.15260155977185427},30.520311954370854,0,30.520311954370854,13.050688045629144,0,0,0,0,13.050688045629144,13.050688045629144]
["h1617",{"$f":"IF($C$10=2012,profiles!C1621,IF($C$10=2013,profiles!E1621,IF($C$10=2014,profiles!G1621,IF($C$10=2015,profiles!I1621,IF($C$10=2016,profiles!K1621)))))","v":47.311999999999998},{"$f":"IF($C$10=2012,profiles!D1621,IF($C$10=2013,profiles!F1621,IF($C$10=2014,profiles!H1621,IF($C$10=2015,profiles!J1621,IF($C$10=2016,profiles!L1621)))))","v":0.20291584216040043},40.583168432080086,0,40.583168432080086,6.7288315679199115,0,0,0,0,6.7288315679199115,6.7288315679199115]
["h1618",{"$f":"IF($C$10=2012,profiles!C1622,IF($C$10=2013,profiles!E1622,IF($C$10=2014,profiles!G1622,IF($C$10=2015,profiles!I1622,IF($C$10=2016,profiles!K1622)))))","v":50.264000000000003},{"$f":"IF($C$10=2012,profiles!D1622,IF($C$10=2013,profiles!F1622,IF($C$10=2014,profiles!H1622,IF($C$10=2015,profiles!J1622,IF($C$10=2016,profiles!L1622)))))","v":0.25724595506925851},51.449191013851703,1.1851910138516999,50.264000000000003,0,0,1.1851910138516999,0,0.96000472121987701,0,-1.1851910138516999]
["h1619",{"$f":"IF($C$10=2012,profiles!C1623,IF($C$10=2013,profiles!E1623,IF($C$10=2014,profiles!G1623,IF($C$10=2015,profiles!I1623,IF($C$10=2016,profiles!K1623)))))","v":52.136000000000003},{"$f":"IF($C$10=2012,profiles!D1623,IF($C$10=2013,profiles!F1623,IF($C$10=2014,profiles!H1623,IF($C$10=2015,profiles!J1623,IF($C$10=2016,profiles!L1623)))))","v":0.31380223489698522},62.760446979397045,10.624446979397042,52.136000000000003,0,0.62444697939704241,10,0,9.0600047212198778,0,-10.624446979397042]
["h1620",{"$f":"IF($C$10=2012,profiles!C1624,IF($C$10=2013,profiles!E1624,IF($C$10=2014,profiles!G1624,IF($C$10=2015,profiles!I1624,IF($C$10=2016,profiles!K1624)))))","v":53.69},{"$f":"IF($C$10=2012,profiles!D1624,IF($C$10=2013,profiles!F1624,IF($C$10=2014,profiles!H1624,IF($C$10=2015,profiles!J1624,IF($C$10=2016,profiles!L1624)))))","v":0.35717611453847048},71.435222907694097,17.745222907694099,53.69,0,7.7452229076940995,10,0,17.160004721219877,0,-17.745222907694099]
["h1621",{"$f":"IF($C$10=2012,profiles!C1625,IF($C$10=2013,profiles!E1625,IF($C$10=2014,profiles!G1625,IF($C$10=2015,profiles!I1625,IF($C$10=2016,profiles!K1625)))))","v":52.454999999999998},{"$f":"IF($C$10=2012,profiles!D1625,IF($C$10=2013,profiles!F1625,IF($C$10=2014,profiles!H1625,IF($C$10=2015,profiles!J1625,IF($C$10=2016,profiles!L1625)))))","v":0.37508730066348506},75.017460132697011,22.562460132697012,52.454999999999998,0,12.562460132697012,10,0,25.260004721219879,0,-22.562460132697012]
["h1622",{"$f":"IF($C$10=2012,profiles!C1626,IF($C$10=2013,profiles!E1626,IF($C$10=2014,profiles!G1626,IF($C$10=2015,profiles!I1626,IF($C$10=2016,profiles!K1626)))))","v":50.055999999999997},{"$f":"IF($C$10=2012,profiles!D1626,IF($C$10=2013,profiles!F1626,IF($C$10=2014,profiles!H1626,IF($C$10=2015,profiles!J1626,IF($C$10=2016,profiles!L1626)))))","v":0.37108602025375392},74.21720405075078,24.161204050750783,50.055999999999997,0,14.161204050750783,10,0,33.36000472121988,0,-24.161204050750783]
["h1623",{"$f":"IF($C$10=2012,profiles!C1627,IF($C$10=2013,profiles!E1627,IF($C$10=2014,profiles!G1627,IF($C$10=2015,profiles!I1627,IF($C$10=2016,profiles!K1627)))))","v":47.973999999999997},{"$f":"IF($C$10=2012,profiles!D1627,IF($C$10=2013,profiles!F1627,IF($C$10=2014,profiles!H1627,IF($C$10=2015,profiles!J1627,IF($C$10=2016,profiles!L1627)))))","v":0.33366313583983237},66.73262716796647,18.758627167966473,47.973999999999997,0,8.7586271679664733,10,0,41.460004721219882,0,-18.758627167966473]
["h1624",{"$f":"IF($C$10=2012,profiles!C1628,IF($C$10=2013,profiles!E1628,IF($C$10=2014,profiles!G1628,IF($C$10=2015,profiles!I1628,IF($C$10=2016,profiles!K1628)))))","v":46.558},{"$f":"IF($C$10=2012,profiles!D1628,IF($C$10=2013,profiles!F1628,IF($C$10=2014,profiles!H1628,IF($C$10=2015,profiles!J1628,IF($C$10=2016,profiles!L1628)))))","v":0.26632522407170295},53.265044814340591,6.7070448143405912,46.558,0,0,6.7070448143405912,0,46.892711020835762,0,-6.7070448143405912]
["h1625",{"$f":"IF($C$10=2012,profiles!C1629,IF($C$10=2013,profiles!E1629,IF($C$10=2014,profiles!G1629,IF($C$10=2015,profiles!I1629,IF($C$10=2016,profiles!K1629)))))","v":46.572000000000003},{"$f":"IF($C$10=2012,profiles!D1629,IF($C$10=2013,profiles!F1629,IF($C$10=2014,profiles!H1629,IF($C$10=2015,profiles!J1629,IF($C$10=2016,profiles!L1629)))))","v":0.17740949831218716},35.481899662437435,0,35.481899662437435,11.090100337562568,0,0,11.090100337562568,34.916360764288711,0,11.090100337562568]
["h1626",{"$f":"IF($C$10=2012,profiles!C1630,IF($C$10=2013,profiles!E1630,IF($C$10=2014,profiles!G1630,IF($C$10=2015,profiles!I1630,IF($C$10=2016,profiles!K1630)))))","v":49.128999999999998},{"$f":"IF($C$10=2012,profiles!D1630,IF($C$10=2013,profiles!F1630,IF($C$10=2014,profiles!H1630,IF($C$10=2015,profiles!J1630,IF($C$10=2016,profiles!L1630)))))","v":0.10682691188453032},21.365382376906066,0,21.365382376906066,27.763617623093932,0,0,27.763617623093932,4.9340523160231271,0,27.763617623093932]
["h1627",{"$f":"IF($C$10=2012,profiles!C1631,IF($C$10=2013,profiles!E1631,IF($C$10=2014,profiles!G1631,IF($C$10=2015,profiles!I1631,IF($C$10=2016,profiles!K1631)))))","v":54.96},{"$f":"IF($C$10=2012,profiles!D1631,IF($C$10=2013,profiles!F1631,IF($C$10=2014,profiles!H1631,IF($C$10=2015,profiles!J1631,IF($C$10=2016,profiles!L1631)))))","v":9.7907694098475148E-2},19.58153881969503,0,19.58153881969503,35.378461180304967,0,0,4.568932444637416,0,30.809528735667552,35.378461180304967]
["h1628",{"$f":"IF($C$10=2012,profiles!C1632,IF($C$10=2013,profiles!E1632,IF($C$10=2014,profiles!G1632,IF($C$10=2015,profiles!I1632,IF($C$10=2016,profiles!K1632)))))","v":57.795999999999999},{"$f":"IF($C$10=2012,profiles!D1632,IF($C$10=2013,profiles!F1632,IF($C$10=2014,profiles!H1632,IF($C$10=2015,profiles!J1632,IF($C$10=2016,profiles!L1632)))))","v":0.12338493772552671},24.676987545105341,0,24.676987545105341,33.119012454894659,0,0,0,0,33.119012454894659,33.119012454894659]
["h1629",{"$f":"IF($C$10=2012,profiles!C1633,IF($C$10=2013,profiles!E1633,IF($C$10=2014,profiles!G1633,IF($C$10=2015,profiles!I1633,IF($C$10=2016,profiles!K1633)))))","v":54.994999999999997},{"$f":"IF($C$10=2012,profiles!D1633,IF($C$10=2013,profiles!F1633,IF($C$10=2014,profiles!H1633,IF($C$10=2015,profiles!J1633,IF($C$10=2016,profiles!L1633)))))","v":0.13425387032941449},26.850774065882899,0,26.850774065882899,28.144225934117099,0,0,0,0,28.144225934117099,28.144225934117099]
["h1630",{"$f":"IF($C$10=2012,profiles!C1634,IF($C$10=2013,profiles!E1634,IF($C$10=2014,profiles!G1634,IF($C$10=2015,profiles!I1634,IF($C$10=2016,profiles!K1634)))))","v":52.847000000000001},{"$f":"IF($C$10=2012,profiles!D1634,IF($C$10=2013,profiles!F1634,IF($C$10=2014,profiles!H1634,IF($C$10=2015,profiles!J1634,IF($C$10=2016,profiles!L1634)))))","v":0.14199452915842162},28.398905831684324,0,28.398905831684324,24.448094168315677,0,0,0,0,24.448094168315677,24.448094168315677]
["h1631",{"$f":"IF($C$10=2012,profiles!C1635,IF($C$10=2013,profiles!E1635,IF($C$10=2014,profiles!G1635,IF($C$10=2015,profiles!I1635,IF($C$10=2016,profiles!K1635)))))","v":52.115000000000002},{"$f":"IF($C$10=2012,profiles!D1635,IF($C$10=2013,profiles!F1635,IF($C$10=2014,profiles!H1635,IF($C$10=2015,profiles!J1635,IF($C$10=2016,profiles!L1635)))))","v":0.14154347573041556},28.308695146083114,0,28.308695146083114,23.806304853916888,0,0,0,0,23.806304853916888,23.806304853916888]
["h1632",{"$f":"IF($C$10=2012,profiles!C1636,IF($C$10=2013,profiles!E1636,IF($C$10=2014,profiles!G1636,IF($C$10=2015,profiles!I1636,IF($C$10=2016,profiles!K1636)))))","v":48.616},{"$f":"IF($C$10=2012,profiles!D1636,IF($C$10=2013,profiles!F1636,IF($C$10=2014,profiles!H1636,IF($C$10=2015,profiles!J1636,IF($C$10=2016,profiles!L1636)))))","v":0.13282795949249215},26.565591898498432,0,26.565591898498432,22.050408101501567,0,0,0,0,22.050408101501567,22.050408101501567]
["h1633",{"$f":"IF($C$10=2012,profiles!C1637,IF($C$10=2013,profiles!E1637,IF($C$10=2014,profiles!G1637,IF($C$10=2015,profiles!I1637,IF($C$10=2016,profiles!K1637)))))","v":45.857999999999997},{"$f":"IF($C$10=2012,profiles!D1637,IF($C$10=2013,profiles!F1637,IF($C$10=2014,profiles!H1637,IF($C$10=2015,profiles!J1637,IF($C$10=2016,profiles!L1637)))))","v":0.12630568244639065},25.26113648927813,0,25.26113648927813,20.596863510721867,0,0,0,0,20.596863510721867,20.596863510721867]
["h1634",{"$f":"IF($C$10=2012,profiles!C1638,IF($C$10=2013,profiles!E1638,IF($C$10=2014,profiles!G1638,IF($C$10=2015,profiles!I1638,IF($C$10=2016,profiles!K1638)))))","v":44.381},{"$f":"IF($C$10=2012,profiles!D1638,IF($C$10=2013,profiles!F1638,IF($C$10=2014,profiles!H1638,IF($C$10=2015,profiles!J1638,IF($C$10=2016,profiles!L1638)))))","v":0.11530739910966278},23.061479821932558,0,23.061479821932558,21.319520178067442,0,0,0,0,21.319520178067442,21.319520178067442]
["h1635",{"$f":"IF($C$10=2012,profiles!C1639,IF($C$10=2013,profiles!E1639,IF($C$10=2014,profiles!G1639,IF($C$10=2015,profiles!I1639,IF($C$10=2016,profiles!K1639)))))","v":43.854999999999997},{"$f":"IF($C$10=2012,profiles!D1639,IF($C$10=2013,profiles!F1639,IF($C$10=2014,profiles!H1639,IF($C$10=2015,profiles!J1639,IF($C$10=2016,profiles!L1639)))))","v":0.10119584509296169},20.239169018592339,0,20.239169018592339,23.615830981407658,0,0,0,0,23.615830981407658,23.615830981407658]
["h1636",{"$f":"IF($C$10=2012,profiles!C1640,IF($C$10=2013,profiles!E1640,IF($C$10=2014,profiles!G1640,IF($C$10=2015,profiles!I1640,IF($C$10=2016,profiles!K1640)))))","v":44.668999999999997},{"$f":"IF($C$10=2012,profiles!D1640,IF($C$10=2013,profiles!F1640,IF($C$10=2014,profiles!H1640,IF($C$10=2015,profiles!J1640,IF($C$10=2016,profiles!L1640)))))","v":9.844627425877972E-2},19.689254851755944,0,19.689254851755944,24.979745148244053,0,0,0,0,24.979745148244053,24.979745148244053]
["h1637",{"$f":"IF($C$10=2012,profiles!C1641,IF($C$10=2013,profiles!E1641,IF($C$10=2014,profiles!G1641,IF($C$10=2015,profiles!I1641,IF($C$10=2016,profiles!K1641)))))","v":47.082999999999998},{"$f":"IF($C$10=2012,profiles!D1641,IF($C$10=2013,profiles!F1641,IF($C$10=2014,profiles!H1641,IF($C$10=2015,profiles!J1641,IF($C$10=2016,profiles!L1641)))))","v":9.3252640460880443E-2},18.650528092176089,0,18.650528092176089,28.43247190782391,0,0,0,0,28.43247190782391,28.43247190782391]
["h1638",{"$f":"IF($C$10=2012,profiles!C1642,IF($C$10=2013,profiles!E1642,IF($C$10=2014,profiles!G1642,IF($C$10=2015,profiles!I1642,IF($C$10=2016,profiles!K1642)))))","v":52.12},{"$f":"IF($C$10=2012,profiles!D1642,IF($C$10=2013,profiles!F1642,IF($C$10=2014,profiles!H1642,IF($C$10=2015,profiles!J1642,IF($C$10=2016,profiles!L1642)))))","v":8.8611830428583893E-2},17.722366085716779,0,17.722366085716779,34.397633914283219,0,0,0,0,34.397633914283219,34.397633914283219]
["h1639",{"$f":"IF($C$10=2012,profiles!C1643,IF($C$10=2013,profiles!E1643,IF($C$10=2014,profiles!G1643,IF($C$10=2015,profiles!I1643,IF($C$10=2016,profiles!K1643)))))","v":61.25},{"$f":"IF($C$10=2012,profiles!D1643,IF($C$10=2013,profiles!F1643,IF($C$10=2014,profiles!H1643,IF($C$10=2015,profiles!J1643,IF($C$10=2016,profiles!L1643)))))","v":8.3709156507317639E-2},16.741831301463527,0,16.741831301463527,44.508168698536473,0,0,0,0,44.508168698536473,44.508168698536473]
["h1640",{"$f":"IF($C$10=2012,profiles!C1644,IF($C$10=2013,profiles!E1644,IF($C$10=2014,profiles!G1644,IF($C$10=2015,profiles!I1644,IF($C$10=2016,profiles!K1644)))))","v":66.373000000000005},{"$f":"IF($C$10=2012,profiles!D1644,IF($C$10=2013,profiles!F1644,IF($C$10=2014,profiles!H1644,IF($C$10=2015,profiles!J1644,IF($C$10=2016,profiles!L1644)))))","v":0.10161773691407955},20.32354738281591,0,20.32354738281591,46.049452617184095,0,0,0,0,46.049452617184095,46.049452617184095]
["h1641",{"$f":"IF($C$10=2012,profiles!C1645,IF($C$10=2013,profiles!E1645,IF($C$10=2014,profiles!G1645,IF($C$10=2015,profiles!I1645,IF($C$10=2016,profiles!K1645)))))","v":68.671000000000006},{"$f":"IF($C$10=2012,profiles!D1645,IF($C$10=2013,profiles!F1645,IF($C$10=2014,profiles!H1645,IF($C$10=2015,profiles!J1645,IF($C$10=2016,profiles!L1645)))))","v":0.16119177165468881},32.23835433093776,0,32.23835433093776,36.432645669062246,0,0,0,0,36.432645669062246,36.432645669062246]
["h1642",{"$f":"IF($C$10=2012,profiles!C1646,IF($C$10=2013,profiles!E1646,IF($C$10=2014,profiles!G1646,IF($C$10=2015,profiles!I1646,IF($C$10=2016,profiles!K1646)))))","v":68.814999999999998},{"$f":"IF($C$10=2012,profiles!D1646,IF($C$10=2013,profiles!F1646,IF($C$10=2014,profiles!H1646,IF($C$10=2015,profiles!J1646,IF($C$10=2016,profiles!L1646)))))","v":0.22115860222875267},44.231720445750533,0,44.231720445750533,24.583279554249465,0,0,0,0,24.583279554249465,24.583279554249465]
["h1643",{"$f":"IF($C$10=2012,profiles!C1647,IF($C$10=2013,profiles!E1647,IF($C$10=2014,profiles!G1647,IF($C$10=2015,profiles!I1647,IF($C$10=2016,profiles!K1647)))))","v":69.540000000000006},{"$f":"IF($C$10=2012,profiles!D1647,IF($C$10=2013,profiles!F1647,IF($C$10=2014,profiles!H1647,IF($C$10=2015,profiles!J1647,IF($C$10=2016,profiles!L1647)))))","v":0.27645552678285662},55.291105356571322,0,55.291105356571322,14.248894643428685,0,0,0,0,14.248894643428685,14.248894643428685]
["h1644",{"$f":"IF($C$10=2012,profiles!C1648,IF($C$10=2013,profiles!E1648,IF($C$10=2014,profiles!G1648,IF($C$10=2015,profiles!I1648,IF($C$10=2016,profiles!K1648)))))","v":70.582999999999998},{"$f":"IF($C$10=2012,profiles!D1648,IF($C$10=2013,profiles!F1648,IF($C$10=2014,profiles!H1648,IF($C$10=2015,profiles!J1648,IF($C$10=2016,profiles!L1648)))))","v":0.31420757077598999},62.841514155197999,0,62.841514155197999,7.7414858448019999,0,0,0,0,7.7414858448019999,7.7414858448019999]
["h1645",{"$f":"IF($C$10=2012,profiles!C1649,IF($C$10=2013,profiles!E1649,IF($C$10=2014,profiles!G1649,IF($C$10=2015,profiles!I1649,IF($C$10=2016,profiles!K1649)))))","v":69.816000000000003},{"$f":"IF($C$10=2012,profiles!D1649,IF($C$10=2013,profiles!F1649,IF($C$10=2014,profiles!H1649,IF($C$10=2015,profiles!J1649,IF($C$10=2016,profiles!L1649)))))","v":0.32597689778579536},65.195379557159072,0,65.195379557159072,4.6206204428409308,0,0,0,0,4.6206204428409308,4.6206204428409308]
["h1646",{"$f":"IF($C$10=2012,profiles!C1650,IF($C$10=2013,profiles!E1650,IF($C$10=2014,profiles!G1650,IF($C$10=2015,profiles!I1650,IF($C$10=2016,profiles!K1650)))))","v":68.918000000000006},{"$f":"IF($C$10=2012,profiles!D1650,IF($C$10=2013,profiles!F1650,IF($C$10=2014,profiles!H1650,IF($C$10=2015,profiles!J1650,IF($C$10=2016,profiles!L1650)))))","v":0.31176350781227269},62.352701562454541,0,62.352701562454541,6.565298437545465,0,0,0,0,6.565298437545465,6.565298437545465]
["h1647",{"$f":"IF($C$10=2012,profiles!C1651,IF($C$10=2013,profiles!E1651,IF($C$10=2014,profiles!G1651,IF($C$10=2015,profiles!I1651,IF($C$10=2016,profiles!K1651)))))","v":67.606999999999999},{"$f":"IF($C$10=2012,profiles!D1651,IF($C$10=2013,profiles!F1651,IF($C$10=2014,profiles!H1651,IF($C$10=2015,profiles!J1651,IF($C$10=2016,profiles!L1651)))))","v":0.27436061567109893},54.872123134219784,0,54.872123134219784,12.734876865780215,0,0,0,0,12.734876865780215,12.734876865780215]
["h1648",{"$f":"IF($C$10=2012,profiles!C1652,IF($C$10=2013,profiles!E1652,IF($C$10=2014,profiles!G1652,IF($C$10=2015,profiles!I1652,IF($C$10=2016,profiles!K1652)))))","v":66.591999999999999},{"$f":"IF($C$10=2012,profiles!D1652,IF($C$10=2013,profiles!F1652,IF($C$10=2014,profiles!H1652,IF($C$10=2015,profiles!J1652,IF($C$10=2016,profiles!L1652)))))","v":0.20861823154586984},41.723646309173965,0,41.723646309173965,24.868353690826034,0,0,0,0,24.868353690826034,24.868353690826034]
["h1649",{"$f":"IF($C$10=2012,profiles!C1653,IF($C$10=2013,profiles!E1653,IF($C$10=2014,profiles!G1653,IF($C$10=2015,profiles!I1653,IF($C$10=2016,profiles!K1653)))))","v":65.176000000000002},{"$f":"IF($C$10=2012,profiles!D1653,IF($C$10=2013,profiles!F1653,IF($C$10=2014,profiles!H1653,IF($C$10=2015,profiles!J1653,IF($C$10=2016,profiles!L1653)))))","v":0.13018999679944135},26.037999359888271,0,26.037999359888271,39.138000640111727,0,0,0,0,39.138000640111727,39.138000640111727]
["h1650",{"$f":"IF($C$10=2012,profiles!C1654,IF($C$10=2013,profiles!E1654,IF($C$10=2014,profiles!G1654,IF($C$10=2015,profiles!I1654,IF($C$10=2016,profiles!K1654)))))","v":65.787999999999997},{"$f":"IF($C$10=2012,profiles!D1654,IF($C$10=2013,profiles!F1654,IF($C$10=2014,profiles!H1654,IF($C$10=2015,profiles!J1654,IF($C$10=2016,profiles!L1654)))))","v":6.0083214524717043E-2},12.016642904943408,0,12.016642904943408,53.771357095056587,0,0,0,0,53.771357095056587,53.771357095056587]
["h1651",{"$f":"IF($C$10=2012,profiles!C1655,IF($C$10=2013,profiles!E1655,IF($C$10=2014,profiles!G1655,IF($C$10=2015,profiles!I1655,IF($C$10=2016,profiles!K1655)))))","v":69.850999999999999},{"$f":"IF($C$10=2012,profiles!D1655,IF($C$10=2013,profiles!F1655,IF($C$10=2014,profiles!H1655,IF($C$10=2015,profiles!J1655,IF($C$10=2016,profiles!L1655)))))","v":4.3745817451773403E-2},8.7491634903546807,0,8.7491634903546807,61.101836509645317,0,0,0,0,61.101836509645317,61.101836509645317]
["h1652",{"$f":"IF($C$10=2012,profiles!C1656,IF($C$10=2013,profiles!E1656,IF($C$10=2014,profiles!G1656,IF($C$10=2015,profiles!I1656,IF($C$10=2016,profiles!K1656)))))","v":72.103999999999999},{"$f":"IF($C$10=2012,profiles!D1656,IF($C$10=2013,profiles!F1656,IF($C$10=2014,profiles!H1656,IF($C$10=2015,profiles!J1656,IF($C$10=2016,profiles!L1656)))))","v":5.5413308504757196E-2},11.082661700951439,0,11.082661700951439,61.021338299048558,0,0,0,0,61.021338299048558,61.021338299048558]
["h1653",{"$f":"IF($C$10=2012,profiles!C1657,IF($C$10=2013,profiles!E1657,IF($C$10=2014,profiles!G1657,IF($C$10=2015,profiles!I1657,IF($C$10=2016,profiles!K1657)))))","v":67.531000000000006},{"$f":"IF($C$10=2012,profiles!D1657,IF($C$10=2013,profiles!F1657,IF($C$10=2014,profiles!H1657,IF($C$10=2015,profiles!J1657,IF($C$10=2016,profiles!L1657)))))","v":6.7502691378858851E-2},13.50053827577177,0,13.50053827577177,54.030461724228232,0,0,0,0,54.030461724228232,54.030461724228232]
["h1654",{"$f":"IF($C$10=2012,profiles!C1658,IF($C$10=2013,profiles!E1658,IF($C$10=2014,profiles!G1658,IF($C$10=2015,profiles!I1658,IF($C$10=2016,profiles!K1658)))))","v":63.213999999999999},{"$f":"IF($C$10=2012,profiles!D1658,IF($C$10=2013,profiles!F1658,IF($C$10=2014,profiles!H1658,IF($C$10=2015,profiles!J1658,IF($C$10=2016,profiles!L1658)))))","v":8.4712968081701534E-2},16.942593616340307,0,16.942593616340307,46.271406383659695,0,0,0,0,46.271406383659695,46.271406383659695]
["h1655",{"$f":"IF($C$10=2012,profiles!C1659,IF($C$10=2013,profiles!E1659,IF($C$10=2014,profiles!G1659,IF($C$10=2015,profiles!I1659,IF($C$10=2016,profiles!K1659)))))","v":59.530999999999999},{"$f":"IF($C$10=2012,profiles!D1659,IF($C$10=2013,profiles!F1659,IF($C$10=2014,profiles!H1659,IF($C$10=2015,profiles!J1659,IF($C$10=2016,profiles!L1659)))))","v":9.2350664843318109E-2},18.47013296866362,0,18.47013296866362,41.060867031336379,0,0,0,0,41.060867031336379,41.060867031336379]
["h1656",{"$f":"IF($C$10=2012,profiles!C1660,IF($C$10=2013,profiles!E1660,IF($C$10=2014,profiles!G1660,IF($C$10=2015,profiles!I1660,IF($C$10=2016,profiles!K1660)))))","v":54.578000000000003},{"$f":"IF($C$10=2012,profiles!D1660,IF($C$10=2013,profiles!F1660,IF($C$10=2014,profiles!H1660,IF($C$10=2015,profiles!J1660,IF($C$10=2016,profiles!L1660)))))","v":8.781169076784312E-2},17.562338153568625,0,17.562338153568625,37.015661846431378,0,0,0,0,37.015661846431378,37.015661846431378]
["h1657",{"$f":"IF($C$10=2012,profiles!C1661,IF($C$10=2013,profiles!E1661,IF($C$10=2014,profiles!G1661,IF($C$10=2015,profiles!I1661,IF($C$10=2016,profiles!K1661)))))","v":51.183999999999997},{"$f":"IF($C$10=2012,profiles!D1661,IF($C$10=2013,profiles!F1661,IF($C$10=2014,profiles!H1661,IF($C$10=2015,profiles!J1661,IF($C$10=2016,profiles!L1661)))))","v":8.8690441561463731E-2},17.738088312292746,0,17.738088312292746,33.445911687707252,0,0,0,0,33.445911687707252,33.445911687707252]
["h1658",{"$f":"IF($C$10=2012,profiles!C1662,IF($C$10=2013,profiles!E1662,IF($C$10=2014,profiles!G1662,IF($C$10=2015,profiles!I1662,IF($C$10=2016,profiles!K1662)))))","v":49.390999999999998},{"$f":"IF($C$10=2012,profiles!D1662,IF($C$10=2013,profiles!F1662,IF($C$10=2014,profiles!H1662,IF($C$10=2015,profiles!J1662,IF($C$10=2016,profiles!L1662)))))","v":8.4094479027284896E-2},16.818895805456979,0,16.818895805456979,32.572104194543016,0,0,0,0,32.572104194543016,32.572104194543016]
["h1659",{"$f":"IF($C$10=2012,profiles!C1663,IF($C$10=2013,profiles!E1663,IF($C$10=2014,profiles!G1663,IF($C$10=2015,profiles!I1663,IF($C$10=2016,profiles!K1663)))))","v":48.741},{"$f":"IF($C$10=2012,profiles!D1663,IF($C$10=2013,profiles!F1663,IF($C$10=2014,profiles!H1663,IF($C$10=2015,profiles!J1663,IF($C$10=2016,profiles!L1663)))))","v":8.3585432544068874E-2},16.717086508813775,0,16.717086508813775,32.023913491186221,0,0,0,0,32.023913491186221,32.023913491186221]
["h1660",{"$f":"IF($C$10=2012,profiles!C1664,IF($C$10=2013,profiles!E1664,IF($C$10=2014,profiles!G1664,IF($C$10=2015,profiles!I1664,IF($C$10=2016,profiles!K1664)))))","v":49.48},{"$f":"IF($C$10=2012,profiles!D1664,IF($C$10=2013,profiles!F1664,IF($C$10=2014,profiles!H1664,IF($C$10=2015,profiles!J1664,IF($C$10=2016,profiles!L1664)))))","v":8.0720228052824486E-2},16.144045610564898,0,16.144045610564898,33.335954389435102,0,0,0,0,33.335954389435102,33.335954389435102]
["h1661",{"$f":"IF($C$10=2012,profiles!C1665,IF($C$10=2013,profiles!E1665,IF($C$10=2014,profiles!G1665,IF($C$10=2015,profiles!I1665,IF($C$10=2016,profiles!K1665)))))","v":51.356000000000002},{"$f":"IF($C$10=2012,profiles!D1665,IF($C$10=2013,profiles!F1665,IF($C$10=2014,profiles!H1665,IF($C$10=2015,profiles!J1665,IF($C$10=2016,profiles!L1665)))))","v":8.0851125719937175E-2},16.170225143987434,0,16.170225143987434,35.185774856012571,0,0,0,0,35.185774856012571,35.185774856012571]
["h1662",{"$f":"IF($C$10=2012,profiles!C1666,IF($C$10=2013,profiles!E1666,IF($C$10=2014,profiles!G1666,IF($C$10=2015,profiles!I1666,IF($C$10=2016,profiles!K1666)))))","v":55.423000000000002},{"$f":"IF($C$10=2012,profiles!D1666,IF($C$10=2013,profiles!F1666,IF($C$10=2014,profiles!H1666,IF($C$10=2015,profiles!J1666,IF($C$10=2016,profiles!L1666)))))","v":7.4989819070335681E-2},14.997963814067136,0,14.997963814067136,40.425036185932868,0,0,0,0,40.425036185932868,40.425036185932868]
["h1663",{"$f":"IF($C$10=2012,profiles!C1667,IF($C$10=2013,profiles!E1667,IF($C$10=2014,profiles!G1667,IF($C$10=2015,profiles!I1667,IF($C$10=2016,profiles!K1667)))))","v":63.110999999999997},{"$f":"IF($C$10=2012,profiles!D1667,IF($C$10=2013,profiles!F1667,IF($C$10=2014,profiles!H1667,IF($C$10=2015,profiles!J1667,IF($C$10=2016,profiles!L1667)))))","v":7.5222526034091575E-2},15.044505206818314,0,15.044505206818314,48.066494793181683,0,0,0,0,48.066494793181683,48.066494793181683]
["h1664",{"$f":"IF($C$10=2012,profiles!C1668,IF($C$10=2013,profiles!E1668,IF($C$10=2014,profiles!G1668,IF($C$10=2015,profiles!I1668,IF($C$10=2016,profiles!K1668)))))","v":67.991},{"$f":"IF($C$10=2012,profiles!D1668,IF($C$10=2013,profiles!F1668,IF($C$10=2014,profiles!H1668,IF($C$10=2015,profiles!J1668,IF($C$10=2016,profiles!L1668)))))","v":9.8173250334516265E-2},19.634650066903252,0,19.634650066903252,48.356349933096752,0,0,0,0,48.356349933096752,48.356349933096752]
["h1665",{"$f":"IF($C$10=2012,profiles!C1669,IF($C$10=2013,profiles!E1669,IF($C$10=2014,profiles!G1669,IF($C$10=2015,profiles!I1669,IF($C$10=2016,profiles!K1669)))))","v":70.216999999999999},{"$f":"IF($C$10=2012,profiles!D1669,IF($C$10=2013,profiles!F1669,IF($C$10=2014,profiles!H1669,IF($C$10=2015,profiles!J1669,IF($C$10=2016,profiles!L1669)))))","v":0.15181220548024899},30.362441096049796,{"$f":"D1682-F1682","v":0},{"$f":"MIN(D1682,B1682)","v":30.362441096049796},{"$f":"B1682-F1682","v":39.854558903950206},{"$f":"-MIN(-E1682+$C$3,0)","v":0},{"$f":"E1682-H1682","v":0},0,0,39.854558903950206,39.854558903950206]
["h1666",{"$f":"IF($C$10=2012,profiles!C1670,IF($C$10=2013,profiles!E1670,IF($C$10=2014,profiles!G1670,IF($C$10=2015,profiles!I1670,IF($C$10=2016,profiles!K1670)))))","v":70.275999999999996},{"$f":"IF($C$10=2012,profiles!D1670,IF($C$10=2013,profiles!F1670,IF($C$10=2014,profiles!H1670,IF($C$10=2015,profiles!J1670,IF($C$10=2016,profiles!L1670)))))","v":0.20931991389842342},{"$f":"C1683*$C$2","v":41.863982779684683},0,41.863982779684683,28.412017220315313,0,0,0,0,{"$f":"MAX(G1683-J1683,0)","v":28.412017220315313},{"$f":"B1683-D1683","v":28.412017220315313}]
["h1667",{"$f":"IF($C$10=2012,profiles!C1671,IF($C$10=2013,profiles!E1671,IF($C$10=2014,profiles!G1671,IF($C$10=2015,profiles!I1671,IF($C$10=2016,profiles!K1671)))))","v":70.850999999999999},{"$f":"IF($C$10=2012,profiles!D1671,IF($C$10=2013,profiles!F1671,IF($C$10=2014,profiles!H1671,IF($C$10=2015,profiles!J1671,IF($C$10=2016,profiles!L1671)))))","v":0.26314794345220782},52.629588690441565,0,52.629588690441565,18.221411309558434,0,0,0,{"$f":"K1683+I1684*$F$2-J1684/$F$3","v":0},18.221411309558434,18.221411309558434]
["h1668",{"$f":"IF($C$10=2012,profiles!C1672,IF($C$10=2013,profiles!E1672,IF($C$10=2014,profiles!G1672,IF($C$10=2015,profiles!I1672,IF($C$10=2016,profiles!K1672)))))","v":71.831999999999994},{"$f":"IF($C$10=2012,profiles!D1672,IF($C$10=2013,profiles!F1672,IF($C$10=2014,profiles!H1672,IF($C$10=2015,profiles!J1672,IF($C$10=2016,profiles!L1672)))))","v":0.30899121531211821},61.798243062423644,0,61.798243062423644,10.033756937576349,0,0,0,0,10.033756937576349,10.033756937576349]
["h1669",{"$f":"IF($C$10=2012,profiles!C1673,IF($C$10=2013,profiles!E1673,IF($C$10=2014,profiles!G1673,IF($C$10=2015,profiles!I1673,IF($C$10=2016,profiles!K1673)))))","v":70.811999999999998},{"$f":"IF($C$10=2012,profiles!D1673,IF($C$10=2013,profiles!F1673,IF($C$10=2014,profiles!H1673,IF($C$10=2015,profiles!J1673,IF($C$10=2016,profiles!L1673)))))","v":0.3379486881144918},67.589737622898355,0,67.589737622898355,3.222262377101643,0,0,0,0,3.222262377101643,3.222262377101643]
["h1670",{"$f":"IF($C$10=2012,profiles!C1674,IF($C$10=2013,profiles!E1674,IF($C$10=2014,profiles!G1674,IF($C$10=2015,profiles!I1674,IF($C$10=2016,profiles!K1674)))))","v":70.137},{"$f":"IF($C$10=2012,profiles!D1674,IF($C$10=2013,profiles!F1674,IF($C$10=2014,profiles!H1674,IF($C$10=2015,profiles!J1674,IF($C$10=2016,profiles!L1674)))))","v":0.34167199953458605},68.334399906917213,0,68.334399906917213,1.8026000930827877,0,0,0,0,1.8026000930827877,1.8026000930827877]
["h1671",{"$f":"IF($C$10=2012,profiles!C1675,IF($C$10=2013,profiles!E1675,IF($C$10=2014,profiles!G1675,IF($C$10=2015,profiles!I1675,IF($C$10=2016,profiles!K1675)))))","v":68.632999999999996},{"$f":"IF($C$10=2012,profiles!D1675,IF($C$10=2013,profiles!F1675,IF($C$10=2014,profiles!H1675,IF($C$10=2015,profiles!J1675,IF($C$10=2016,profiles!L1675)))))","v":0.31188550817383209},62.377101634766419,0,62.377101634766419,6.2558983652335769,0,0,0,0,6.2558983652335769,6.2558983652335769]
["h1672",{"$f":"IF($C$10=2012,profiles!C1676,IF($C$10=2013,profiles!E1676,IF($C$10=2014,profiles!G1676,IF($C$10=2015,profiles!I1676,IF($C$10=2016,profiles!K1676)))))","v":67.475999999999999},{"$f":"IF($C$10=2012,profiles!D1676,IF($C$10=2013,profiles!F1676,IF($C$10=2014,profiles!H1676,IF($C$10=2015,profiles!J1676,IF($C$10=2016,profiles!L1676)))))","v":0.25111990226307523},50.223980452615045,0,50.223980452615045,17.252019547384954,0,0,{"$f":"MIN(MAX(0,G1689),K1688*$F$3)","v":0},0,17.252019547384954,17.252019547384954]
["h1673",{"$f":"IF($C$10=2012,profiles!C1677,IF($C$10=2013,profiles!E1677,IF($C$10=2014,profiles!G1677,IF($C$10=2015,profiles!I1677,IF($C$10=2016,profiles!K1677)))))","v":65.91},{"$f":"IF($C$10=2012,profiles!D1677,IF($C$10=2013,profiles!F1677,IF($C$10=2014,profiles!H1677,IF($C$10=2015,profiles!J1677,IF($C$10=2016,profiles!L1677)))))","v":0.17144685554715225},34.289371109430448,0,34.289371109430448,31.620628890569549,0,0,0,0,31.620628890569549,31.620628890569549]
["h1674",{"$f":"IF($C$10=2012,profiles!C1678,IF($C$10=2013,profiles!E1678,IF($C$10=2014,profiles!G1678,IF($C$10=2015,profiles!I1678,IF($C$10=2016,profiles!K1678)))))","v":66.587999999999994},{"$f":"IF($C$10=2012,profiles!D1678,IF($C$10=2013,profiles!F1678,IF($C$10=2014,profiles!H1678,IF($C$10=2015,profiles!J1678,IF($C$10=2016,profiles!L1678)))))","v":9.4420850543952523E-2},18.884170108790503,0,18.884170108790503,47.703829891209494,0,0,0,0,47.703829891209494,47.703829891209494]
["h1675",{"$f":"IF($C$10=2012,profiles!C1679,IF($C$10=2013,profiles!E1679,IF($C$10=2014,profiles!G1679,IF($C$10=2015,profiles!I1679,IF($C$10=2016,profiles!K1679)))))","v":70.412999999999997},{"$f":"IF($C$10=2012,profiles!D1679,IF($C$10=2013,profiles!F1679,IF($C$10=2014,profiles!H1679,IF($C$10=2015,profiles!J1679,IF($C$10=2016,profiles!L1679)))))","v":7.9164000232706963E-2},15.832800046541392,0,15.832800046541392,54.580199953458603,0,0,0,0,54.580199953458603,54.580199953458603]
["h1676",{"$f":"IF($C$10=2012,profiles!C1680,IF($C$10=2013,profiles!E1680,IF($C$10=2014,profiles!G1680,IF($C$10=2015,profiles!I1680,IF($C$10=2016,profiles!K1680)))))","v":72.701999999999998},{"$f":"IF($C$10=2012,profiles!D1680,IF($C$10=2013,profiles!F1680,IF($C$10=2014,profiles!H1680,IF($C$10=2015,profiles!J1680,IF($C$10=2016,profiles!L1680)))))","v":9.2253766943975801E-2},18.45075338879516,0,18.45075338879516,54.251246611204834,0,0,0,0,54.251246611204834,54.251246611204834]
["h1677",{"$f":"IF($C$10=2012,profiles!C1681,IF($C$10=2013,profiles!E1681,IF($C$10=2014,profiles!G1681,IF($C$10=2015,profiles!I1681,IF($C$10=2016,profiles!K1681)))))","v":68.316999999999993},{"$f":"IF($C$10=2012,profiles!D1681,IF($C$10=2013,profiles!F1681,IF($C$10=2014,profiles!H1681,IF($C$10=2015,profiles!J1681,IF($C$10=2016,profiles!L1681)))))","v":0.1020274594217232},20.405491884344642,0,20.405491884344642,47.911508115655352,0,0,0,0,47.911508115655352,47.911508115655352]
["h1678",{"$f":"IF($C$10=2012,profiles!C1682,IF($C$10=2013,profiles!E1682,IF($C$10=2014,profiles!G1682,IF($C$10=2015,profiles!I1682,IF($C$10=2016,profiles!K1682)))))","v":64.165999999999997},{"$f":"IF($C$10=2012,profiles!D1682,IF($C$10=2013,profiles!F1682,IF($C$10=2014,profiles!H1682,IF($C$10=2015,profiles!J1682,IF($C$10=2016,profiles!L1682)))))","v":0.10845598929547967},21.691197859095933,0,21.691197859095933,42.47480214090406,0,0,0,0,42.47480214090406,42.47480214090406]
["h1679",{"$f":"IF($C$10=2012,profiles!C1683,IF($C$10=2013,profiles!E1683,IF($C$10=2014,profiles!G1683,IF($C$10=2015,profiles!I1683,IF($C$10=2016,profiles!K1683)))))","v":60.31},{"$f":"IF($C$10=2012,profiles!D1683,IF($C$10=2013,profiles!F1683,IF($C$10=2014,profiles!H1683,IF($C$10=2015,profiles!J1683,IF($C$10=2016,profiles!L1683)))))","v":9.7358775961370644E-2},19.471755192274127,0,19.471755192274127,40.838244807725872,0,0,0,0,40.838244807725872,40.838244807725872]
["h1680",{"$f":"IF($C$10=2012,profiles!C1684,IF($C$10=2013,profiles!E1684,IF($C$10=2014,profiles!G1684,IF($C$10=2015,profiles!I1684,IF($C$10=2016,profiles!K1684)))))","v":55.305999999999997},{"$f":"IF($C$10=2012,profiles!D1684,IF($C$10=2013,profiles!F1684,IF($C$10=2014,profiles!H1684,IF($C$10=2015,profiles!J1684,IF($C$10=2016,profiles!L1684)))))","v":8.8835883413811156E-2},17.76717668276223,0,17.76717668276223,37.538823317237771,0,0,0,0,37.538823317237771,37.538823317237771]
["h1681",{"$f":"IF($C$10=2012,profiles!C1685,IF($C$10=2013,profiles!E1685,IF($C$10=2014,profiles!G1685,IF($C$10=2015,profiles!I1685,IF($C$10=2016,profiles!K1685)))))","v":51.673000000000002},{"$f":"IF($C$10=2012,profiles!D1685,IF($C$10=2013,profiles!F1685,IF($C$10=2014,profiles!H1685,IF($C$10=2015,profiles!J1685,IF($C$10=2016,profiles!L1685)))))","v":7.6590856212191721E-2},15.318171242438344,0,15.318171242438344,36.354828757561656,0,0,0,0,36.354828757561656,36.354828757561656]
["h1682",{"$f":"IF($C$10=2012,profiles!C1686,IF($C$10=2013,profiles!E1686,IF($C$10=2014,profiles!G1686,IF($C$10=2015,profiles!I1686,IF($C$10=2016,profiles!K1686)))))","v":49.77},{"$f":"IF($C$10=2012,profiles!D1686,IF($C$10=2013,profiles!F1686,IF($C$10=2014,profiles!H1686,IF($C$10=2015,profiles!J1686,IF($C$10=2016,profiles!L1686)))))","v":6.9901698464402043E-2},13.980339692880408,0,13.980339692880408,35.789660307119597,0,0,0,0,35.789660307119597,35.789660307119597]
["h1683",{"$f":"IF($C$10=2012,profiles!C1687,IF($C$10=2013,profiles!E1687,IF($C$10=2014,profiles!G1687,IF($C$10=2015,profiles!I1687,IF($C$10=2016,profiles!K1687)))))","v":49.08},{"$f":"IF($C$10=2012,profiles!D1687,IF($C$10=2013,profiles!F1687,IF($C$10=2014,profiles!H1687,IF($C$10=2015,profiles!J1687,IF($C$10=2016,profiles!L1687)))))","v":6.4695788738948351E-2},12.93915774778967,0,12.93915774778967,36.140842252210327,0,0,0,0,36.140842252210327,36.140842252210327]
["h1684",{"$f":"IF($C$10=2012,profiles!C1688,IF($C$10=2013,profiles!E1688,IF($C$10=2014,profiles!G1688,IF($C$10=2015,profiles!I1688,IF($C$10=2016,profiles!K1688)))))","v":49.88},{"$f":"IF($C$10=2012,profiles!D1688,IF($C$10=2013,profiles!F1688,IF($C$10=2014,profiles!H1688,IF($C$10=2015,profiles!J1688,IF($C$10=2016,profiles!L1688)))))","v":5.8195672405770123E-2},11.639134481154025,0,11.639134481154025,38.240865518845979,0,0,0,0,38.240865518845979,38.240865518845979]
["h1685",{"$f":"IF($C$10=2012,profiles!C1689,IF($C$10=2013,profiles!E1689,IF($C$10=2014,profiles!G1689,IF($C$10=2015,profiles!I1689,IF($C$10=2016,profiles!K1689)))))","v":51.682000000000002},{"$f":"IF($C$10=2012,profiles!D1689,IF($C$10=2013,profiles!F1689,IF($C$10=2014,profiles!H1689,IF($C$10=2015,profiles!J1689,IF($C$10=2016,profiles!L1689)))))","v":5.2189972080037228E-2},10.437994416007445,0,10.437994416007445,41.244005583992561,0,0,0,0,41.244005583992561,41.244005583992561]
["h1686",{"$f":"IF($C$10=2012,profiles!C1690,IF($C$10=2013,profiles!E1690,IF($C$10=2014,profiles!G1690,IF($C$10=2015,profiles!I1690,IF($C$10=2016,profiles!K1690)))))","v":55.488999999999997},{"$f":"IF($C$10=2012,profiles!D1690,IF($C$10=2013,profiles!F1690,IF($C$10=2014,profiles!H1690,IF($C$10=2015,profiles!J1690,IF($C$10=2016,profiles!L1690)))))","v":4.3421358771521638E-2},8.6842717543043282,0,8.6842717543043282,46.804728245695671,0,0,0,0,46.804728245695671,46.804728245695671]
["h1687",{"$f":"IF($C$10=2012,profiles!C1691,IF($C$10=2013,profiles!E1691,IF($C$10=2014,profiles!G1691,IF($C$10=2015,profiles!I1691,IF($C$10=2016,profiles!K1691)))))","v":63.11},{"$f":"IF($C$10=2012,profiles!D1691,IF($C$10=2013,profiles!F1691,IF($C$10=2014,profiles!H1691,IF($C$10=2015,profiles!J1691,IF($C$10=2016,profiles!L1691)))))","v":4.1487319683573755E-2},8.2974639367147507,0,8.2974639367147507,54.812536063285251,0,0,0,0,54.812536063285251,54.812536063285251]
["h1688",{"$f":"IF($C$10=2012,profiles!C1692,IF($C$10=2013,profiles!E1692,IF($C$10=2014,profiles!G1692,IF($C$10=2015,profiles!I1692,IF($C$10=2016,profiles!K1692)))))","v":67.926000000000002},{"$f":"IF($C$10=2012,profiles!D1692,IF($C$10=2013,profiles!F1692,IF($C$10=2014,profiles!H1692,IF($C$10=2015,profiles!J1692,IF($C$10=2016,profiles!L1692)))))","v":6.9130991158678462E-2},13.826198231735692,0,13.826198231735692,54.099801768264314,0,0,0,0,54.099801768264314,54.099801768264314]
["h1689",{"$f":"IF($C$10=2012,profiles!C1693,IF($C$10=2013,profiles!E1693,IF($C$10=2014,profiles!G1693,IF($C$10=2015,profiles!I1693,IF($C$10=2016,profiles!K1693)))))","v":69.947000000000003},{"$f":"IF($C$10=2012,profiles!D1693,IF($C$10=2013,profiles!F1693,IF($C$10=2014,profiles!H1693,IF($C$10=2015,profiles!J1693,IF($C$10=2016,profiles!L1693)))))","v":0.13638610981852023},27.277221963704047,0,27.277221963704047,42.669778036295952,0,0,0,0,42.669778036295952,42.669778036295952]
["h1690",{"$f":"IF($C$10=2012,profiles!C1694,IF($C$10=2013,profiles!E1694,IF($C$10=2014,profiles!G1694,IF($C$10=2015,profiles!I1694,IF($C$10=2016,profiles!K1694)))))","v":70.052999999999997},{"$f":"IF($C$10=2012,profiles!D1694,IF($C$10=2013,profiles!F1694,IF($C$10=2014,profiles!H1694,IF($C$10=2015,profiles!J1694,IF($C$10=2016,profiles!L1694)))))","v":0.209123429502094},41.8246859004188,0,41.8246859004188,28.228314099581198,0,0,0,0,28.228314099581198,28.228314099581198]
["h1691",{"$f":"IF($C$10=2012,profiles!C1695,IF($C$10=2013,profiles!E1695,IF($C$10=2014,profiles!G1695,IF($C$10=2015,profiles!I1695,IF($C$10=2016,profiles!K1695)))))","v":70.656000000000006},{"$f":"IF($C$10=2012,profiles!D1695,IF($C$10=2013,profiles!F1695,IF($C$10=2014,profiles!H1695,IF($C$10=2015,profiles!J1695,IF($C$10=2016,profiles!L1695)))))","v":0.27586959050721266},55.173918101442531,0,55.173918101442531,15.482081898557475,0,0,0,0,15.482081898557475,15.482081898557475]
["h1692",{"$f":"IF($C$10=2012,profiles!C1696,IF($C$10=2013,profiles!E1696,IF($C$10=2014,profiles!G1696,IF($C$10=2015,profiles!I1696,IF($C$10=2016,profiles!K1696)))))","v":71.540999999999997},{"$f":"IF($C$10=2012,profiles!D1696,IF($C$10=2013,profiles!F1696,IF($C$10=2014,profiles!H1696,IF($C$10=2015,profiles!J1696,IF($C$10=2016,profiles!L1696)))))","v":0.31825849232201026},63.651698464402052,0,63.651698464402052,7.8893015355979443,0,0,0,0,7.8893015355979443,7.8893015355979443]
["h1693",{"$f":"IF($C$10=2012,profiles!C1697,IF($C$10=2013,profiles!E1697,IF($C$10=2014,profiles!G1697,IF($C$10=2015,profiles!I1697,IF($C$10=2016,profiles!K1697)))))","v":70.578999999999994},{"$f":"IF($C$10=2012,profiles!D1697,IF($C$10=2013,profiles!F1697,IF($C$10=2014,profiles!H1697,IF($C$10=2015,profiles!J1697,IF($C$10=2016,profiles!L1697)))))","v":0.33397801302931596},66.795602605863195,0,66.795602605863195,3.7833973941367987,0,0,0,0,3.7833973941367987,3.7833973941367987]
["h1694",{"$f":"IF($C$10=2012,profiles!C1698,IF($C$10=2013,profiles!E1698,IF($C$10=2014,profiles!G1698,IF($C$10=2015,profiles!I1698,IF($C$10=2016,profiles!K1698)))))","v":69.894999999999996},{"$f":"IF($C$10=2012,profiles!D1698,IF($C$10=2013,profiles!F1698,IF($C$10=2014,profiles!H1698,IF($C$10=2015,profiles!J1698,IF($C$10=2016,profiles!L1698)))))","v":0.32064332247557004},64.128664495114009,0,64.128664495114009,5.766335504885987,0,0,0,0,5.766335504885987,5.766335504885987]
["h1695",{"$f":"IF($C$10=2012,profiles!C1699,IF($C$10=2013,profiles!E1699,IF($C$10=2014,profiles!G1699,IF($C$10=2015,profiles!I1699,IF($C$10=2016,profiles!K1699)))))","v":68.319000000000003},{"$f":"IF($C$10=2012,profiles!D1699,IF($C$10=2013,profiles!F1699,IF($C$10=2014,profiles!H1699,IF($C$10=2015,profiles!J1699,IF($C$10=2016,profiles!L1699)))))","v":0.27626221498371334},55.252442996742666,0,55.252442996742666,13.066557003257337,0,0,0,0,13.066557003257337,13.066557003257337]
["h1696",{"$f":"IF($C$10=2012,profiles!C1700,IF($C$10=2013,profiles!E1700,IF($C$10=2014,profiles!G1700,IF($C$10=2015,profiles!I1700,IF($C$10=2016,profiles!K1700)))))","v":67.013999999999996},{"$f":"IF($C$10=2012,profiles!D1700,IF($C$10=2013,profiles!F1700,IF($C$10=2014,profiles!H1700,IF($C$10=2015,profiles!J1700,IF($C$10=2016,profiles!L1700)))))","v":0.20736389018147977},41.472778036295956,0,41.472778036295956,25.541221963704039,0,0,0,0,25.541221963704039,25.541221963704039]
["h1697",{"$f":"IF($C$10=2012,profiles!C1701,IF($C$10=2013,profiles!E1701,IF($C$10=2014,profiles!G1701,IF($C$10=2015,profiles!I1701,IF($C$10=2016,profiles!K1701)))))","v":65.396000000000001},{"$f":"IF($C$10=2012,profiles!D1701,IF($C$10=2013,profiles!F1701,IF($C$10=2014,profiles!H1701,IF($C$10=2015,profiles!J1701,IF($C$10=2016,profiles!L1701)))))","v":0.12388029315960912},24.776058631921824,0,24.776058631921824,40.619941368078173,0,0,0,0,40.619941368078173,40.619941368078173]
["h1698",{"$f":"IF($C$10=2012,profiles!C1702,IF($C$10=2013,profiles!E1702,IF($C$10=2014,profiles!G1702,IF($C$10=2015,profiles!I1702,IF($C$10=2016,profiles!K1702)))))","v":66.128},{"$f":"IF($C$10=2012,profiles!D1702,IF($C$10=2013,profiles!F1702,IF($C$10=2014,profiles!H1702,IF($C$10=2015,profiles!J1702,IF($C$10=2016,profiles!L1702)))))","v":4.6693229409027454E-2},9.3386458818054905,0,9.3386458818054905,56.78935411819451,0,0,0,0,56.78935411819451,56.78935411819451]
["h1699",{"$f":"IF($C$10=2012,profiles!C1703,IF($C$10=2013,profiles!E1703,IF($C$10=2014,profiles!G1703,IF($C$10=2015,profiles!I1703,IF($C$10=2016,profiles!K1703)))))","v":69.697000000000003},{"$f":"IF($C$10=2012,profiles!D1703,IF($C$10=2013,profiles!F1703,IF($C$10=2014,profiles!H1703,IF($C$10=2015,profiles!J1703,IF($C$10=2016,profiles!L1703)))))","v":1.8206142391810145E-2},3.641228478362029,0,3.641228478362029,66.055771521637979,0,0,0,0,66.055771521637979,66.055771521637979]
["h1700",{"$f":"IF($C$10=2012,profiles!C1704,IF($C$10=2013,profiles!E1704,IF($C$10=2014,profiles!G1704,IF($C$10=2015,profiles!I1704,IF($C$10=2016,profiles!K1704)))))","v":72.159000000000006},{"$f":"IF($C$10=2012,profiles!D1704,IF($C$10=2013,profiles!F1704,IF($C$10=2014,profiles!H1704,IF($C$10=2015,profiles!J1704,IF($C$10=2016,profiles!L1704)))))","v":2.3848301535597954E-2},4.7696603071195911,0,4.7696603071195911,67.389339692880412,0,0,0,0,67.389339692880412,67.389339692880412]
["h1701",{"$f":"IF($C$10=2012,profiles!C1705,IF($C$10=2013,profiles!E1705,IF($C$10=2014,profiles!G1705,IF($C$10=2015,profiles!I1705,IF($C$10=2016,profiles!K1705)))))","v":67.97},{"$f":"IF($C$10=2012,profiles!D1705,IF($C$10=2013,profiles!F1705,IF($C$10=2014,profiles!H1705,IF($C$10=2015,profiles!J1705,IF($C$10=2016,profiles!L1705)))))","v":2.5506049325267566E-2},5.1012098650535131,0,5.1012098650535131,62.868790134946487,0,0,0,0,62.868790134946487,62.868790134946487]
["h1702",{"$f":"IF($C$10=2012,profiles!C1706,IF($C$10=2013,profiles!E1706,IF($C$10=2014,profiles!G1706,IF($C$10=2015,profiles!I1706,IF($C$10=2016,profiles!K1706)))))","v":63.835000000000001},{"$f":"IF($C$10=2012,profiles!D1706,IF($C$10=2013,profiles!F1706,IF($C$10=2014,profiles!H1706,IF($C$10=2015,profiles!J1706,IF($C$10=2016,profiles!L1706)))))","v":2.7512796649604467E-2},5.502559329920893,0,5.502559329920893,58.332440670079109,0,0,0,0,58.332440670079109,58.332440670079109]
["h1703",{"$f":"IF($C$10=2012,profiles!C1707,IF($C$10=2013,profiles!E1707,IF($C$10=2014,profiles!G1707,IF($C$10=2015,profiles!I1707,IF($C$10=2016,profiles!K1707)))))","v":59.98},{"$f":"IF($C$10=2012,profiles!D1707,IF($C$10=2013,profiles!F1707,IF($C$10=2014,profiles!H1707,IF($C$10=2015,profiles!J1707,IF($C$10=2016,profiles!L1707)))))","v":2.707654723127036E-2},5.4153094462540716,0,5.4153094462540716,54.564690553745926,0,0,0,0,54.564690553745926,54.564690553745926]
["h1704",{"$f":"IF($C$10=2012,profiles!C1708,IF($C$10=2013,profiles!E1708,IF($C$10=2014,profiles!G1708,IF($C$10=2015,profiles!I1708,IF($C$10=2016,profiles!K1708)))))","v":54.85},{"$f":"IF($C$10=2012,profiles!D1708,IF($C$10=2013,profiles!F1708,IF($C$10=2014,profiles!H1708,IF($C$10=2015,profiles!J1708,IF($C$10=2016,profiles!L1708)))))","v":2.3339343880874826E-2},4.6678687761749655,0,4.6678687761749655,50.182131223825039,0,0,0,0,50.182131223825039,50.182131223825039]
["h1705",{"$f":"IF($C$10=2012,profiles!C1709,IF($C$10=2013,profiles!E1709,IF($C$10=2014,profiles!G1709,IF($C$10=2015,profiles!I1709,IF($C$10=2016,profiles!K1709)))))","v":51.375},{"$f":"IF($C$10=2012,profiles!D1709,IF($C$10=2013,profiles!F1709,IF($C$10=2014,profiles!H1709,IF($C$10=2015,profiles!J1709,IF($C$10=2016,profiles!L1709)))))","v":2.142815607373379E-2},4.2856312147467577,0,4.2856312147467577,47.089368785253242,0,0,0,0,47.089368785253242,47.089368785253242]
["h1706",{"$f":"IF($C$10=2012,profiles!C1710,IF($C$10=2013,profiles!E1710,IF($C$10=2014,profiles!G1710,IF($C$10=2015,profiles!I1710,IF($C$10=2016,profiles!K1710)))))","v":49.42},{"$f":"IF($C$10=2012,profiles!D1710,IF($C$10=2013,profiles!F1710,IF($C$10=2014,profiles!H1710,IF($C$10=2015,profiles!J1710,IF($C$10=2016,profiles!L1710)))))","v":1.7590277373960576E-2},3.5180554747921153,0,3.5180554747921153,45.901944525207888,0,0,0,0,45.901944525207888,45.901944525207888]
["h1707",{"$f":"IF($C$10=2012,profiles!C1711,IF($C$10=2013,profiles!E1711,IF($C$10=2014,profiles!G1711,IF($C$10=2015,profiles!I1711,IF($C$10=2016,profiles!K1711)))))","v":48.697000000000003},{"$f":"IF($C$10=2012,profiles!D1711,IF($C$10=2013,profiles!F1711,IF($C$10=2014,profiles!H1711,IF($C$10=2015,profiles!J1711,IF($C$10=2016,profiles!L1711)))))","v":1.3636099319648777E-2},2.7272198639297551,0,2.7272198639297551,45.969780136070248,0,0,0,0,45.969780136070248,45.969780136070248]
["h1708",{"$f":"IF($C$10=2012,profiles!C1712,IF($C$10=2013,profiles!E1712,IF($C$10=2014,profiles!G1712,IF($C$10=2015,profiles!I1712,IF($C$10=2016,profiles!K1712)))))","v":49.683},{"$f":"IF($C$10=2012,profiles!D1712,IF($C$10=2013,profiles!F1712,IF($C$10=2014,profiles!H1712,IF($C$10=2015,profiles!J1712,IF($C$10=2016,profiles!L1712)))))","v":1.1048438681165319E-2},2.209687736233064,0,2.209687736233064,47.473312263766935,0,0,0,0,47.473312263766935,47.473312263766935]
["h1709",{"$f":"IF($C$10=2012,profiles!C1713,IF($C$10=2013,profiles!E1713,IF($C$10=2014,profiles!G1713,IF($C$10=2015,profiles!I1713,IF($C$10=2016,profiles!K1713)))))","v":51.591999999999999},{"$f":"IF($C$10=2012,profiles!D1713,IF($C$10=2013,profiles!F1713,IF($C$10=2014,profiles!H1713,IF($C$10=2015,profiles!J1713,IF($C$10=2016,profiles!L1713)))))","v":8.722451590393674E-3},1.7444903180787348,0,1.7444903180787348,49.847509681921267,0,0,0,0,49.847509681921267,49.847509681921267]
["h1710",{"$f":"IF($C$10=2012,profiles!C1714,IF($C$10=2013,profiles!E1714,IF($C$10=2014,profiles!G1714,IF($C$10=2015,profiles!I1714,IF($C$10=2016,profiles!K1714)))))","v":55.392000000000003},{"$f":"IF($C$10=2012,profiles!D1714,IF($C$10=2013,profiles!F1714,IF($C$10=2014,profiles!H1714,IF($C$10=2015,profiles!J1714,IF($C$10=2016,profiles!L1714)))))","v":8.6061522358550913E-3},1.7212304471710183,0,1.7212304471710183,53.670769552828986,0,0,0,0,53.670769552828986,53.670769552828986]
["h1711",{"$f":"IF($C$10=2012,profiles!C1715,IF($C$10=2013,profiles!E1715,IF($C$10=2014,profiles!G1715,IF($C$10=2015,profiles!I1715,IF($C$10=2016,profiles!K1715)))))","v":62.808},{"$f":"IF($C$10=2012,profiles!D1715,IF($C$10=2013,profiles!F1715,IF($C$10=2014,profiles!H1715,IF($C$10=2015,profiles!J1715,IF($C$10=2016,profiles!L1715)))))","v":9.8709077164621743E-3},1.9741815432924348,0,1.9741815432924348,60.833818456707561,0,0,0,0,60.833818456707561,60.833818456707561]
["h1712",{"$f":"IF($C$10=2012,profiles!C1716,IF($C$10=2013,profiles!E1716,IF($C$10=2014,profiles!G1716,IF($C$10=2015,profiles!I1716,IF($C$10=2016,profiles!K1716)))))","v":67.656999999999996},{"$f":"IF($C$10=2012,profiles!D1716,IF($C$10=2013,profiles!F1716,IF($C$10=2014,profiles!H1716,IF($C$10=2015,profiles!J1716,IF($C$10=2016,profiles!L1716)))))","v":4.1751468279351049E-2},8.3502936558702103,0,8.3502936558702103,59.306706344129786,0,0,0,0,59.306706344129786,59.306706344129786]
["h1713",{"$f":"IF($C$10=2012,profiles!C1717,IF($C$10=2013,profiles!E1717,IF($C$10=2014,profiles!G1717,IF($C$10=2015,profiles!I1717,IF($C$10=2016,profiles!K1717)))))","v":69.614999999999995},{"$f":"IF($C$10=2012,profiles!D1717,IF($C$10=2013,profiles!F1717,IF($C$10=2014,profiles!H1717,IF($C$10=2015,profiles!J1717,IF($C$10=2016,profiles!L1717)))))","v":0.11789847066348781},23.579694132697561,0,23.579694132697561,46.035305867302434,0,0,0,0,46.035305867302434,46.035305867302434]
["h1714",{"$f":"IF($C$10=2012,profiles!C1718,IF($C$10=2013,profiles!E1718,IF($C$10=2014,profiles!G1718,IF($C$10=2015,profiles!I1718,IF($C$10=2016,profiles!K1718)))))","v":69.704999999999998},{"$f":"IF($C$10=2012,profiles!D1718,IF($C$10=2013,profiles!F1718,IF($C$10=2014,profiles!H1718,IF($C$10=2015,profiles!J1718,IF($C$10=2016,profiles!L1718)))))","v":0.20182299238239229},40.364598476478456,0,40.364598476478456,29.340401523521543,0,0,0,0,29.340401523521543,29.340401523521543]
["h1715",{"$f":"IF($C$10=2012,profiles!C1719,IF($C$10=2013,profiles!E1719,IF($C$10=2014,profiles!G1719,IF($C$10=2015,profiles!I1719,IF($C$10=2016,profiles!K1719)))))","v":70.492000000000004},{"$f":"IF($C$10=2012,profiles!D1719,IF($C$10=2013,profiles!F1719,IF($C$10=2014,profiles!H1719,IF($C$10=2015,profiles!J1719,IF($C$10=2016,profiles!L1719)))))","v":0.26737221608420075},53.47444321684015,0,53.47444321684015,17.017556783159854,0,0,0,0,17.017556783159854,17.017556783159854]
["h1716",{"$f":"IF($C$10=2012,profiles!C1720,IF($C$10=2013,profiles!E1720,IF($C$10=2014,profiles!G1720,IF($C$10=2015,profiles!I1720,IF($C$10=2016,profiles!K1720)))))","v":71.266000000000005},{"$f":"IF($C$10=2012,profiles!D1720,IF($C$10=2013,profiles!F1720,IF($C$10=2014,profiles!H1720,IF($C$10=2015,profiles!J1720,IF($C$10=2016,profiles!L1720)))))","v":0.30330871663662268},60.661743327324537,0,60.661743327324537,10.604256672675469,0,0,0,0,10.604256672675469,10.604256672675469]
["h1717",{"$f":"IF($C$10=2012,profiles!C1721,IF($C$10=2013,profiles!E1721,IF($C$10=2014,profiles!G1721,IF($C$10=2015,profiles!I1721,IF($C$10=2016,profiles!K1721)))))","v":70.501000000000005},{"$f":"IF($C$10=2012,profiles!D1721,IF($C$10=2013,profiles!F1721,IF($C$10=2014,profiles!H1721,IF($C$10=2015,profiles!J1721,IF($C$10=2016,profiles!L1721)))))","v":0.31581089724952027},63.162179449904052,0,63.162179449904052,7.3388205500959529,0,0,0,0,7.3388205500959529,7.3388205500959529]
["h1718",{"$f":"IF($C$10=2012,profiles!C1722,IF($C$10=2013,profiles!E1722,IF($C$10=2014,profiles!G1722,IF($C$10=2015,profiles!I1722,IF($C$10=2016,profiles!K1722)))))","v":69.847999999999999},{"$f":"IF($C$10=2012,profiles!D1722,IF($C$10=2013,profiles!F1722,IF($C$10=2014,profiles!H1722,IF($C$10=2015,profiles!J1722,IF($C$10=2016,profiles!L1722)))))","v":0.30216026051055417},60.432052102110831,0,60.432052102110831,9.4159478978891684,0,0,0,0,9.4159478978891684,9.4159478978891684]
["h1719",{"$f":"IF($C$10=2012,profiles!C1723,IF($C$10=2013,profiles!E1723,IF($C$10=2014,profiles!G1723,IF($C$10=2015,profiles!I1723,IF($C$10=2016,profiles!K1723)))))","v":68.216999999999999},{"$f":"IF($C$10=2012,profiles!D1723,IF($C$10=2013,profiles!F1723,IF($C$10=2014,profiles!H1723,IF($C$10=2015,profiles!J1723,IF($C$10=2016,profiles!L1723)))))","v":0.26308367738559052},52.616735477118105,0,52.616735477118105,15.600264522881893,0,0,0,0,15.600264522881893,15.600264522881893]
["h1720",{"$f":"IF($C$10=2012,profiles!C1724,IF($C$10=2013,profiles!E1724,IF($C$10=2014,profiles!G1724,IF($C$10=2015,profiles!I1724,IF($C$10=2016,profiles!K1724)))))","v":66.778999999999996},{"$f":"IF($C$10=2012,profiles!D1724,IF($C$10=2013,profiles!F1724,IF($C$10=2014,profiles!H1724,IF($C$10=2015,profiles!J1724,IF($C$10=2016,profiles!L1724)))))","v":0.20086352270744898},40.172704541489793,0,40.172704541489793,26.606295458510203,0,0,0,0,26.606295458510203,26.606295458510203]
["h1721",{"$f":"IF($C$10=2012,profiles!C1725,IF($C$10=2013,profiles!E1725,IF($C$10=2014,profiles!G1725,IF($C$10=2015,profiles!I1725,IF($C$10=2016,profiles!K1725)))))","v":65.316999999999993},{"$f":"IF($C$10=2012,profiles!D1725,IF($C$10=2013,profiles!F1725,IF($C$10=2014,profiles!H1725,IF($C$10=2015,profiles!J1725,IF($C$10=2016,profiles!L1725)))))","v":0.12019538291562482},24.039076583124963,0,24.039076583124963,41.277923416875026,0,0,0,0,41.277923416875026,41.277923416875026]
["h1722",{"$f":"IF($C$10=2012,profiles!C1726,IF($C$10=2013,profiles!E1726,IF($C$10=2014,profiles!G1726,IF($C$10=2015,profiles!I1726,IF($C$10=2016,profiles!K1726)))))","v":65.745999999999995},{"$f":"IF($C$10=2012,profiles!D1726,IF($C$10=2013,profiles!F1726,IF($C$10=2014,profiles!H1726,IF($C$10=2015,profiles!J1726,IF($C$10=2016,profiles!L1726)))))","v":4.6461592138163636E-2},9.2923184276327273,0,9.2923184276327273,56.453681572367266,0,0,0,0,56.453681572367266,56.453681572367266]
["h1723",{"$f":"IF($C$10=2012,profiles!C1727,IF($C$10=2013,profiles!E1727,IF($C$10=2014,profiles!G1727,IF($C$10=2015,profiles!I1727,IF($C$10=2016,profiles!K1727)))))","v":69.427000000000007},{"$f":"IF($C$10=2012,profiles!D1727,IF($C$10=2013,profiles!F1727,IF($C$10=2014,profiles!H1727,IF($C$10=2015,profiles!J1727,IF($C$10=2016,profiles!L1727)))))","v":1.93929173693086E-2},3.87858347386172,0,3.87858347386172,65.548416526138283,0,0,0,0,65.548416526138283,65.548416526138283]
["h1724",{"$f":"IF($C$10=2012,profiles!C1728,IF($C$10=2013,profiles!E1728,IF($C$10=2014,profiles!G1728,IF($C$10=2015,profiles!I1728,IF($C$10=2016,profiles!K1728)))))","v":71.653000000000006},{"$f":"IF($C$10=2012,profiles!D1728,IF($C$10=2013,profiles!F1728,IF($C$10=2014,profiles!H1728,IF($C$10=2015,profiles!J1728,IF($C$10=2016,profiles!L1728)))))","v":2.523695993487236E-2},5.0473919869744721,0,5.0473919869744721,66.605608013025531,0,0,0,0,66.605608013025531,66.605608013025531]
["h1725",{"$f":"IF($C$10=2012,profiles!C1729,IF($C$10=2013,profiles!E1729,IF($C$10=2014,profiles!G1729,IF($C$10=2015,profiles!I1729,IF($C$10=2016,profiles!K1729)))))","v":67.472999999999999},{"$f":"IF($C$10=2012,profiles!D1729,IF($C$10=2013,profiles!F1729,IF($C$10=2014,profiles!H1729,IF($C$10=2015,profiles!J1729,IF($C$10=2016,profiles!L1729)))))","v":2.9481886375530616E-2},5.896377275106123,0,5.896377275106123,61.576622724893873,0,0,0,0,61.576622724893873,61.576622724893873]
["h1726",{"$f":"IF($C$10=2012,profiles!C1730,IF($C$10=2013,profiles!E1730,IF($C$10=2014,profiles!G1730,IF($C$10=2015,profiles!I1730,IF($C$10=2016,profiles!K1730)))))","v":63.398000000000003},{"$f":"IF($C$10=2012,profiles!D1730,IF($C$10=2013,profiles!F1730,IF($C$10=2014,profiles!H1730,IF($C$10=2015,profiles!J1730,IF($C$10=2016,profiles!L1730)))))","v":3.3755887654823513E-2},6.7511775309647026,0,6.7511775309647026,56.6468224690353,0,0,0,0,56.6468224690353,56.6468224690353]
["h1727",{"$f":"IF($C$10=2012,profiles!C1731,IF($C$10=2013,profiles!E1731,IF($C$10=2014,profiles!G1731,IF($C$10=2015,profiles!I1731,IF($C$10=2016,profiles!K1731)))))","v":59.56},{"$f":"IF($C$10=2012,profiles!D1731,IF($C$10=2013,profiles!F1731,IF($C$10=2014,profiles!H1731,IF($C$10=2015,profiles!J1731,IF($C$10=2016,profiles!L1731)))))","v":3.8538698610222716E-2},7.7077397220445434,0,7.7077397220445434,51.852260277955459,0,0,0,0,51.852260277955459,51.852260277955459]
["h1728",{"$f":"IF($C$10=2012,profiles!C1732,IF($C$10=2013,profiles!E1732,IF($C$10=2014,profiles!G1732,IF($C$10=2015,profiles!I1732,IF($C$10=2016,profiles!K1732)))))","v":54.79},{"$f":"IF($C$10=2012,profiles!D1732,IF($C$10=2013,profiles!F1732,IF($C$10=2014,profiles!H1732,IF($C$10=2015,profiles!J1732,IF($C$10=2016,profiles!L1732)))))","v":3.6459847647845552E-2},7.2919695295691103,0,7.2919695295691103,47.498030470430891,0,0,0,0,47.498030470430891,47.498030470430891]
["h1729",{"$f":"IF($C$10=2012,profiles!C1733,IF($C$10=2013,profiles!E1733,IF($C$10=2014,profiles!G1733,IF($C$10=2015,profiles!I1733,IF($C$10=2016,profiles!K1733)))))","v":50.997},{"$f":"IF($C$10=2012,profiles!D1733,IF($C$10=2013,profiles!F1733,IF($C$10=2014,profiles!H1733,IF($C$10=2015,profiles!J1733,IF($C$10=2016,profiles!L1733)))))","v":3.2876473409589699E-2},6.5752946819179394,{"$f":"D1746-F1746","v":0},{"$f":"MIN(D1746,B1746)","v":6.5752946819179394},{"$f":"B1746-F1746","v":44.421705318082061},{"$f":"-MIN(-E1746+$C$3,0)","v":0},{"$f":"E1746-H1746","v":0},0,0,44.421705318082061,44.421705318082061]
["h1730",{"$f":"IF($C$10=2012,profiles!C1734,IF($C$10=2013,profiles!E1734,IF($C$10=2014,profiles!G1734,IF($C$10=2015,profiles!I1734,IF($C$10=2016,profiles!K1734)))))","v":49.1},{"$f":"IF($C$10=2012,profiles!D1734,IF($C$10=2013,profiles!F1734,IF($C$10=2014,profiles!H1734,IF($C$10=2015,profiles!J1734,IF($C$10=2016,profiles!L1734)))))","v":2.9940554917663474E-2},{"$f":"C1747*$C$2","v":5.9881109835326951},0,5.9881109835326951,43.111889016467309,0,0,0,0,{"$f":"MAX(G1747-J1747,0)","v":43.111889016467309},{"$f":"B1747-D1747","v":43.111889016467309}]
["h1731",{"$f":"IF($C$10=2012,profiles!C1735,IF($C$10=2013,profiles!E1735,IF($C$10=2014,profiles!G1735,IF($C$10=2015,profiles!I1735,IF($C$10=2016,profiles!K1735)))))","v":48.503},{"$f":"IF($C$10=2012,profiles!D1735,IF($C$10=2013,profiles!F1735,IF($C$10=2014,profiles!H1735,IF($C$10=2015,profiles!J1735,IF($C$10=2016,profiles!L1735)))))","v":2.8080170922779531E-2},5.6160341845559065,0,5.6160341845559065,42.886965815444093,0,0,0,{"$f":"K1747+I1748*$F$2-J1748/$F$3","v":0},42.886965815444093,42.886965815444093]
["h1732",{"$f":"IF($C$10=2012,profiles!C1736,IF($C$10=2013,profiles!E1736,IF($C$10=2014,profiles!G1736,IF($C$10=2015,profiles!I1736,IF($C$10=2016,profiles!K1736)))))","v":49.209000000000003},{"$f":"IF($C$10=2012,profiles!D1736,IF($C$10=2013,profiles!F1736,IF($C$10=2014,profiles!H1736,IF($C$10=2015,profiles!J1736,IF($C$10=2016,profiles!L1736)))))","v":2.610351292821534E-2},5.2207025856430684,0,5.2207025856430684,43.988297414356936,0,0,0,0,43.988297414356936,43.988297414356936]
["h1733",{"$f":"IF($C$10=2012,profiles!C1737,IF($C$10=2013,profiles!E1737,IF($C$10=2014,profiles!G1737,IF($C$10=2015,profiles!I1737,IF($C$10=2016,profiles!K1737)))))","v":51.118000000000002},{"$f":"IF($C$10=2012,profiles!D1737,IF($C$10=2013,profiles!F1737,IF($C$10=2014,profiles!H1737,IF($C$10=2015,profiles!J1737,IF($C$10=2016,profiles!L1737)))))","v":2.8748746420940947E-2},5.7497492841881899,0,5.7497492841881899,45.368250715811811,0,0,0,0,45.368250715811811,45.368250715811811]
["h1734",{"$f":"IF($C$10=2012,profiles!C1738,IF($C$10=2013,profiles!E1738,IF($C$10=2014,profiles!G1738,IF($C$10=2015,profiles!I1738,IF($C$10=2016,profiles!K1738)))))","v":54.89},{"$f":"IF($C$10=2012,profiles!D1738,IF($C$10=2013,profiles!F1738,IF($C$10=2014,profiles!H1738,IF($C$10=2015,profiles!J1738,IF($C$10=2016,profiles!L1738)))))","v":2.5754690929174599E-2},5.1509381858349199,0,5.1509381858349199,49.739061814165083,0,0,0,0,49.739061814165083,49.739061814165083]
["h1735",{"$f":"IF($C$10=2012,profiles!C1739,IF($C$10=2013,profiles!E1739,IF($C$10=2014,profiles!G1739,IF($C$10=2015,profiles!I1739,IF($C$10=2016,profiles!K1739)))))","v":62.265999999999998},{"$f":"IF($C$10=2012,profiles!D1739,IF($C$10=2013,profiles!F1739,IF($C$10=2014,profiles!H1739,IF($C$10=2015,profiles!J1739,IF($C$10=2016,profiles!L1739)))))","v":2.3647224684970131E-2},4.7294449369940263,0,4.7294449369940263,57.53655506300597,0,0,0,0,57.53655506300597,57.53655506300597]
["h1736",{"$f":"IF($C$10=2012,profiles!C1740,IF($C$10=2013,profiles!E1740,IF($C$10=2014,profiles!G1740,IF($C$10=2015,profiles!I1740,IF($C$10=2016,profiles!K1740)))))","v":67.364000000000004},{"$f":"IF($C$10=2012,profiles!D1740,IF($C$10=2013,profiles!F1740,IF($C$10=2014,profiles!H1740,IF($C$10=2015,profiles!J1740,IF($C$10=2016,profiles!L1740)))))","v":4.8646134616223129E-2},9.7292269232446262,0,9.7292269232446262,57.63477307675538,0,0,{"$f":"MIN(MAX(0,G1753),K1752*$F$3)","v":0},0,57.63477307675538,57.63477307675538]
["h1737",{"$f":"IF($C$10=2012,profiles!C1741,IF($C$10=2013,profiles!E1741,IF($C$10=2014,profiles!G1741,IF($C$10=2015,profiles!I1741,IF($C$10=2016,profiles!K1741)))))","v":69.739999999999995},{"$f":"IF($C$10=2012,profiles!D1741,IF($C$10=2013,profiles!F1741,IF($C$10=2014,profiles!H1741,IF($C$10=2015,profiles!J1741,IF($C$10=2016,profiles!L1741)))))","v":0.11064924494571457},22.129848989142914,0,22.129848989142914,47.610151010857081,0,0,0,0,47.610151010857081,47.610151010857081]
["h1738",{"$f":"IF($C$10=2012,profiles!C1742,IF($C$10=2013,profiles!E1742,IF($C$10=2014,profiles!G1742,IF($C$10=2015,profiles!I1742,IF($C$10=2016,profiles!K1742)))))","v":69.811000000000007},{"$f":"IF($C$10=2012,profiles!D1742,IF($C$10=2013,profiles!F1742,IF($C$10=2014,profiles!H1742,IF($C$10=2015,profiles!J1742,IF($C$10=2016,profiles!L1742)))))","v":0.18060259000334289},36.120518000668575,0,36.120518000668575,33.690481999331432,0,0,0,0,33.690481999331432,33.690481999331432]
["h1739",{"$f":"IF($C$10=2012,profiles!C1743,IF($C$10=2013,profiles!E1743,IF($C$10=2014,profiles!G1743,IF($C$10=2015,profiles!I1743,IF($C$10=2016,profiles!K1743)))))","v":70.546000000000006},{"$f":"IF($C$10=2012,profiles!D1743,IF($C$10=2013,profiles!F1743,IF($C$10=2014,profiles!H1743,IF($C$10=2015,profiles!J1743,IF($C$10=2016,profiles!L1743)))))","v":0.24086159033763063},48.172318067526128,0,48.172318067526128,22.373681932473879,0,0,0,0,22.373681932473879,22.373681932473879]
["h1740",{"$f":"IF($C$10=2012,profiles!C1744,IF($C$10=2013,profiles!E1744,IF($C$10=2014,profiles!G1744,IF($C$10=2015,profiles!I1744,IF($C$10=2016,profiles!K1744)))))","v":71.075999999999993},{"$f":"IF($C$10=2012,profiles!D1744,IF($C$10=2013,profiles!F1744,IF($C$10=2014,profiles!H1744,IF($C$10=2015,profiles!J1744,IF($C$10=2016,profiles!L1744)))))","v":0.27738616048718806},55.477232097437614,0,55.477232097437614,15.598767902562379,0,0,0,0,15.598767902562379,15.598767902562379]
["h1741",{"$f":"IF($C$10=2012,profiles!C1745,IF($C$10=2013,profiles!E1745,IF($C$10=2014,profiles!G1745,IF($C$10=2015,profiles!I1745,IF($C$10=2016,profiles!K1745)))))","v":70.087000000000003},{"$f":"IF($C$10=2012,profiles!D1745,IF($C$10=2013,profiles!F1745,IF($C$10=2014,profiles!H1745,IF($C$10=2015,profiles!J1745,IF($C$10=2016,profiles!L1745)))))","v":0.2981556036800721},59.631120736014424,0,59.631120736014424,10.45587926398558,0,0,0,0,10.45587926398558,10.45587926398558]
["h1742",{"$f":"IF($C$10=2012,profiles!C1746,IF($C$10=2013,profiles!E1746,IF($C$10=2014,profiles!G1746,IF($C$10=2015,profiles!I1746,IF($C$10=2016,profiles!K1746)))))","v":68.474000000000004},{"$f":"IF($C$10=2012,profiles!D1746,IF($C$10=2013,profiles!F1746,IF($C$10=2014,profiles!H1746,IF($C$10=2015,profiles!J1746,IF($C$10=2016,profiles!L1746)))))","v":0.2963242881851082},59.264857637021642,0,59.264857637021642,9.209142362978362,0,0,0,0,9.209142362978362,9.209142362978362]
["h1743",{"$f":"IF($C$10=2012,profiles!C1747,IF($C$10=2013,profiles!E1747,IF($C$10=2014,profiles!G1747,IF($C$10=2015,profiles!I1747,IF($C$10=2016,profiles!K1747)))))","v":66.45},{"$f":"IF($C$10=2012,profiles!D1747,IF($C$10=2013,profiles!F1747,IF($C$10=2014,profiles!H1747,IF($C$10=2015,profiles!J1747,IF($C$10=2016,profiles!L1747)))))","v":0.26772088426376756},53.544176852753509,0,53.544176852753509,12.905823147246494,0,0,0,0,12.905823147246494,12.905823147246494]
["h1744",{"$f":"IF($C$10=2012,profiles!C1748,IF($C$10=2013,profiles!E1748,IF($C$10=2014,profiles!G1748,IF($C$10=2015,profiles!I1748,IF($C$10=2016,profiles!K1748)))))","v":64.843999999999994},{"$f":"IF($C$10=2012,profiles!D1748,IF($C$10=2013,profiles!F1748,IF($C$10=2014,profiles!H1748,IF($C$10=2015,profiles!J1748,IF($C$10=2016,profiles!L1748)))))","v":0.21346452916297254},42.692905832594505,0,42.692905832594505,22.151094167405489,0,0,0,0,22.151094167405489,22.151094167405489]
["h1745",{"$f":"IF($C$10=2012,profiles!C1749,IF($C$10=2013,profiles!E1749,IF($C$10=2014,profiles!G1749,IF($C$10=2015,profiles!I1749,IF($C$10=2016,profiles!K1749)))))","v":63.692},{"$f":"IF($C$10=2012,profiles!D1749,IF($C$10=2013,profiles!F1749,IF($C$10=2014,profiles!H1749,IF($C$10=2015,profiles!J1749,IF($C$10=2016,profiles!L1749)))))","v":0.1416508001104603},28.330160022092059,0,28.330160022092059,35.361839977907941,0,0,0,0,35.361839977907941,35.361839977907941]
["h1746",{"$f":"IF($C$10=2012,profiles!C1750,IF($C$10=2013,profiles!E1750,IF($C$10=2014,profiles!G1750,IF($C$10=2015,profiles!I1750,IF($C$10=2016,profiles!K1750)))))","v":64.421999999999997},{"$f":"IF($C$10=2012,profiles!D1750,IF($C$10=2013,profiles!F1750,IF($C$10=2014,profiles!H1750,IF($C$10=2015,profiles!J1750,IF($C$10=2016,profiles!L1750)))))","v":8.4298649768178718E-2},16.859729953635743,0,16.859729953635743,47.562270046364254,0,0,0,0,47.562270046364254,47.562270046364254]
["h1747",{"$f":"IF($C$10=2012,profiles!C1751,IF($C$10=2013,profiles!E1751,IF($C$10=2014,profiles!G1751,IF($C$10=2015,profiles!I1751,IF($C$10=2016,profiles!K1751)))))","v":67.531000000000006},{"$f":"IF($C$10=2012,profiles!D1751,IF($C$10=2013,profiles!F1751,IF($C$10=2014,profiles!H1751,IF($C$10=2015,profiles!J1751,IF($C$10=2016,profiles!L1751)))))","v":7.659549728936238E-2},15.319099457872476,0,15.319099457872476,52.21190054212753,0,0,0,0,52.21190054212753,52.21190054212753]
["h1748",{"$f":"IF($C$10=2012,profiles!C1752,IF($C$10=2013,profiles!E1752,IF($C$10=2014,profiles!G1752,IF($C$10=2015,profiles!I1752,IF($C$10=2016,profiles!K1752)))))","v":69.581999999999994},{"$f":"IF($C$10=2012,profiles!D1752,IF($C$10=2013,profiles!F1752,IF($C$10=2014,profiles!H1752,IF($C$10=2015,profiles!J1752,IF($C$10=2016,profiles!L1752)))))","v":0.11191372469223726},22.382744938447452,0,22.382744938447452,47.199255061552542,0,0,0,0,47.199255061552542,47.199255061552542]
["h1749",{"$f":"IF($C$10=2012,profiles!C1753,IF($C$10=2013,profiles!E1753,IF($C$10=2014,profiles!G1753,IF($C$10=2015,profiles!I1753,IF($C$10=2016,profiles!K1753)))))","v":65.274000000000001},{"$f":"IF($C$10=2012,profiles!D1753,IF($C$10=2013,profiles!F1753,IF($C$10=2014,profiles!H1753,IF($C$10=2015,profiles!J1753,IF($C$10=2016,profiles!L1753)))))","v":0.16494920279638969},32.989840559277937,0,32.989840559277937,32.284159440722064,0,0,0,0,32.284159440722064,32.284159440722064]
["h1750",{"$f":"IF($C$10=2012,profiles!C1754,IF($C$10=2013,profiles!E1754,IF($C$10=2014,profiles!G1754,IF($C$10=2015,profiles!I1754,IF($C$10=2016,profiles!K1754)))))","v":61.485999999999997},{"$f":"IF($C$10=2012,profiles!D1754,IF($C$10=2013,profiles!F1754,IF($C$10=2014,profiles!H1754,IF($C$10=2015,profiles!J1754,IF($C$10=2016,profiles!L1754)))))","v":0.21526677615801637},43.053355231603277,0,43.053355231603277,18.43264476839672,0,0,0,0,18.43264476839672,18.43264476839672]
["h1751",{"$f":"IF($C$10=2012,profiles!C1755,IF($C$10=2013,profiles!E1755,IF($C$10=2014,profiles!G1755,IF($C$10=2015,profiles!I1755,IF($C$10=2016,profiles!K1755)))))","v":58.423999999999999},{"$f":"IF($C$10=2012,profiles!D1755,IF($C$10=2013,profiles!F1755,IF($C$10=2014,profiles!H1755,IF($C$10=2015,profiles!J1755,IF($C$10=2016,profiles!L1755)))))","v":0.25693647079342469},51.387294158684938,0,51.387294158684938,7.0367058413150616,0,0,0,0,7.0367058413150616,7.0367058413150616]
["h1752",{"$f":"IF($C$10=2012,profiles!C1756,IF($C$10=2013,profiles!E1756,IF($C$10=2014,profiles!G1756,IF($C$10=2015,profiles!I1756,IF($C$10=2016,profiles!K1756)))))","v":54.03},{"$f":"IF($C$10=2012,profiles!D1756,IF($C$10=2013,profiles!F1756,IF($C$10=2014,profiles!H1756,IF($C$10=2015,profiles!J1756,IF($C$10=2016,profiles!L1756)))))","v":0.29267619144514045},58.535238289028094,4.5052382890280924,54.03,0,0,4.5052382890280924,0,3.6492430141127552,0,-4.5052382890280924]
["h1753",{"$f":"IF($C$10=2012,profiles!C1757,IF($C$10=2013,profiles!E1757,IF($C$10=2014,profiles!G1757,IF($C$10=2015,profiles!I1757,IF($C$10=2016,profiles!K1757)))))","v":50.125},{"$f":"IF($C$10=2012,profiles!D1757,IF($C$10=2013,profiles!F1757,IF($C$10=2014,profiles!H1757,IF($C$10=2015,profiles!J1757,IF($C$10=2016,profiles!L1757)))))","v":0.29711229635658126},59.422459271316249,9.2974592713162494,50.125,0,0,9.2974592713162494,0,11.180185023878918,0,-9.2974592713162494]
["h1754",{"$f":"IF($C$10=2012,profiles!C1758,IF($C$10=2013,profiles!E1758,IF($C$10=2014,profiles!G1758,IF($C$10=2015,profiles!I1758,IF($C$10=2016,profiles!K1758)))))","v":47.951000000000001},{"$f":"IF($C$10=2012,profiles!D1758,IF($C$10=2013,profiles!F1758,IF($C$10=2014,profiles!H1758,IF($C$10=2015,profiles!J1758,IF($C$10=2016,profiles!L1758)))))","v":0.30824456103126047},61.648912206252092,13.697912206252091,47.951000000000001,0,3.6979122062520915,10,0,19.280185023878921,0,-13.697912206252091]
["h1755",{"$f":"IF($C$10=2012,profiles!C1759,IF($C$10=2013,profiles!E1759,IF($C$10=2014,profiles!G1759,IF($C$10=2015,profiles!I1759,IF($C$10=2016,profiles!K1759)))))","v":46.625999999999998},{"$f":"IF($C$10=2012,profiles!D1759,IF($C$10=2013,profiles!F1759,IF($C$10=2014,profiles!H1759,IF($C$10=2015,profiles!J1759,IF($C$10=2016,profiles!L1759)))))","v":0.310133848769783},62.0267697539566,15.400769753956602,46.625999999999998,0,5.4007697539566024,10,0,27.380185023878923,0,-15.400769753956602]
["h1756",{"$f":"IF($C$10=2012,profiles!C1760,IF($C$10=2013,profiles!E1760,IF($C$10=2014,profiles!G1760,IF($C$10=2015,profiles!I1760,IF($C$10=2016,profiles!K1760)))))","v":46.564999999999998},{"$f":"IF($C$10=2012,profiles!D1760,IF($C$10=2013,profiles!F1760,IF($C$10=2014,profiles!H1760,IF($C$10=2015,profiles!J1760,IF($C$10=2016,profiles!L1760)))))","v":0.30812829717042828},61.625659434085655,15.060659434085657,46.564999999999998,0,5.0606594340856574,10,0,35.480185023878924,0,-15.060659434085657]
["h1757",{"$f":"IF($C$10=2012,profiles!C1761,IF($C$10=2013,profiles!E1761,IF($C$10=2014,profiles!G1761,IF($C$10=2015,profiles!I1761,IF($C$10=2016,profiles!K1761)))))","v":47.142000000000003},{"$f":"IF($C$10=2012,profiles!D1761,IF($C$10=2013,profiles!F1761,IF($C$10=2014,profiles!H1761,IF($C$10=2015,profiles!J1761,IF($C$10=2016,profiles!L1761)))))","v":0.31305497827319101},62.610995654638202,15.468995654638199,47.142000000000003,0,5.4689956546381993,10,0,43.580185023878926,0,-15.468995654638199]
["h1758",{"$f":"IF($C$10=2012,profiles!C1762,IF($C$10=2013,profiles!E1762,IF($C$10=2014,profiles!G1762,IF($C$10=2015,profiles!I1762,IF($C$10=2016,profiles!K1762)))))","v":47.496000000000002},{"$f":"IF($C$10=2012,profiles!D1762,IF($C$10=2013,profiles!F1762,IF($C$10=2014,profiles!H1762,IF($C$10=2015,profiles!J1762,IF($C$10=2016,profiles!L1762)))))","v":0.31635396532430349},63.270793064860698,15.774793064860695,47.496000000000002,0,5.7747930648606953,10,0,51.680185023878927,0,-15.774793064860695]
["h1759",{"$f":"IF($C$10=2012,profiles!C1763,IF($C$10=2013,profiles!E1763,IF($C$10=2014,profiles!G1763,IF($C$10=2015,profiles!I1763,IF($C$10=2016,profiles!K1763)))))","v":48.901000000000003},{"$f":"IF($C$10=2012,profiles!D1763,IF($C$10=2013,profiles!F1763,IF($C$10=2014,profiles!H1763,IF($C$10=2015,profiles!J1763,IF($C$10=2016,profiles!L1763)))))","v":0.32155677309654263},64.311354619308531,15.410354619308528,48.901000000000003,0,5.4103546193085279,10,0,59.780185023878929,0,-15.410354619308528]
["h1760",{"$f":"IF($C$10=2012,profiles!C1764,IF($C$10=2013,profiles!E1764,IF($C$10=2014,profiles!G1764,IF($C$10=2015,profiles!I1764,IF($C$10=2016,profiles!K1764)))))","v":52.127000000000002},{"$f":"IF($C$10=2012,profiles!D1764,IF($C$10=2013,profiles!F1764,IF($C$10=2014,profiles!H1764,IF($C$10=2015,profiles!J1764,IF($C$10=2016,profiles!L1764)))))","v":0.32581493699952041},65.162987399904083,13.03598739990408,52.127000000000002,0,3.0359873999040801,10,0,67.880185023878937,0,-13.03598739990408]
["h1761",{"$f":"IF($C$10=2012,profiles!C1765,IF($C$10=2013,profiles!E1765,IF($C$10=2014,profiles!G1765,IF($C$10=2015,profiles!I1765,IF($C$10=2016,profiles!K1765)))))","v":56.37},{"$f":"IF($C$10=2012,profiles!D1765,IF($C$10=2013,profiles!F1765,IF($C$10=2014,profiles!H1765,IF($C$10=2015,profiles!J1765,IF($C$10=2016,profiles!L1765)))))","v":0.35796189451961224},71.592378903922452,15.222378903922454,56.37,0,5.2223789039224542,10,0,75.980185023878931,0,-15.222378903922454]
["h1762",{"$f":"IF($C$10=2012,profiles!C1766,IF($C$10=2013,profiles!E1766,IF($C$10=2014,profiles!G1766,IF($C$10=2015,profiles!I1766,IF($C$10=2016,profiles!K1766)))))","v":59.82},{"$f":"IF($C$10=2012,profiles!D1766,IF($C$10=2013,profiles!F1766,IF($C$10=2014,profiles!H1766,IF($C$10=2015,profiles!J1766,IF($C$10=2016,profiles!L1766)))))","v":0.40596433606068971},81.192867212137941,21.37286721213794,59.82,0,11.37286721213794,10,0,84.080185023878926,0,-21.37286721213794]
["h1763",{"$f":"IF($C$10=2012,profiles!C1767,IF($C$10=2013,profiles!E1767,IF($C$10=2014,profiles!G1767,IF($C$10=2015,profiles!I1767,IF($C$10=2016,profiles!K1767)))))","v":61.502000000000002},{"$f":"IF($C$10=2012,profiles!D1767,IF($C$10=2013,profiles!F1767,IF($C$10=2014,profiles!H1767,IF($C$10=2015,profiles!J1767,IF($C$10=2016,profiles!L1767)))))","v":0.43453617986019272},86.907235972038549,25.405235972038547,61.502000000000002,0,15.405235972038547,10,0,92.18018502387892,0,-25.405235972038547]
["h1764",{"$f":"IF($C$10=2012,profiles!C1768,IF($C$10=2013,profiles!E1768,IF($C$10=2014,profiles!G1768,IF($C$10=2015,profiles!I1768,IF($C$10=2016,profiles!K1768)))))","v":62.393999999999998},{"$f":"IF($C$10=2012,profiles!D1768,IF($C$10=2013,profiles!F1768,IF($C$10=2014,profiles!H1768,IF($C$10=2015,profiles!J1768,IF($C$10=2016,profiles!L1768)))))","v":0.44173000624918252},88.346001249836505,25.952001249836506,62.393999999999998,0,15.952001249836506,10,0,100.28018502387891,0,-25.952001249836506]
["h1765",{"$f":"IF($C$10=2012,profiles!C1769,IF($C$10=2013,profiles!E1769,IF($C$10=2014,profiles!G1769,IF($C$10=2015,profiles!I1769,IF($C$10=2016,profiles!K1769)))))","v":60.957000000000001},{"$f":"IF($C$10=2012,profiles!D1769,IF($C$10=2013,profiles!F1769,IF($C$10=2014,profiles!H1769,IF($C$10=2015,profiles!J1769,IF($C$10=2016,profiles!L1769)))))","v":0.43239983141740179},86.479966283480366,25.522966283480365,60.957000000000001,0,15.522966283480365,10,0,108.38018502387891,0,-25.522966283480365]
["h1766",{"$f":"IF($C$10=2012,profiles!C1770,IF($C$10=2013,profiles!E1770,IF($C$10=2014,profiles!G1770,IF($C$10=2015,profiles!I1770,IF($C$10=2016,profiles!K1770)))))","v":58.98},{"$f":"IF($C$10=2012,profiles!D1770,IF($C$10=2013,profiles!F1770,IF($C$10=2014,profiles!H1770,IF($C$10=2015,profiles!J1770,IF($C$10=2016,profiles!L1770)))))","v":0.42343298115072159},84.686596230144318,25.706596230144321,58.98,0,15.706596230144321,10,0,116.4801850238789,0,-25.706596230144321]
["h1767",{"$f":"IF($C$10=2012,profiles!C1771,IF($C$10=2013,profiles!E1771,IF($C$10=2014,profiles!G1771,IF($C$10=2015,profiles!I1771,IF($C$10=2016,profiles!K1771)))))","v":57.164000000000001},{"$f":"IF($C$10=2012,profiles!D1771,IF($C$10=2013,profiles!F1771,IF($C$10=2014,profiles!H1771,IF($C$10=2015,profiles!J1771,IF($C$10=2016,profiles!L1771)))))","v":0.40313040445290588},80.626080890581179,23.462080890581177,57.164000000000001,0,13.462080890581177,10,0,124.5801850238789,0,-23.462080890581177]
["h1768",{"$f":"IF($C$10=2012,profiles!C1772,IF($C$10=2013,profiles!E1772,IF($C$10=2014,profiles!G1772,IF($C$10=2015,profiles!I1772,IF($C$10=2016,profiles!K1772)))))","v":56.463000000000001},{"$f":"IF($C$10=2012,profiles!D1772,IF($C$10=2013,profiles!F1772,IF($C$10=2014,profiles!H1772,IF($C$10=2015,profiles!J1772,IF($C$10=2016,profiles!L1772)))))","v":0.36304843843101919},72.609687686203841,16.14668768620384,56.463000000000001,0,6.1466876862038404,10,0,132.68018502387889,0,-16.14668768620384]
["h1769",{"$f":"IF($C$10=2012,profiles!C1773,IF($C$10=2013,profiles!E1773,IF($C$10=2014,profiles!G1773,IF($C$10=2015,profiles!I1773,IF($C$10=2016,profiles!K1773)))))","v":55.884999999999998},{"$f":"IF($C$10=2012,profiles!D1773,IF($C$10=2013,profiles!F1773,IF($C$10=2014,profiles!H1773,IF($C$10=2015,profiles!J1773,IF($C$10=2016,profiles!L1773)))))","v":0.32379485241756167},64.758970483512329,8.8739704835123305,55.884999999999998,0,0,8.8739704835123305,0,139.86810111552387,0,-8.8739704835123305]
["h1770",{"$f":"IF($C$10=2012,profiles!C1774,IF($C$10=2013,profiles!E1774,IF($C$10=2014,profiles!G1774,IF($C$10=2015,profiles!I1774,IF($C$10=2016,profiles!K1774)))))","v":57.186},{"$f":"IF($C$10=2012,profiles!D1774,IF($C$10=2013,profiles!F1774,IF($C$10=2014,profiles!H1774,IF($C$10=2015,profiles!J1774,IF($C$10=2016,profiles!L1774)))))","v":0.28336409481317854},56.672818962635709,0,56.672818962635709,0.51318103736429066,0,0,0.51318103736429066,139.31390993046523,0,0.51318103736429066]
["h1771",{"$f":"IF($C$10=2012,profiles!C1775,IF($C$10=2013,profiles!E1775,IF($C$10=2014,profiles!G1775,IF($C$10=2015,profiles!I1775,IF($C$10=2016,profiles!K1775)))))","v":60.567999999999998},{"$f":"IF($C$10=2012,profiles!D1775,IF($C$10=2013,profiles!F1775,IF($C$10=2014,profiles!H1775,IF($C$10=2015,profiles!J1775,IF($C$10=2016,profiles!L1775)))))","v":0.25439986048336699},50.879972096673399,0,50.879972096673399,9.6880279033265992,0,0,9.6880279033265992,128.85167677352507,0,9.6880279033265992]
["h1772",{"$f":"IF($C$10=2012,profiles!C1776,IF($C$10=2013,profiles!E1776,IF($C$10=2014,profiles!G1776,IF($C$10=2015,profiles!I1776,IF($C$10=2016,profiles!K1776)))))","v":60.984000000000002},{"$f":"IF($C$10=2012,profiles!D1776,IF($C$10=2013,profiles!F1776,IF($C$10=2014,profiles!H1776,IF($C$10=2015,profiles!J1776,IF($C$10=2016,profiles!L1776)))))","v":0.2499382348239329},49.987646964786578,0,49.987646964786578,10.996353035213424,0,0,10.996353035213424,116.97656550439611,0,10.996353035213424]
["h1773",{"$f":"IF($C$10=2012,profiles!C1777,IF($C$10=2013,profiles!E1777,IF($C$10=2014,profiles!G1777,IF($C$10=2015,profiles!I1777,IF($C$10=2016,profiles!K1777)))))","v":56.877000000000002},{"$f":"IF($C$10=2012,profiles!D1777,IF($C$10=2013,profiles!F1777,IF($C$10=2014,profiles!H1777,IF($C$10=2015,profiles!J1777,IF($C$10=2016,profiles!L1777)))))","v":0.26580825182752255},53.161650365504507,0,53.161650365504507,3.7153496344954959,0,0,3.7153496344954959,112.96430887967095,0,3.7153496344954959]
["h1774",{"$f":"IF($C$10=2012,profiles!C1778,IF($C$10=2013,profiles!E1778,IF($C$10=2014,profiles!G1778,IF($C$10=2015,profiles!I1778,IF($C$10=2016,profiles!K1778)))))","v":53.95},{"$f":"IF($C$10=2012,profiles!D1778,IF($C$10=2013,profiles!F1778,IF($C$10=2014,profiles!H1778,IF($C$10=2015,profiles!J1778,IF($C$10=2016,profiles!L1778)))))","v":0.2856893720298217},57.13787440596434,3.1878744059643367,53.95,0,0,3.1878744059643367,0,115.54648714850207,0,-3.1878744059643367]
["h1775",{"$f":"IF($C$10=2012,profiles!C1779,IF($C$10=2013,profiles!E1779,IF($C$10=2014,profiles!G1779,IF($C$10=2015,profiles!I1779,IF($C$10=2016,profiles!K1779)))))","v":52.554000000000002},{"$f":"IF($C$10=2012,profiles!D1779,IF($C$10=2013,profiles!F1779,IF($C$10=2014,profiles!H1779,IF($C$10=2015,profiles!J1779,IF($C$10=2016,profiles!L1779)))))","v":0.30464038134546351},60.928076269092699,8.3740762690926971,52.554000000000002,0,0,8.3740762690926971,0,122.32948892646715,0,-8.3740762690926971]
["h1776",{"$f":"IF($C$10=2012,profiles!C1780,IF($C$10=2013,profiles!E1780,IF($C$10=2014,profiles!G1780,IF($C$10=2015,profiles!I1780,IF($C$10=2016,profiles!K1780)))))","v":49.210999999999999},{"$f":"IF($C$10=2012,profiles!D1780,IF($C$10=2013,profiles!F1780,IF($C$10=2014,profiles!H1780,IF($C$10=2015,profiles!J1780,IF($C$10=2016,profiles!L1780)))))","v":0.32340246188725313},64.680492377450634,15.469492377450635,49.210999999999999,0,5.469492377450635,10,0,130.42948892646714,0,-15.469492377450635]
["h1777",{"$f":"IF($C$10=2012,profiles!C1781,IF($C$10=2013,profiles!E1781,IF($C$10=2014,profiles!G1781,IF($C$10=2015,profiles!I1781,IF($C$10=2016,profiles!K1781)))))","v":45.540999999999997},{"$f":"IF($C$10=2012,profiles!D1781,IF($C$10=2013,profiles!F1781,IF($C$10=2014,profiles!H1781,IF($C$10=2015,profiles!J1781,IF($C$10=2016,profiles!L1781)))))","v":0.3461309307563758},69.226186151275158,23.685186151275161,45.540999999999997,0,13.685186151275161,10,0,138.52948892646714,0,-23.685186151275161]
["h1778",{"$f":"IF($C$10=2012,profiles!C1782,IF($C$10=2013,profiles!E1782,IF($C$10=2014,profiles!G1782,IF($C$10=2015,profiles!I1782,IF($C$10=2016,profiles!K1782)))))","v":43.448},{"$f":"IF($C$10=2012,profiles!D1782,IF($C$10=2013,profiles!F1782,IF($C$10=2014,profiles!H1782,IF($C$10=2015,profiles!J1782,IF($C$10=2016,profiles!L1782)))))","v":0.35530044321732179},71.060088643464354,27.612088643464354,43.448,0,17.612088643464354,10,0,146.62948892646713,0,-27.612088643464354]
["h1779",{"$f":"IF($C$10=2012,profiles!C1783,IF($C$10=2013,profiles!E1783,IF($C$10=2014,profiles!G1783,IF($C$10=2015,profiles!I1783,IF($C$10=2016,profiles!K1783)))))","v":42.527999999999999},{"$f":"IF($C$10=2012,profiles!D1783,IF($C$10=2013,profiles!F1783,IF($C$10=2014,profiles!H1783,IF($C$10=2015,profiles!J1783,IF($C$10=2016,profiles!L1783)))))","v":0.35883165007629153},71.766330015258305,29.238330015258306,42.527999999999999,0,19.238330015258306,10,0,154.72948892646713,0,-29.238330015258306]
["h1780",{"$f":"IF($C$10=2012,profiles!C1784,IF($C$10=2013,profiles!E1784,IF($C$10=2014,profiles!G1784,IF($C$10=2015,profiles!I1784,IF($C$10=2016,profiles!K1784)))))","v":42.372999999999998},{"$f":"IF($C$10=2012,profiles!D1784,IF($C$10=2013,profiles!F1784,IF($C$10=2014,profiles!H1784,IF($C$10=2015,profiles!J1784,IF($C$10=2016,profiles!L1784)))))","v":0.35541669694107392},71.083339388214782,28.710339388214784,42.372999999999998,0,18.710339388214784,10,0,162.82948892646712,0,-28.710339388214784]
["h1781",{"$f":"IF($C$10=2012,profiles!C1785,IF($C$10=2013,profiles!E1785,IF($C$10=2014,profiles!G1785,IF($C$10=2015,profiles!I1785,IF($C$10=2016,profiles!K1785)))))","v":42.64},{"$f":"IF($C$10=2012,profiles!D1785,IF($C$10=2013,profiles!F1785,IF($C$10=2014,profiles!H1785,IF($C$10=2015,profiles!J1785,IF($C$10=2016,profiles!L1785)))))","v":0.35564920438857806},71.129840877715608,28.489840877715608,42.64,0,18.489840877715608,10,0,170.92948892646712,0,-28.489840877715608]
["h1782",{"$f":"IF($C$10=2012,profiles!C1786,IF($C$10=2013,profiles!E1786,IF($C$10=2014,profiles!G1786,IF($C$10=2015,profiles!I1786,IF($C$10=2016,profiles!K1786)))))","v":42.509},{"$f":"IF($C$10=2012,profiles!D1786,IF($C$10=2013,profiles!F1786,IF($C$10=2014,profiles!H1786,IF($C$10=2015,profiles!J1786,IF($C$10=2016,profiles!L1786)))))","v":0.35272832957930683},70.545665915861363,28.036665915861363,42.509,0,18.036665915861363,10,0,179.02948892646711,0,-28.036665915861363]
["h1783",{"$f":"IF($C$10=2012,profiles!C1787,IF($C$10=2013,profiles!E1787,IF($C$10=2014,profiles!G1787,IF($C$10=2015,profiles!I1787,IF($C$10=2016,profiles!K1787)))))","v":42.198},{"$f":"IF($C$10=2012,profiles!D1787,IF($C$10=2013,profiles!F1787,IF($C$10=2014,profiles!H1787,IF($C$10=2015,profiles!J1787,IF($C$10=2016,profiles!L1787)))))","v":0.346392501634818},69.278500326963595,27.080500326963595,42.198,0,17.080500326963595,10,0,187.1294889264671,0,-27.080500326963595]
["h1784",{"$f":"IF($C$10=2012,profiles!C1788,IF($C$10=2013,profiles!E1788,IF($C$10=2014,profiles!G1788,IF($C$10=2015,profiles!I1788,IF($C$10=2016,profiles!K1788)))))","v":44.396999999999998},{"$f":"IF($C$10=2012,profiles!D1788,IF($C$10=2013,profiles!F1788,IF($C$10=2014,profiles!H1788,IF($C$10=2015,profiles!J1788,IF($C$10=2016,profiles!L1788)))))","v":0.35073748456005233},70.147496912010467,25.750496912010469,44.396999999999998,0,15.750496912010469,10,0,195.2294889264671,0,-25.750496912010469]
["h1785",{"$f":"IF($C$10=2012,profiles!C1789,IF($C$10=2013,profiles!E1789,IF($C$10=2014,profiles!G1789,IF($C$10=2015,profiles!I1789,IF($C$10=2016,profiles!K1789)))))","v":48.265999999999998},{"$f":"IF($C$10=2012,profiles!D1789,IF($C$10=2013,profiles!F1789,IF($C$10=2014,profiles!H1789,IF($C$10=2015,profiles!J1789,IF($C$10=2016,profiles!L1789)))))","v":0.35756739083048755},71.513478166097514,23.247478166097515,48.265999999999998,0,13.247478166097515,10,0,203.32948892646709,0,-23.247478166097515]
["h1786",{"$f":"IF($C$10=2012,profiles!C1790,IF($C$10=2013,profiles!E1790,IF($C$10=2014,profiles!G1790,IF($C$10=2015,profiles!I1790,IF($C$10=2016,profiles!K1790)))))","v":51.768000000000001},{"$f":"IF($C$10=2012,profiles!D1790,IF($C$10=2013,profiles!F1790,IF($C$10=2014,profiles!H1790,IF($C$10=2015,profiles!J1790,IF($C$10=2016,profiles!L1790)))))","v":0.36599578580251396},73.199157160502793,21.431157160502792,51.768000000000001,0,11.431157160502792,10,0,211.42948892646709,0,-21.431157160502792]
["h1787",{"$f":"IF($C$10=2012,profiles!C1791,IF($C$10=2013,profiles!E1791,IF($C$10=2014,profiles!G1791,IF($C$10=2015,profiles!I1791,IF($C$10=2016,profiles!K1791)))))","v":54.225999999999999},{"$f":"IF($C$10=2012,profiles!D1791,IF($C$10=2013,profiles!F1791,IF($C$10=2014,profiles!H1791,IF($C$10=2015,profiles!J1791,IF($C$10=2016,profiles!L1791)))))","v":0.38115236503669259},76.230473007338517,22.004473007338518,54.225999999999999,0,12.004473007338518,10,0,219.52948892646708,0,-22.004473007338518]
["h1788",{"$f":"IF($C$10=2012,profiles!C1792,IF($C$10=2013,profiles!E1792,IF($C$10=2014,profiles!G1792,IF($C$10=2015,profiles!I1792,IF($C$10=2016,profiles!K1792)))))","v":56.753999999999998},{"$f":"IF($C$10=2012,profiles!D1792,IF($C$10=2013,profiles!F1792,IF($C$10=2014,profiles!H1792,IF($C$10=2015,profiles!J1792,IF($C$10=2016,profiles!L1792)))))","v":0.39937513623483251},79.875027246966496,23.121027246966499,56.753999999999998,0,13.121027246966499,10,0,227.62948892646708,0,-23.121027246966499]
["h1789",{"$f":"IF($C$10=2012,profiles!C1793,IF($C$10=2013,profiles!E1793,IF($C$10=2014,profiles!G1793,IF($C$10=2015,profiles!I1793,IF($C$10=2016,profiles!K1793)))))","v":55.856000000000002},{"$f":"IF($C$10=2012,profiles!D1793,IF($C$10=2013,profiles!F1793,IF($C$10=2014,profiles!H1793,IF($C$10=2015,profiles!J1793,IF($C$10=2016,profiles!L1793)))))","v":0.41336917823149022},82.673835646298045,26.817835646298043,55.856000000000002,0,16.817835646298043,10,0,235.72948892646707,0,-26.817835646298043]
["h1790",{"$f":"IF($C$10=2012,profiles!C1794,IF($C$10=2013,profiles!E1794,IF($C$10=2014,profiles!G1794,IF($C$10=2015,profiles!I1794,IF($C$10=2016,profiles!K1794)))))","v":53.546999999999997},{"$f":"IF($C$10=2012,profiles!D1794,IF($C$10=2013,profiles!F1794,IF($C$10=2014,profiles!H1794,IF($C$10=2015,profiles!J1794,IF($C$10=2016,profiles!L1794)))))","v":0.41275884618179176},82.551769236358354,29.004769236358356,53.546999999999997,0,19.004769236358356,10,0,243.82948892646706,0,-29.004769236358356]
["h1791",{"$f":"IF($C$10=2012,profiles!C1795,IF($C$10=2013,profiles!E1795,IF($C$10=2014,profiles!G1795,IF($C$10=2015,profiles!I1795,IF($C$10=2016,profiles!K1795)))))","v":51.518999999999998},{"$f":"IF($C$10=2012,profiles!D1795,IF($C$10=2013,profiles!F1795,IF($C$10=2014,profiles!H1795,IF($C$10=2015,profiles!J1795,IF($C$10=2016,profiles!L1795)))))","v":0.40671365254668312},81.342730509336619,29.82373050933662,51.518999999999998,0,19.82373050933662,10,0,251.92948892646706,0,-29.82373050933662]
["h1792",{"$f":"IF($C$10=2012,profiles!C1796,IF($C$10=2013,profiles!E1796,IF($C$10=2014,profiles!G1796,IF($C$10=2015,profiles!I1796,IF($C$10=2016,profiles!K1796)))))","v":50.557000000000002},{"$f":"IF($C$10=2012,profiles!D1796,IF($C$10=2013,profiles!F1796,IF($C$10=2014,profiles!H1796,IF($C$10=2015,profiles!J1796,IF($C$10=2016,profiles!L1796)))))","v":0.38921746712199373},77.843493424398744,27.286493424398742,50.557000000000002,0,17.286493424398742,10,0,260.02948892646708,0,-27.286493424398742]
["h1793",{"$f":"IF($C$10=2012,profiles!C1797,IF($C$10=2013,profiles!E1797,IF($C$10=2014,profiles!G1797,IF($C$10=2015,profiles!I1797,IF($C$10=2016,profiles!K1797)))))","v":50.344000000000001},{"$f":"IF($C$10=2012,profiles!D1797,IF($C$10=2013,profiles!F1797,IF($C$10=2014,profiles!H1797,IF($C$10=2015,profiles!J1797,IF($C$10=2016,profiles!L1797)))))","v":0.36127297827508537},72.25459565501707,{"$f":"D1810-F1810","v":21.910595655017069},{"$f":"MIN(D1810,B1810)","v":50.344000000000001},{"$f":"B1810-F1810","v":0},{"$f":"-MIN(-E1810+$C$3,0)","v":11.910595655017069},{"$f":"E1810-H1810","v":10},0,268.1294889264671,0,-21.910595655017069]
["h1794",{"$f":"IF($C$10=2012,profiles!C1798,IF($C$10=2013,profiles!E1798,IF($C$10=2014,profiles!G1798,IF($C$10=2015,profiles!I1798,IF($C$10=2016,profiles!K1798)))))","v":52.179000000000002},{"$f":"IF($C$10=2012,profiles!D1798,IF($C$10=2013,profiles!F1798,IF($C$10=2014,profiles!H1798,IF($C$10=2015,profiles!J1798,IF($C$10=2016,profiles!L1798)))))","v":0.32933226767419893},{"$f":"C1811*$C$2","v":65.866453534839792},13.68745353483979,52.179000000000002,0,3.6874535348397899,10,0,276.22948892646713,{"$f":"MAX(G1811-J1811,0)","v":0},{"$f":"B1811-D1811","v":-13.68745353483979}]
["h1795",{"$f":"IF($C$10=2012,profiles!C1799,IF($C$10=2013,profiles!E1799,IF($C$10=2014,profiles!G1799,IF($C$10=2015,profiles!I1799,IF($C$10=2016,profiles!K1799)))))","v":55.947000000000003},{"$f":"IF($C$10=2012,profiles!D1799,IF($C$10=2013,profiles!F1799,IF($C$10=2014,profiles!H1799,IF($C$10=2015,profiles!J1799,IF($C$10=2016,profiles!L1799)))))","v":0.29537164862311999},59.074329724624,3.1273297246239977,55.947000000000003,0,0,3.1273297246239977,0,{"$f":"K1811+I1812*$F$2-J1812/$F$3","v":278.76262600341255},0,-3.1273297246239977]
["h1796",{"$f":"IF($C$10=2012,profiles!C1800,IF($C$10=2013,profiles!E1800,IF($C$10=2014,profiles!G1800,IF($C$10=2015,profiles!I1800,IF($C$10=2016,profiles!K1800)))))","v":58.582999999999998},{"$f":"IF($C$10=2012,profiles!D1800,IF($C$10=2013,profiles!F1800,IF($C$10=2014,profiles!H1800,IF($C$10=2015,profiles!J1800,IF($C$10=2016,profiles!L1800)))))","v":0.29316282787183029},58.632565574366055,4.9565574366056353E-2,58.582999999999998,0,0,4.9565574366056353E-2,0,278.80277411864904,0,-4.9565574366056353E-2]
["h1797",{"$f":"IF($C$10=2012,profiles!C1801,IF($C$10=2013,profiles!E1801,IF($C$10=2014,profiles!G1801,IF($C$10=2015,profiles!I1801,IF($C$10=2016,profiles!K1801)))))","v":56.015999999999998},{"$f":"IF($C$10=2012,profiles!D1801,IF($C$10=2013,profiles!F1801,IF($C$10=2014,profiles!H1801,IF($C$10=2015,profiles!J1801,IF($C$10=2016,profiles!L1801)))))","v":0.29717358134127736},59.434716268255471,3.4187162682554728,56.015999999999998,0,0,3.4187162682554728,0,281.57193429593599,0,-3.4187162682554728]
["h1798",{"$f":"IF($C$10=2012,profiles!C1802,IF($C$10=2013,profiles!E1802,IF($C$10=2014,profiles!G1802,IF($C$10=2015,profiles!I1802,IF($C$10=2016,profiles!K1802)))))","v":53.948999999999998},{"$f":"IF($C$10=2012,profiles!D1802,IF($C$10=2013,profiles!F1802,IF($C$10=2014,profiles!H1802,IF($C$10=2015,profiles!J1802,IF($C$10=2016,profiles!L1802)))))","v":0.2882511080433045},57.6502216086609,3.7012216086609016,53.948999999999998,0,0,3.7012216086609016,0,284.56992379895132,0,-3.7012216086609016]
["h1799",{"$f":"IF($C$10=2012,profiles!C1803,IF($C$10=2013,profiles!E1803,IF($C$10=2014,profiles!G1803,IF($C$10=2015,profiles!I1803,IF($C$10=2016,profiles!K1803)))))","v":53.25},{"$f":"IF($C$10=2012,profiles!D1803,IF($C$10=2013,profiles!F1803,IF($C$10=2014,profiles!H1803,IF($C$10=2015,profiles!J1803,IF($C$10=2016,profiles!L1803)))))","v":0.27950301533095984},55.90060306619197,2.6506030661919695,53.25,0,0,2.6506030661919695,0,286.7169122825668,0,-2.6506030661919695]
["h1800",{"$f":"IF($C$10=2012,profiles!C1804,IF($C$10=2013,profiles!E1804,IF($C$10=2014,profiles!G1804,IF($C$10=2015,profiles!I1804,IF($C$10=2016,profiles!K1804)))))","v":49.658000000000001},{"$f":"IF($C$10=2012,profiles!D1804,IF($C$10=2013,profiles!F1804,IF($C$10=2014,profiles!H1804,IF($C$10=2015,profiles!J1804,IF($C$10=2016,profiles!L1804)))))","v":0.28595509699920074},57.191019399840151,7.5330193998401498,49.658000000000001,0,0,7.5330193998401498,{"$f":"MIN(MAX(0,G1817),K1816*$F$3)","v":0},292.81865799643731,0,-7.5330193998401498]
["h1801",{"$f":"IF($C$10=2012,profiles!C1805,IF($C$10=2013,profiles!E1805,IF($C$10=2014,profiles!G1805,IF($C$10=2015,profiles!I1805,IF($C$10=2016,profiles!K1805)))))","v":46.802999999999997},{"$f":"IF($C$10=2012,profiles!D1805,IF($C$10=2013,profiles!F1805,IF($C$10=2014,profiles!H1805,IF($C$10=2015,profiles!J1805,IF($C$10=2016,profiles!L1805)))))","v":0.28744515791614611},57.48903158322922,10.686031583229223,46.802999999999997,0,0.68603158322922297,10,0,300.91865799643733,0,-10.686031583229223]
["h1802",{"$f":"IF($C$10=2012,profiles!C1806,IF($C$10=2013,profiles!E1806,IF($C$10=2014,profiles!G1806,IF($C$10=2015,profiles!I1806,IF($C$10=2016,profiles!K1806)))))","v":44.844000000000001},{"$f":"IF($C$10=2012,profiles!D1806,IF($C$10=2013,profiles!F1806,IF($C$10=2014,profiles!H1806,IF($C$10=2015,profiles!J1806,IF($C$10=2016,profiles!L1806)))))","v":0.27976000232443271},55.952000464886545,11.108000464886544,44.844000000000001,0,1.108000464886544,10,0,309.01865799643735,0,-11.108000464886544]
["h1803",{"$f":"IF($C$10=2012,profiles!C1807,IF($C$10=2013,profiles!E1807,IF($C$10=2014,profiles!G1807,IF($C$10=2015,profiles!I1807,IF($C$10=2016,profiles!K1807)))))","v":44.326999999999998},{"$f":"IF($C$10=2012,profiles!D1807,IF($C$10=2013,profiles!F1807,IF($C$10=2014,profiles!H1807,IF($C$10=2015,profiles!J1807,IF($C$10=2016,profiles!L1807)))))","v":0.27155184937676147},54.310369875352293,9.9833698753522953,44.326999999999998,0,0,9.9833698753522953,0,317.10518759547273,0,-9.9833698753522953]
["h1804",{"$f":"IF($C$10=2012,profiles!C1808,IF($C$10=2013,profiles!E1808,IF($C$10=2014,profiles!G1808,IF($C$10=2015,profiles!I1808,IF($C$10=2016,profiles!K1808)))))","v":45.055},{"$f":"IF($C$10=2012,profiles!D1808,IF($C$10=2013,profiles!F1808,IF($C$10=2014,profiles!H1808,IF($C$10=2015,profiles!J1808,IF($C$10=2016,profiles!L1808)))))","v":0.26617659877386174},53.235319754772348,8.1803197547723485,45.055,0,0,8.1803197547723485,0,323.73124659683833,0,-8.1803197547723485]
["h1805",{"$f":"IF($C$10=2012,profiles!C1809,IF($C$10=2013,profiles!E1809,IF($C$10=2014,profiles!G1809,IF($C$10=2015,profiles!I1809,IF($C$10=2016,profiles!K1809)))))","v":47.213000000000001},{"$f":"IF($C$10=2012,profiles!D1809,IF($C$10=2013,profiles!F1809,IF($C$10=2014,profiles!H1809,IF($C$10=2015,profiles!J1809,IF($C$10=2016,profiles!L1809)))))","v":0.25458349071679692},50.916698143359383,3.7036981433593823,47.213000000000001,0,0,3.7036981433593823,0,326.73124209295941,0,-3.7036981433593823]
["h1806",{"$f":"IF($C$10=2012,profiles!C1810,IF($C$10=2013,profiles!E1810,IF($C$10=2014,profiles!G1810,IF($C$10=2015,profiles!I1810,IF($C$10=2016,profiles!K1810)))))","v":51.883000000000003},{"$f":"IF($C$10=2012,profiles!D1810,IF($C$10=2013,profiles!F1810,IF($C$10=2014,profiles!H1810,IF($C$10=2015,profiles!J1810,IF($C$10=2016,profiles!L1810)))))","v":0.25086439840776359},50.172879681552715,0,50.172879681552715,1.710120318447288,0,0,1.710120318447288,324.88445989161244,0,1.710120318447288]
["h1807",{"$f":"IF($C$10=2012,profiles!C1811,IF($C$10=2013,profiles!E1811,IF($C$10=2014,profiles!G1811,IF($C$10=2015,profiles!I1811,IF($C$10=2016,profiles!K1811)))))","v":60.746000000000002},{"$f":"IF($C$10=2012,profiles!D1811,IF($C$10=2013,profiles!F1811,IF($C$10=2014,profiles!H1811,IF($C$10=2015,profiles!J1811,IF($C$10=2016,profiles!L1811)))))","v":0.25769241944387949},51.5384838887759,0,51.5384838887759,9.207516111224102,0,0,9.207516111224102,314.94113795724513,0,9.207516111224102]
["h1808",{"$f":"IF($C$10=2012,profiles!C1812,IF($C$10=2013,profiles!E1812,IF($C$10=2014,profiles!G1812,IF($C$10=2015,profiles!I1812,IF($C$10=2016,profiles!K1812)))))","v":66.308999999999997},{"$f":"IF($C$10=2012,profiles!D1812,IF($C$10=2013,profiles!F1812,IF($C$10=2014,profiles!H1812,IF($C$10=2015,profiles!J1812,IF($C$10=2016,profiles!L1812)))))","v":0.26961966470058402},53.923932940116806,0,53.923932940116806,12.385067059883191,0,0,12.385067059883191,301.56633551676651,0,12.385067059883191]
["h1809",{"$f":"IF($C$10=2012,profiles!C1813,IF($C$10=2013,profiles!E1813,IF($C$10=2014,profiles!G1813,IF($C$10=2015,profiles!I1813,IF($C$10=2016,profiles!K1813)))))","v":69.242999999999995},{"$f":"IF($C$10=2012,profiles!D1813,IF($C$10=2013,profiles!F1813,IF($C$10=2014,profiles!H1813,IF($C$10=2015,profiles!J1813,IF($C$10=2016,profiles!L1813)))))","v":0.31026818142197171},62.053636284394344,0,62.053636284394344,7.1893637156056514,0,0,7.1893637156056514,293.80244381524852,0,7.1893637156056514]
["h1810",{"$f":"IF($C$10=2012,profiles!C1814,IF($C$10=2013,profiles!E1814,IF($C$10=2014,profiles!G1814,IF($C$10=2015,profiles!I1814,IF($C$10=2016,profiles!K1814)))))","v":70.135000000000005},{"$f":"IF($C$10=2012,profiles!D1814,IF($C$10=2013,profiles!F1814,IF($C$10=2014,profiles!H1814,IF($C$10=2015,profiles!J1814,IF($C$10=2016,profiles!L1814)))))","v":0.36018537350727836},72.037074701455666,1.9020747014556605,70.135000000000005,0,0,1.9020747014556605,0,295.34312432342762,0,-1.9020747014556605]
["h1811",{"$f":"IF($C$10=2012,profiles!C1815,IF($C$10=2013,profiles!E1815,IF($C$10=2014,profiles!G1815,IF($C$10=2015,profiles!I1815,IF($C$10=2016,profiles!K1815)))))","v":71.340999999999994},{"$f":"IF($C$10=2012,profiles!D1815,IF($C$10=2013,profiles!F1815,IF($C$10=2014,profiles!H1815,IF($C$10=2015,profiles!J1815,IF($C$10=2016,profiles!L1815)))))","v":0.40770549437777842},81.54109887555569,10.200098875555696,71.340999999999994,0,0.20009887555569605,10,0,303.44312432342764,0,-10.200098875555696]
["h1812",{"$f":"IF($C$10=2012,profiles!C1816,IF($C$10=2013,profiles!E1816,IF($C$10=2014,profiles!G1816,IF($C$10=2015,profiles!I1816,IF($C$10=2016,profiles!K1816)))))","v":72.569000000000003},{"$f":"IF($C$10=2012,profiles!D1816,IF($C$10=2013,profiles!F1816,IF($C$10=2014,profiles!H1816,IF($C$10=2015,profiles!J1816,IF($C$10=2016,profiles!L1816)))))","v":0.43506116163523839},87.012232327047684,14.443232327047681,72.569000000000003,0,4.4432323270476815,10,0,311.54312432342766,0,-14.443232327047681]
["h1813",{"$f":"IF($C$10=2012,profiles!C1817,IF($C$10=2013,profiles!E1817,IF($C$10=2014,profiles!G1817,IF($C$10=2015,profiles!I1817,IF($C$10=2016,profiles!K1817)))))","v":71.864999999999995},{"$f":"IF($C$10=2012,profiles!D1817,IF($C$10=2013,profiles!F1817,IF($C$10=2014,profiles!H1817,IF($C$10=2015,profiles!J1817,IF($C$10=2016,profiles!L1817)))))","v":0.44091582648109945},88.183165296219883,16.318165296219888,71.864999999999995,0,6.3181652962198882,10,0,319.64312432342768,0,-16.318165296219888]
["h1814",{"$f":"IF($C$10=2012,profiles!C1818,IF($C$10=2013,profiles!E1818,IF($C$10=2014,profiles!G1818,IF($C$10=2015,profiles!I1818,IF($C$10=2016,profiles!K1818)))))","v":71.350999999999999},{"$f":"IF($C$10=2012,profiles!D1818,IF($C$10=2013,profiles!F1818,IF($C$10=2014,profiles!H1818,IF($C$10=2015,profiles!J1818,IF($C$10=2016,profiles!L1818)))))","v":0.43012174216230353},86.024348432460712,14.673348432460713,71.350999999999999,0,4.6733484324607133,10,0,327.74312432342771,0,-14.673348432460713]
["h1815",{"$f":"IF($C$10=2012,profiles!C1819,IF($C$10=2013,profiles!E1819,IF($C$10=2014,profiles!G1819,IF($C$10=2015,profiles!I1819,IF($C$10=2016,profiles!K1819)))))","v":70.099000000000004},{"$f":"IF($C$10=2012,profiles!D1819,IF($C$10=2013,profiles!F1819,IF($C$10=2014,profiles!H1819,IF($C$10=2015,profiles!J1819,IF($C$10=2016,profiles!L1819)))))","v":0.39933753668245342},79.867507336490689,9.7685073364906856,70.099000000000004,0,0,9.7685073364906856,0,335.65561526598515,0,-9.7685073364906856]
["h1816",{"$f":"IF($C$10=2012,profiles!C1820,IF($C$10=2013,profiles!E1820,IF($C$10=2014,profiles!G1820,IF($C$10=2015,profiles!I1820,IF($C$10=2016,profiles!K1820)))))","v":68.781000000000006},{"$f":"IF($C$10=2012,profiles!D1820,IF($C$10=2013,profiles!F1820,IF($C$10=2014,profiles!H1820,IF($C$10=2015,profiles!J1820,IF($C$10=2016,profiles!L1820)))))","v":0.34969637097945783},69.939274195891571,1.1582741958915648,68.781000000000006,0,0,1.1582741958915648,0,336.5938173646573,0,-1.1582741958915648]
["h1817",{"$f":"IF($C$10=2012,profiles!C1821,IF($C$10=2013,profiles!E1821,IF($C$10=2014,profiles!G1821,IF($C$10=2015,profiles!I1821,IF($C$10=2016,profiles!K1821)))))","v":67.093000000000004},{"$f":"IF($C$10=2012,profiles!D1821,IF($C$10=2013,profiles!F1821,IF($C$10=2014,profiles!H1821,IF($C$10=2015,profiles!J1821,IF($C$10=2016,profiles!L1821)))))","v":0.28243309992155041},56.486619984310082,0,56.486619984310082,10.606380015689922,0,0,10.606380015689922,325.13984326564008,0,10.606380015689922]
["h1818",{"$f":"IF($C$10=2012,profiles!C1822,IF($C$10=2013,profiles!E1822,IF($C$10=2014,profiles!G1822,IF($C$10=2015,profiles!I1822,IF($C$10=2016,profiles!K1822)))))","v":67.388000000000005},{"$f":"IF($C$10=2012,profiles!D1822,IF($C$10=2013,profiles!F1822,IF($C$10=2014,profiles!H1822,IF($C$10=2015,profiles!J1822,IF($C$10=2016,profiles!L1822)))))","v":0.20652584478600691},41.305168957201381,0,41.305168957201381,26.082831042798624,0,0,26.082831042798624,296.97263911574959,0,26.082831042798624]
["h1819",{"$f":"IF($C$10=2012,profiles!C1823,IF($C$10=2013,profiles!E1823,IF($C$10=2014,profiles!G1823,IF($C$10=2015,profiles!I1823,IF($C$10=2016,profiles!K1823)))))","v":69.861999999999995},{"$f":"IF($C$10=2012,profiles!D1823,IF($C$10=2013,profiles!F1823,IF($C$10=2014,profiles!H1823,IF($C$10=2015,profiles!J1823,IF($C$10=2016,profiles!L1823)))))","v":0.16061829909637679},32.12365981927536,0,32.12365981927536,37.738340180724634,0,0,37.738340180724634,256.21849205233207,0,37.738340180724634]
["h1820",{"$f":"IF($C$10=2012,profiles!C1824,IF($C$10=2013,profiles!E1824,IF($C$10=2014,profiles!G1824,IF($C$10=2015,profiles!I1824,IF($C$10=2016,profiles!K1824)))))","v":71.762},{"$f":"IF($C$10=2012,profiles!D1824,IF($C$10=2013,profiles!F1824,IF($C$10=2014,profiles!H1824,IF($C$10=2015,profiles!J1824,IF($C$10=2016,profiles!L1824)))))","v":0.1376354708428974},27.527094168579481,0,27.527094168579481,44.234905831420519,0,0,44.234905831420519,208.44861534453452,0,44.234905831420519]
["h1821",{"$f":"IF($C$10=2012,profiles!C1825,IF($C$10=2013,profiles!E1825,IF($C$10=2014,profiles!G1825,IF($C$10=2015,profiles!I1825,IF($C$10=2016,profiles!K1825)))))","v":67.417000000000002},{"$f":"IF($C$10=2012,profiles!D1825,IF($C$10=2013,profiles!F1825,IF($C$10=2014,profiles!H1825,IF($C$10=2015,profiles!J1825,IF($C$10=2016,profiles!L1825)))))","v":0.13016823081616644},26.033646163233286,0,26.033646163233286,41.383353836766716,0,0,41.383353836766716,163.7581684365791,0,41.383353836766716]
["h1822",{"$f":"IF($C$10=2012,profiles!C1826,IF($C$10=2013,profiles!E1826,IF($C$10=2014,profiles!G1826,IF($C$10=2015,profiles!I1826,IF($C$10=2016,profiles!K1826)))))","v":63.372},{"$f":"IF($C$10=2012,profiles!D1826,IF($C$10=2013,profiles!F1826,IF($C$10=2014,profiles!H1826,IF($C$10=2015,profiles!J1826,IF($C$10=2016,profiles!L1826)))))","v":0.1240811227009908},24.81622454019816,0,24.81622454019816,38.555775459801836,0,0,38.555775459801836,122.12126189251664,0,38.555775459801836]
["h1823",{"$f":"IF($C$10=2012,profiles!C1827,IF($C$10=2013,profiles!E1827,IF($C$10=2014,profiles!G1827,IF($C$10=2015,profiles!I1827,IF($C$10=2016,profiles!K1827)))))","v":59.649000000000001},{"$f":"IF($C$10=2012,profiles!D1827,IF($C$10=2013,profiles!F1827,IF($C$10=2014,profiles!H1827,IF($C$10=2015,profiles!J1827,IF($C$10=2016,profiles!L1827)))))","v":0.12152424673853038},24.304849347706075,0,24.304849347706075,35.344150652293926,0,0,35.344150652293926,83.952632678376332,0,35.344150652293926]
["h1824",{"$f":"IF($C$10=2012,profiles!C1828,IF($C$10=2013,profiles!E1828,IF($C$10=2014,profiles!G1828,IF($C$10=2015,profiles!I1828,IF($C$10=2016,profiles!K1828)))))","v":54.639000000000003},{"$f":"IF($C$10=2012,profiles!D1828,IF($C$10=2013,profiles!F1828,IF($C$10=2014,profiles!H1828,IF($C$10=2015,profiles!J1828,IF($C$10=2016,profiles!L1828)))))","v":0.11622163465729146},23.244326931458293,0,23.244326931458293,31.39467306854171,0,0,31.39467306854171,50.049098047121788,0,31.39467306854171]
["h1825",{"$f":"IF($C$10=2012,profiles!C1829,IF($C$10=2013,profiles!E1829,IF($C$10=2014,profiles!G1829,IF($C$10=2015,profiles!I1829,IF($C$10=2016,profiles!K1829)))))","v":51.098999999999997},{"$f":"IF($C$10=2012,profiles!D1829,IF($C$10=2013,profiles!F1829,IF($C$10=2014,profiles!H1829,IF($C$10=2015,profiles!J1829,IF($C$10=2016,profiles!L1829)))))","v":0.11776838496957021},23.553676993914042,0,23.553676993914042,27.545323006085955,0,0,27.545323006085955,20.302528926078644,0,27.545323006085955]
["h1826",{"$f":"IF($C$10=2012,profiles!C1830,IF($C$10=2013,profiles!E1830,IF($C$10=2014,profiles!G1830,IF($C$10=2015,profiles!I1830,IF($C$10=2016,profiles!K1830)))))","v":49.109000000000002},{"$f":"IF($C$10=2012,profiles!D1830,IF($C$10=2013,profiles!F1830,IF($C$10=2014,profiles!H1830,IF($C$10=2015,profiles!J1830,IF($C$10=2016,profiles!L1830)))))","v":0.113599721120746},22.719944224149199,0,22.719944224149199,26.389055775850803,0,0,18.800141785548824,0,7.5889139903019789,26.389055775850803]
["h1827",{"$f":"IF($C$10=2012,profiles!C1831,IF($C$10=2013,profiles!E1831,IF($C$10=2014,profiles!G1831,IF($C$10=2015,profiles!I1831,IF($C$10=2016,profiles!K1831)))))","v":48.137},{"$f":"IF($C$10=2012,profiles!D1831,IF($C$10=2013,profiles!F1831,IF($C$10=2014,profiles!H1831,IF($C$10=2015,profiles!J1831,IF($C$10=2016,profiles!L1831)))))","v":0.10619199093642424},21.238398187284847,0,21.238398187284847,26.898601812715153,0,0,0,0,26.898601812715153,26.898601812715153]
["h1828",{"$f":"IF($C$10=2012,profiles!C1832,IF($C$10=2013,profiles!E1832,IF($C$10=2014,profiles!G1832,IF($C$10=2015,profiles!I1832,IF($C$10=2016,profiles!K1832)))))","v":48.817999999999998},{"$f":"IF($C$10=2012,profiles!D1832,IF($C$10=2013,profiles!F1832,IF($C$10=2014,profiles!H1832,IF($C$10=2015,profiles!J1832,IF($C$10=2016,profiles!L1832)))))","v":0.10298197452321815},20.596394904643631,0,20.596394904643631,28.221605095356367,0,0,0,0,28.221605095356367,28.221605095356367]
["h1829",{"$f":"IF($C$10=2012,profiles!C1833,IF($C$10=2013,profiles!E1833,IF($C$10=2014,profiles!G1833,IF($C$10=2015,profiles!I1833,IF($C$10=2016,profiles!K1833)))))","v":50.697000000000003},{"$f":"IF($C$10=2012,profiles!D1833,IF($C$10=2013,profiles!F1833,IF($C$10=2014,profiles!H1833,IF($C$10=2015,profiles!J1833,IF($C$10=2016,profiles!L1833)))))","v":0.10131160399145932},20.262320798291864,0,20.262320798291864,30.434679201708139,0,0,0,0,30.434679201708139,30.434679201708139]
["h1830",{"$f":"IF($C$10=2012,profiles!C1834,IF($C$10=2013,profiles!E1834,IF($C$10=2014,profiles!G1834,IF($C$10=2015,profiles!I1834,IF($C$10=2016,profiles!K1834)))))","v":54.734000000000002},{"$f":"IF($C$10=2012,profiles!D1834,IF($C$10=2013,profiles!F1834,IF($C$10=2014,profiles!H1834,IF($C$10=2015,profiles!J1834,IF($C$10=2016,profiles!L1834)))))","v":0.10141327871947943},20.282655743895887,0,20.282655743895887,34.451344256104115,0,0,0,0,34.451344256104115,34.451344256104115]
["h1831",{"$f":"IF($C$10=2012,profiles!C1835,IF($C$10=2013,profiles!E1835,IF($C$10=2014,profiles!G1835,IF($C$10=2015,profiles!I1835,IF($C$10=2016,profiles!K1835)))))","v":62.264000000000003},{"$f":"IF($C$10=2012,profiles!D1835,IF($C$10=2013,profiles!F1835,IF($C$10=2014,profiles!H1835,IF($C$10=2015,profiles!J1835,IF($C$10=2016,profiles!L1835)))))","v":0.10411492149258501},20.822984298517003,0,20.822984298517003,41.441015701482996,0,0,0,0,41.441015701482996,41.441015701482996]
["h1832",{"$f":"IF($C$10=2012,profiles!C1836,IF($C$10=2013,profiles!E1836,IF($C$10=2014,profiles!G1836,IF($C$10=2015,profiles!I1836,IF($C$10=2016,profiles!K1836)))))","v":67.262},{"$f":"IF($C$10=2012,profiles!D1836,IF($C$10=2013,profiles!F1836,IF($C$10=2014,profiles!H1836,IF($C$10=2015,profiles!J1836,IF($C$10=2016,profiles!L1836)))))","v":0.12444986709660552},24.889973419321105,0,24.889973419321105,42.372026580678892,0,0,0,0,42.372026580678892,42.372026580678892]
["h1833",{"$f":"IF($C$10=2012,profiles!C1837,IF($C$10=2013,profiles!E1837,IF($C$10=2014,profiles!G1837,IF($C$10=2015,profiles!I1837,IF($C$10=2016,profiles!K1837)))))","v":69.694000000000003},{"$f":"IF($C$10=2012,profiles!D1837,IF($C$10=2013,profiles!F1837,IF($C$10=2014,profiles!H1837,IF($C$10=2015,profiles!J1837,IF($C$10=2016,profiles!L1837)))))","v":0.16443708513079727},32.887417026159454,0,32.887417026159454,36.806582973840548,0,0,0,0,36.806582973840548,36.806582973840548]
["h1834",{"$f":"IF($C$10=2012,profiles!C1838,IF($C$10=2013,profiles!E1838,IF($C$10=2014,profiles!G1838,IF($C$10=2015,profiles!I1838,IF($C$10=2016,profiles!K1838)))))","v":70.225999999999999},{"$f":"IF($C$10=2012,profiles!D1838,IF($C$10=2013,profiles!F1838,IF($C$10=2014,profiles!H1838,IF($C$10=2015,profiles!J1838,IF($C$10=2016,profiles!L1838)))))","v":0.22057605995903962},44.115211991807925,0,44.115211991807925,26.110788008192074,0,0,0,0,26.110788008192074,26.110788008192074]
["h1835",{"$f":"IF($C$10=2012,profiles!C1839,IF($C$10=2013,profiles!E1839,IF($C$10=2014,profiles!G1839,IF($C$10=2015,profiles!I1839,IF($C$10=2016,profiles!K1839)))))","v":71.665000000000006},{"$f":"IF($C$10=2012,profiles!D1839,IF($C$10=2013,profiles!F1839,IF($C$10=2014,profiles!H1839,IF($C$10=2015,profiles!J1839,IF($C$10=2016,profiles!L1839)))))","v":0.27251732101616627},54.503464203233257,0,54.503464203233257,17.161535796766749,0,0,0,0,17.161535796766749,17.161535796766749]
["h1836",{"$f":"IF($C$10=2012,profiles!C1840,IF($C$10=2013,profiles!E1840,IF($C$10=2014,profiles!G1840,IF($C$10=2015,profiles!I1840,IF($C$10=2016,profiles!K1840)))))","v":73.052999999999997},{"$f":"IF($C$10=2012,profiles!D1840,IF($C$10=2013,profiles!F1840,IF($C$10=2014,profiles!H1840,IF($C$10=2015,profiles!J1840,IF($C$10=2016,profiles!L1840)))))","v":0.30069574563888041},60.139149127776079,0,60.139149127776079,12.913850872223918,0,0,0,0,12.913850872223918,12.913850872223918]
["h1837",{"$f":"IF($C$10=2012,profiles!C1841,IF($C$10=2013,profiles!E1841,IF($C$10=2014,profiles!G1841,IF($C$10=2015,profiles!I1841,IF($C$10=2016,profiles!K1841)))))","v":72.185000000000002},{"$f":"IF($C$10=2012,profiles!D1841,IF($C$10=2013,profiles!F1841,IF($C$10=2014,profiles!H1841,IF($C$10=2015,profiles!J1841,IF($C$10=2016,profiles!L1841)))))","v":0.31125539239182537},62.251078478365073,0,62.251078478365073,9.9339215216349288,0,0,0,0,9.9339215216349288,9.9339215216349288]
["h1838",{"$f":"IF($C$10=2012,profiles!C1842,IF($C$10=2013,profiles!E1842,IF($C$10=2014,profiles!G1842,IF($C$10=2015,profiles!I1842,IF($C$10=2016,profiles!K1842)))))","v":71.792000000000002},{"$f":"IF($C$10=2012,profiles!D1842,IF($C$10=2013,profiles!F1842,IF($C$10=2014,profiles!H1842,IF($C$10=2015,profiles!J1842,IF($C$10=2016,profiles!L1842)))))","v":0.30448676049791568},60.897352099583138,0,60.897352099583138,10.894647900416864,0,0,0,0,10.894647900416864,10.894647900416864]
["h1839",{"$f":"IF($C$10=2012,profiles!C1843,IF($C$10=2013,profiles!E1843,IF($C$10=2014,profiles!G1843,IF($C$10=2015,profiles!I1843,IF($C$10=2016,profiles!K1843)))))","v":70.882999999999996},{"$f":"IF($C$10=2012,profiles!D1843,IF($C$10=2013,profiles!F1843,IF($C$10=2014,profiles!H1843,IF($C$10=2015,profiles!J1843,IF($C$10=2016,profiles!L1843)))))","v":0.27274972039449796},54.549944078899593,0,54.549944078899593,16.333055921100403,0,0,0,0,16.333055921100403,16.333055921100403]
["h1840",{"$f":"IF($C$10=2012,profiles!C1844,IF($C$10=2013,profiles!E1844,IF($C$10=2014,profiles!G1844,IF($C$10=2015,profiles!I1844,IF($C$10=2016,profiles!K1844)))))","v":69.899000000000001},{"$f":"IF($C$10=2012,profiles!D1844,IF($C$10=2013,profiles!F1844,IF($C$10=2014,profiles!H1844,IF($C$10=2015,profiles!J1844,IF($C$10=2016,profiles!L1844)))))","v":0.21839731578718027},43.679463157436054,0,43.679463157436054,26.219536842563947,0,0,0,0,26.219536842563947,26.219536842563947]
["h1841",{"$f":"IF($C$10=2012,profiles!C1845,IF($C$10=2013,profiles!E1845,IF($C$10=2014,profiles!G1845,IF($C$10=2015,profiles!I1845,IF($C$10=2016,profiles!K1845)))))","v":68.445999999999998},{"$f":"IF($C$10=2012,profiles!D1845,IF($C$10=2013,profiles!F1845,IF($C$10=2014,profiles!H1845,IF($C$10=2015,profiles!J1845,IF($C$10=2016,profiles!L1845)))))","v":0.17929612038287798},35.859224076575593,0,35.859224076575593,32.586775923424405,0,0,0,0,32.586775923424405,32.586775923424405]
["h1842",{"$f":"IF($C$10=2012,profiles!C1846,IF($C$10=2013,profiles!E1846,IF($C$10=2014,profiles!G1846,IF($C$10=2015,profiles!I1846,IF($C$10=2016,profiles!K1846)))))","v":68.900999999999996},{"$f":"IF($C$10=2012,profiles!D1846,IF($C$10=2013,profiles!F1846,IF($C$10=2014,profiles!H1846,IF($C$10=2015,profiles!J1846,IF($C$10=2016,profiles!L1846)))))","v":0.14629540865978183},29.259081731956364,0,29.259081731956364,39.641918268043632,0,0,0,0,39.641918268043632,39.641918268043632]
["h1843",{"$f":"IF($C$10=2012,profiles!C1847,IF($C$10=2013,profiles!E1847,IF($C$10=2014,profiles!G1847,IF($C$10=2015,profiles!I1847,IF($C$10=2016,profiles!K1847)))))","v":71.180000000000007},{"$f":"IF($C$10=2012,profiles!D1847,IF($C$10=2013,profiles!F1847,IF($C$10=2014,profiles!H1847,IF($C$10=2015,profiles!J1847,IF($C$10=2016,profiles!L1847)))))","v":0.13274361991081673},26.548723982163345,0,26.548723982163345,44.631276017836662,0,0,0,0,44.631276017836662,44.631276017836662]
["h1844",{"$f":"IF($C$10=2012,profiles!C1848,IF($C$10=2013,profiles!E1848,IF($C$10=2014,profiles!G1848,IF($C$10=2015,profiles!I1848,IF($C$10=2016,profiles!K1848)))))","v":72.402000000000001},{"$f":"IF($C$10=2012,profiles!D1848,IF($C$10=2013,profiles!F1848,IF($C$10=2014,profiles!H1848,IF($C$10=2015,profiles!J1848,IF($C$10=2016,profiles!L1848)))))","v":0.13415254114195244},26.830508228390489,0,26.830508228390489,45.571491771609516,0,0,0,0,45.571491771609516,45.571491771609516]
["h1845",{"$f":"IF($C$10=2012,profiles!C1849,IF($C$10=2013,profiles!E1849,IF($C$10=2014,profiles!G1849,IF($C$10=2015,profiles!I1849,IF($C$10=2016,profiles!K1849)))))","v":68.042000000000002},{"$f":"IF($C$10=2012,profiles!D1849,IF($C$10=2013,profiles!F1849,IF($C$10=2014,profiles!H1849,IF($C$10=2015,profiles!J1849,IF($C$10=2016,profiles!L1849)))))","v":0.15233779249640508},30.467558499281015,0,30.467558499281015,37.57444150071899,0,0,0,0,37.57444150071899,37.57444150071899]
["h1846",{"$f":"IF($C$10=2012,profiles!C1850,IF($C$10=2013,profiles!E1850,IF($C$10=2014,profiles!G1850,IF($C$10=2015,profiles!I1850,IF($C$10=2016,profiles!K1850)))))","v":64.082999999999998},{"$f":"IF($C$10=2012,profiles!D1850,IF($C$10=2013,profiles!F1850,IF($C$10=2014,profiles!H1850,IF($C$10=2015,profiles!J1850,IF($C$10=2016,profiles!L1850)))))","v":0.16009412174822432},32.018824349644866,0,32.018824349644866,32.064175650355132,0,0,0,0,32.064175650355132,32.064175650355132]
["h1847",{"$f":"IF($C$10=2012,profiles!C1851,IF($C$10=2013,profiles!E1851,IF($C$10=2014,profiles!G1851,IF($C$10=2015,profiles!I1851,IF($C$10=2016,profiles!K1851)))))","v":59.938000000000002},{"$f":"IF($C$10=2012,profiles!D1851,IF($C$10=2013,profiles!F1851,IF($C$10=2014,profiles!H1851,IF($C$10=2015,profiles!J1851,IF($C$10=2016,profiles!L1851)))))","v":0.16735660232108879},33.471320464217754,0,33.471320464217754,26.466679535782248,0,0,0,0,26.466679535782248,26.466679535782248]
["h1848",{"$f":"IF($C$10=2012,profiles!C1852,IF($C$10=2013,profiles!E1852,IF($C$10=2014,profiles!G1852,IF($C$10=2015,profiles!I1852,IF($C$10=2016,profiles!K1852)))))","v":54.758000000000003},{"$f":"IF($C$10=2012,profiles!D1852,IF($C$10=2013,profiles!F1852,IF($C$10=2014,profiles!H1852,IF($C$10=2015,profiles!J1852,IF($C$10=2016,profiles!L1852)))))","v":0.18308713524191322},36.617427048382645,0,36.617427048382645,18.140572951617358,0,0,0,0,18.140572951617358,18.140572951617358]
["h1849",{"$f":"IF($C$10=2012,profiles!C1853,IF($C$10=2013,profiles!E1853,IF($C$10=2014,profiles!G1853,IF($C$10=2015,profiles!I1853,IF($C$10=2016,profiles!K1853)))))","v":50.764000000000003},{"$f":"IF($C$10=2012,profiles!D1853,IF($C$10=2013,profiles!F1853,IF($C$10=2014,profiles!H1853,IF($C$10=2015,profiles!J1853,IF($C$10=2016,profiles!L1853)))))","v":0.19535005300532957},39.07001060106591,0,39.07001060106591,11.693989398934093,0,0,0,0,11.693989398934093,11.693989398934093]
["h1850",{"$f":"IF($C$10=2012,profiles!C1854,IF($C$10=2013,profiles!E1854,IF($C$10=2014,profiles!G1854,IF($C$10=2015,profiles!I1854,IF($C$10=2016,profiles!K1854)))))","v":48.853000000000002},{"$f":"IF($C$10=2012,profiles!D1854,IF($C$10=2013,profiles!F1854,IF($C$10=2014,profiles!H1854,IF($C$10=2015,profiles!J1854,IF($C$10=2016,profiles!L1854)))))","v":0.21152757003238407},42.305514006476812,0,42.305514006476812,6.5474859935231891,0,0,0,0,6.5474859935231891,6.5474859935231891]
["h1851",{"$f":"IF($C$10=2012,profiles!C1855,IF($C$10=2013,profiles!E1855,IF($C$10=2014,profiles!G1855,IF($C$10=2015,profiles!I1855,IF($C$10=2016,profiles!K1855)))))","v":48.006999999999998},{"$f":"IF($C$10=2012,profiles!D1855,IF($C$10=2013,profiles!F1855,IF($C$10=2014,profiles!H1855,IF($C$10=2015,profiles!J1855,IF($C$10=2016,profiles!L1855)))))","v":0.20631416912330638},41.262833824661278,0,41.262833824661278,6.7441661753387194,0,0,0,0,6.7441661753387194,6.7441661753387194]
["h1852",{"$f":"IF($C$10=2012,profiles!C1856,IF($C$10=2013,profiles!E1856,IF($C$10=2014,profiles!G1856,IF($C$10=2015,profiles!I1856,IF($C$10=2016,profiles!K1856)))))","v":48.426000000000002},{"$f":"IF($C$10=2012,profiles!D1856,IF($C$10=2013,profiles!F1856,IF($C$10=2014,profiles!H1856,IF($C$10=2015,profiles!J1856,IF($C$10=2016,profiles!L1856)))))","v":0.20702574752036712},41.405149504073421,0,41.405149504073421,7.0208504959265809,0,0,0,0,7.0208504959265809,7.0208504959265809]
["h1853",{"$f":"IF($C$10=2012,profiles!C1857,IF($C$10=2013,profiles!E1857,IF($C$10=2014,profiles!G1857,IF($C$10=2015,profiles!I1857,IF($C$10=2016,profiles!K1857)))))","v":50.325000000000003},{"$f":"IF($C$10=2012,profiles!D1857,IF($C$10=2013,profiles!F1857,IF($C$10=2014,profiles!H1857,IF($C$10=2015,profiles!J1857,IF($C$10=2016,profiles!L1857)))))","v":0.21692975704680442},43.385951409360885,0,43.385951409360885,6.9390485906391177,0,0,0,0,6.9390485906391177,6.9390485906391177]
["h1854",{"$f":"IF($C$10=2012,profiles!C1858,IF($C$10=2013,profiles!E1858,IF($C$10=2014,profiles!G1858,IF($C$10=2015,profiles!I1858,IF($C$10=2016,profiles!K1858)))))","v":54.4},{"$f":"IF($C$10=2012,profiles!D1858,IF($C$10=2013,profiles!F1858,IF($C$10=2014,profiles!H1858,IF($C$10=2015,profiles!J1858,IF($C$10=2016,profiles!L1858)))))","v":0.21957276252160149},43.914552504320298,0,43.914552504320298,10.485447495679701,0,0,0,0,10.485447495679701,10.485447495679701]
["h1855",{"$f":"IF($C$10=2012,profiles!C1859,IF($C$10=2013,profiles!E1859,IF($C$10=2014,profiles!G1859,IF($C$10=2015,profiles!I1859,IF($C$10=2016,profiles!K1859)))))","v":62.393000000000001},{"$f":"IF($C$10=2012,profiles!D1859,IF($C$10=2013,profiles!F1859,IF($C$10=2014,profiles!H1859,IF($C$10=2015,profiles!J1859,IF($C$10=2016,profiles!L1859)))))","v":0.21748159335472908},43.496318670945818,0,43.496318670945818,18.896681329054182,0,0,0,0,18.896681329054182,18.896681329054182]
["h1856",{"$f":"IF($C$10=2012,profiles!C1860,IF($C$10=2013,profiles!E1860,IF($C$10=2014,profiles!G1860,IF($C$10=2015,profiles!I1860,IF($C$10=2016,profiles!K1860)))))","v":67.753},{"$f":"IF($C$10=2012,profiles!D1860,IF($C$10=2013,profiles!F1860,IF($C$10=2014,profiles!H1860,IF($C$10=2015,profiles!J1860,IF($C$10=2016,profiles!L1860)))))","v":0.22985434425872409},45.970868851744818,0,45.970868851744818,21.782131148255182,0,0,0,0,21.782131148255182,21.782131148255182]
["h1857",{"$f":"IF($C$10=2012,profiles!C1861,IF($C$10=2013,profiles!E1861,IF($C$10=2014,profiles!G1861,IF($C$10=2015,profiles!I1861,IF($C$10=2016,profiles!K1861)))))","v":70.498000000000005},{"$f":"IF($C$10=2012,profiles!D1861,IF($C$10=2013,profiles!F1861,IF($C$10=2014,profiles!H1861,IF($C$10=2015,profiles!J1861,IF($C$10=2016,profiles!L1861)))))","v":0.2678584394650092},53.571687893001837,{"$f":"D1874-F1874","v":0},{"$f":"MIN(D1874,B1874)","v":53.571687893001837},{"$f":"B1874-F1874","v":16.926312106998168},{"$f":"-MIN(-E1874+$C$3,0)","v":0},{"$f":"E1874-H1874","v":0},0,0,16.926312106998168,16.926312106998168]
["h1858",{"$f":"IF($C$10=2012,profiles!C1862,IF($C$10=2013,profiles!E1862,IF($C$10=2014,profiles!G1862,IF($C$10=2015,profiles!I1862,IF($C$10=2016,profiles!K1862)))))","v":71.075999999999993},{"$f":"IF($C$10=2012,profiles!D1862,IF($C$10=2013,profiles!F1862,IF($C$10=2014,profiles!H1862,IF($C$10=2015,profiles!J1862,IF($C$10=2016,profiles!L1862)))))","v":0.3025224728075398},{"$f":"C1875*$C$2","v":60.504494561507961},0,60.504494561507961,10.571505438492032,0,0,0,0,{"$f":"MAX(G1875-J1875,0)","v":10.571505438492032},{"$f":"B1875-D1875","v":10.571505438492032}]
["h1859",{"$f":"IF($C$10=2012,profiles!C1863,IF($C$10=2013,profiles!E1863,IF($C$10=2014,profiles!G1863,IF($C$10=2015,profiles!I1863,IF($C$10=2016,profiles!K1863)))))","v":72.210999999999999},{"$f":"IF($C$10=2012,profiles!D1863,IF($C$10=2013,profiles!F1863,IF($C$10=2014,profiles!H1863,IF($C$10=2015,profiles!J1863,IF($C$10=2016,profiles!L1863)))))","v":0.3379561725795443},67.591234515908866,0,67.591234515908866,4.6197654840911326,0,0,0,{"$f":"K1875+I1876*$F$2-J1876/$F$3","v":0},4.6197654840911326,4.6197654840911326]
["h1860",{"$f":"IF($C$10=2012,profiles!C1864,IF($C$10=2013,profiles!E1864,IF($C$10=2014,profiles!G1864,IF($C$10=2015,profiles!I1864,IF($C$10=2016,profiles!K1864)))))","v":73.418999999999997},{"$f":"IF($C$10=2012,profiles!D1864,IF($C$10=2013,profiles!F1864,IF($C$10=2014,profiles!H1864,IF($C$10=2015,profiles!J1864,IF($C$10=2016,profiles!L1864)))))","v":0.38091227254904808},76.182454509809617,2.7634545098096197,73.418999999999997,0,0,2.7634545098096197,0,2.2383981529457921,0,-2.7634545098096197]
["h1861",{"$f":"IF($C$10=2012,profiles!C1865,IF($C$10=2013,profiles!E1865,IF($C$10=2014,profiles!G1865,IF($C$10=2015,profiles!I1865,IF($C$10=2016,profiles!K1865)))))","v":72.281999999999996},{"$f":"IF($C$10=2012,profiles!D1865,IF($C$10=2013,profiles!F1865,IF($C$10=2014,profiles!H1865,IF($C$10=2015,profiles!J1865,IF($C$10=2016,profiles!L1865)))))","v":0.39980540509141604},79.96108101828321,7.6790810182832132,72.281999999999996,0,0,7.6790810182832132,0,8.4584537777551958,0,-7.6790810182832132]
["h1862",{"$f":"IF($C$10=2012,profiles!C1866,IF($C$10=2013,profiles!E1866,IF($C$10=2014,profiles!G1866,IF($C$10=2015,profiles!I1866,IF($C$10=2016,profiles!K1866)))))","v":71.349999999999994},{"$f":"IF($C$10=2012,profiles!D1866,IF($C$10=2013,profiles!F1866,IF($C$10=2014,profiles!H1866,IF($C$10=2015,profiles!J1866,IF($C$10=2016,profiles!L1866)))))","v":0.42545127140180944},85.09025428036189,13.740254280361896,71.349999999999994,0,3.7402542803618957,10,0,16.558453777755197,0,-13.740254280361896]
["h1863",{"$f":"IF($C$10=2012,profiles!C1867,IF($C$10=2013,profiles!E1867,IF($C$10=2014,profiles!G1867,IF($C$10=2015,profiles!I1867,IF($C$10=2016,profiles!K1867)))))","v":70.040999999999997},{"$f":"IF($C$10=2012,profiles!D1867,IF($C$10=2013,profiles!F1867,IF($C$10=2014,profiles!H1867,IF($C$10=2015,profiles!J1867,IF($C$10=2016,profiles!L1867)))))","v":0.42745530852006214},85.491061704012424,15.450061704012427,70.040999999999997,0,5.4500617040124268,10,0,24.658453777755199,0,-15.450061704012427]
["h1864",{"$f":"IF($C$10=2012,profiles!C1868,IF($C$10=2013,profiles!E1868,IF($C$10=2014,profiles!G1868,IF($C$10=2015,profiles!I1868,IF($C$10=2016,profiles!K1868)))))","v":68.796999999999997},{"$f":"IF($C$10=2012,profiles!D1868,IF($C$10=2013,profiles!F1868,IF($C$10=2014,profiles!H1868,IF($C$10=2015,profiles!J1868,IF($C$10=2016,profiles!L1868)))))","v":0.40013941127779151},80.027882255558296,11.230882255558299,68.796999999999997,0,1.2308822555582992,10,{"$f":"MIN(MAX(0,G1881),K1880*$F$3)","v":0},32.7584537777552,0,-11.230882255558299]
["h1865",{"$f":"IF($C$10=2012,profiles!C1869,IF($C$10=2013,profiles!E1869,IF($C$10=2014,profiles!G1869,IF($C$10=2015,profiles!I1869,IF($C$10=2016,profiles!K1869)))))","v":67.231999999999999},{"$f":"IF($C$10=2012,profiles!D1869,IF($C$10=2013,profiles!F1869,IF($C$10=2014,profiles!H1869,IF($C$10=2015,profiles!J1869,IF($C$10=2016,profiles!L1869)))))","v":0.34992230725664747},69.984461451329494,2.7524614513294949,67.231999999999999,0,0,2.7524614513294949,0,34.987947553332091,0,-2.7524614513294949]
["h1866",{"$f":"IF($C$10=2012,profiles!C1870,IF($C$10=2013,profiles!E1870,IF($C$10=2014,profiles!G1870,IF($C$10=2015,profiles!I1870,IF($C$10=2016,profiles!K1870)))))","v":67.152000000000001},{"$f":"IF($C$10=2012,profiles!D1870,IF($C$10=2013,profiles!F1870,IF($C$10=2014,profiles!H1870,IF($C$10=2015,profiles!J1870,IF($C$10=2016,profiles!L1870)))))","v":0.27931630385849754},55.863260771699508,0,55.863260771699508,11.288739228300493,0,0,11.288739228300493,22.797084455815359,0,11.288739228300493]
["h1867",{"$f":"IF($C$10=2012,profiles!C1871,IF($C$10=2013,profiles!E1871,IF($C$10=2014,profiles!G1871,IF($C$10=2015,profiles!I1871,IF($C$10=2016,profiles!K1871)))))","v":69.47},{"$f":"IF($C$10=2012,profiles!D1871,IF($C$10=2013,profiles!F1871,IF($C$10=2014,profiles!H1871,IF($C$10=2015,profiles!J1871,IF($C$10=2016,profiles!L1871)))))","v":0.232076211498526},46.415242299705199,0,46.415242299705199,23.0547577002948,0,0,21.110100206085022,0,1.9446574942097783,23.0547577002948]
["h1868",{"$f":"IF($C$10=2012,profiles!C1872,IF($C$10=2013,profiles!E1872,IF($C$10=2014,profiles!G1872,IF($C$10=2015,profiles!I1872,IF($C$10=2016,profiles!K1872)))))","v":72.19},{"$f":"IF($C$10=2012,profiles!D1872,IF($C$10=2013,profiles!F1872,IF($C$10=2014,profiles!H1872,IF($C$10=2015,profiles!J1872,IF($C$10=2016,profiles!L1872)))))","v":0.23845137305586617},47.690274611173237,0,47.690274611173237,24.499725388826761,0,0,0,0,24.499725388826761,24.499725388826761]
["h1869",{"$f":"IF($C$10=2012,profiles!C1873,IF($C$10=2013,profiles!E1873,IF($C$10=2014,profiles!G1873,IF($C$10=2015,profiles!I1873,IF($C$10=2016,profiles!K1873)))))","v":68.117999999999995},{"$f":"IF($C$10=2012,profiles!D1873,IF($C$10=2013,profiles!F1873,IF($C$10=2014,profiles!H1873,IF($C$10=2015,profiles!J1873,IF($C$10=2016,profiles!L1873)))))","v":0.25301694718345652},50.603389436691302,0,50.603389436691302,17.514610563308693,0,0,0,0,17.514610563308693,17.514610563308693]
["h1870",{"$f":"IF($C$10=2012,profiles!C1874,IF($C$10=2013,profiles!E1874,IF($C$10=2014,profiles!G1874,IF($C$10=2015,profiles!I1874,IF($C$10=2016,profiles!K1874)))))","v":64.055000000000007},{"$f":"IF($C$10=2012,profiles!D1874,IF($C$10=2013,profiles!F1874,IF($C$10=2014,profiles!H1874,IF($C$10=2015,profiles!J1874,IF($C$10=2016,profiles!L1874)))))","v":0.26658050275192052},53.316100550384107,0,53.316100550384107,10.7388994496159,0,0,0,0,10.7388994496159,10.7388994496159]
["h1871",{"$f":"IF($C$10=2012,profiles!C1875,IF($C$10=2013,profiles!E1875,IF($C$10=2014,profiles!G1875,IF($C$10=2015,profiles!I1875,IF($C$10=2016,profiles!K1875)))))","v":60.341000000000001},{"$f":"IF($C$10=2012,profiles!D1875,IF($C$10=2013,profiles!F1875,IF($C$10=2014,profiles!H1875,IF($C$10=2015,profiles!J1875,IF($C$10=2016,profiles!L1875)))))","v":0.27034170285067022},54.06834057013404,0,54.06834057013404,6.2726594298659606,0,0,0,0,6.2726594298659606,6.2726594298659606]
["h1872",{"$f":"IF($C$10=2012,profiles!C1876,IF($C$10=2013,profiles!E1876,IF($C$10=2014,profiles!G1876,IF($C$10=2015,profiles!I1876,IF($C$10=2016,profiles!K1876)))))","v":55.115000000000002},{"$f":"IF($C$10=2012,profiles!D1876,IF($C$10=2013,profiles!F1876,IF($C$10=2014,profiles!H1876,IF($C$10=2015,profiles!J1876,IF($C$10=2016,profiles!L1876)))))","v":0.2641553273986727},52.831065479734541,0,52.831065479734541,2.2839345202654613,0,0,0,0,2.2839345202654613,2.2839345202654613]
["h1873",{"$f":"IF($C$10=2012,profiles!C1877,IF($C$10=2013,profiles!E1877,IF($C$10=2014,profiles!G1877,IF($C$10=2015,profiles!I1877,IF($C$10=2016,profiles!K1877)))))","v":51.258000000000003},{"$f":"IF($C$10=2012,profiles!D1877,IF($C$10=2013,profiles!F1877,IF($C$10=2014,profiles!H1877,IF($C$10=2015,profiles!J1877,IF($C$10=2016,profiles!L1877)))))","v":0.25182571830945016},50.365143661890031,0,50.365143661890031,0.89285633810997211,0,0,0,0,0.89285633810997211,0.89285633810997211]
["h1874",{"$f":"IF($C$10=2012,profiles!C1878,IF($C$10=2013,profiles!E1878,IF($C$10=2014,profiles!G1878,IF($C$10=2015,profiles!I1878,IF($C$10=2016,profiles!K1878)))))","v":49.027999999999999},{"$f":"IF($C$10=2012,profiles!D1878,IF($C$10=2013,profiles!F1878,IF($C$10=2014,profiles!H1878,IF($C$10=2015,profiles!J1878,IF($C$10=2016,profiles!L1878)))))","v":0.2356084033857456},47.121680677149122,0,47.121680677149122,1.9063193228508766,0,0,0,0,1.9063193228508766,1.9063193228508766]
["h1875",{"$f":"IF($C$10=2012,profiles!C1879,IF($C$10=2013,profiles!E1879,IF($C$10=2014,profiles!G1879,IF($C$10=2015,profiles!I1879,IF($C$10=2016,profiles!K1879)))))","v":48.188000000000002},{"$f":"IF($C$10=2012,profiles!D1879,IF($C$10=2013,profiles!F1879,IF($C$10=2014,profiles!H1879,IF($C$10=2015,profiles!J1879,IF($C$10=2016,profiles!L1879)))))","v":0.21851997038198528},43.703994076397059,0,43.703994076397059,4.4840059236029433,0,0,0,0,4.4840059236029433,4.4840059236029433]
["h1876",{"$f":"IF($C$10=2012,profiles!C1880,IF($C$10=2013,profiles!E1880,IF($C$10=2014,profiles!G1880,IF($C$10=2015,profiles!I1880,IF($C$10=2016,profiles!K1880)))))","v":49.006999999999998},{"$f":"IF($C$10=2012,profiles!D1880,IF($C$10=2013,profiles!F1880,IF($C$10=2014,profiles!H1880,IF($C$10=2015,profiles!J1880,IF($C$10=2016,profiles!L1880)))))","v":0.20301406855699289},40.602813711398575,0,40.602813711398575,8.4041862886014229,0,0,0,0,8.4041862886014229,8.4041862886014229]
["h1877",{"$f":"IF($C$10=2012,profiles!C1881,IF($C$10=2013,profiles!E1881,IF($C$10=2014,profiles!G1881,IF($C$10=2015,profiles!I1881,IF($C$10=2016,profiles!K1881)))))","v":50.875999999999998},{"$f":"IF($C$10=2012,profiles!D1881,IF($C$10=2013,profiles!F1881,IF($C$10=2014,profiles!H1881,IF($C$10=2015,profiles!J1881,IF($C$10=2016,profiles!L1881)))))","v":0.18869869477474338},37.739738954948677,0,37.739738954948677,13.13626104505132,0,0,0,0,13.13626104505132,13.13626104505132]
["h1878",{"$f":"IF($C$10=2012,profiles!C1882,IF($C$10=2013,profiles!E1882,IF($C$10=2014,profiles!G1882,IF($C$10=2015,profiles!I1882,IF($C$10=2016,profiles!K1882)))))","v":55.076000000000001},{"$f":"IF($C$10=2012,profiles!D1882,IF($C$10=2013,profiles!F1882,IF($C$10=2014,profiles!H1882,IF($C$10=2015,profiles!J1882,IF($C$10=2016,profiles!L1882)))))","v":0.18136678426760747},36.273356853521491,0,36.273356853521491,18.802643146478509,0,0,0,0,18.802643146478509,18.802643146478509]
["h1879",{"$f":"IF($C$10=2012,profiles!C1883,IF($C$10=2013,profiles!E1883,IF($C$10=2014,profiles!G1883,IF($C$10=2015,profiles!I1883,IF($C$10=2016,profiles!K1883)))))","v":62.238999999999997},{"$f":"IF($C$10=2012,profiles!D1883,IF($C$10=2013,profiles!F1883,IF($C$10=2014,profiles!H1883,IF($C$10=2015,profiles!J1883,IF($C$10=2016,profiles!L1883)))))","v":0.17102951638427921},34.205903276855842,0,34.205903276855842,28.033096723144155,0,0,0,0,28.033096723144155,28.033096723144155]
["h1880",{"$f":"IF($C$10=2012,profiles!C1884,IF($C$10=2013,profiles!E1884,IF($C$10=2014,profiles!G1884,IF($C$10=2015,profiles!I1884,IF($C$10=2016,profiles!K1884)))))","v":66.954999999999998},{"$f":"IF($C$10=2012,profiles!D1884,IF($C$10=2013,profiles!F1884,IF($C$10=2014,profiles!H1884,IF($C$10=2015,profiles!J1884,IF($C$10=2016,profiles!L1884)))))","v":0.19517400583649114},39.034801167298227,0,39.034801167298227,27.920198832701772,0,0,0,0,27.920198832701772,27.920198832701772]
["h1881",{"$f":"IF($C$10=2012,profiles!C1885,IF($C$10=2013,profiles!E1885,IF($C$10=2014,profiles!G1885,IF($C$10=2015,profiles!I1885,IF($C$10=2016,profiles!K1885)))))","v":69.242999999999995},{"$f":"IF($C$10=2012,profiles!D1885,IF($C$10=2013,profiles!F1885,IF($C$10=2014,profiles!H1885,IF($C$10=2015,profiles!J1885,IF($C$10=2016,profiles!L1885)))))","v":0.25578930557370383},51.157861114740768,0,51.157861114740768,18.085138885259227,0,0,0,0,18.085138885259227,18.085138885259227]
["h1882",{"$f":"IF($C$10=2012,profiles!C1886,IF($C$10=2013,profiles!E1886,IF($C$10=2014,profiles!G1886,IF($C$10=2015,profiles!I1886,IF($C$10=2016,profiles!K1886)))))","v":69.31},{"$f":"IF($C$10=2012,profiles!D1886,IF($C$10=2013,profiles!F1886,IF($C$10=2014,profiles!H1886,IF($C$10=2015,profiles!J1886,IF($C$10=2016,profiles!L1886)))))","v":0.32910841064506297},65.821682129012586,0,65.821682129012586,3.4883178709874159,0,0,0,0,3.4883178709874159,3.4883178709874159]
["h1883",{"$f":"IF($C$10=2012,profiles!C1887,IF($C$10=2013,profiles!E1887,IF($C$10=2014,profiles!G1887,IF($C$10=2015,profiles!I1887,IF($C$10=2016,profiles!K1887)))))","v":70.123000000000005},{"$f":"IF($C$10=2012,profiles!D1887,IF($C$10=2013,profiles!F1887,IF($C$10=2014,profiles!H1887,IF($C$10=2015,profiles!J1887,IF($C$10=2016,profiles!L1887)))))","v":0.39477619524659902},78.9552390493198,8.8322390493197958,70.123000000000005,0,0,8.8322390493197958,0,7.1541136299490349,0,-8.8322390493197958]
["h1884",{"$f":"IF($C$10=2012,profiles!C1888,IF($C$10=2013,profiles!E1888,IF($C$10=2014,profiles!G1888,IF($C$10=2015,profiles!I1888,IF($C$10=2016,profiles!K1888)))))","v":71.165999999999997},{"$f":"IF($C$10=2012,profiles!D1888,IF($C$10=2013,profiles!F1888,IF($C$10=2014,profiles!H1888,IF($C$10=2015,profiles!J1888,IF($C$10=2016,profiles!L1888)))))","v":0.43269886899835941},86.539773799671877,15.373773799671881,71.165999999999997,0,5.3737737996718806,10,0,15.254113629949035,0,-15.373773799671881]
["h1885",{"$f":"IF($C$10=2012,profiles!C1889,IF($C$10=2013,profiles!E1889,IF($C$10=2014,profiles!G1889,IF($C$10=2015,profiles!I1889,IF($C$10=2016,profiles!K1889)))))","v":70.182000000000002},{"$f":"IF($C$10=2012,profiles!D1889,IF($C$10=2013,profiles!F1889,IF($C$10=2014,profiles!H1889,IF($C$10=2015,profiles!J1889,IF($C$10=2016,profiles!L1889)))))","v":0.44517037617782423},89.034075235564842,18.85207523556484,70.182000000000002,0,8.8520752355648398,10,0,23.354113629949037,0,-18.85207523556484]
["h1886",{"$f":"IF($C$10=2012,profiles!C1890,IF($C$10=2013,profiles!E1890,IF($C$10=2014,profiles!G1890,IF($C$10=2015,profiles!I1890,IF($C$10=2016,profiles!K1890)))))","v":69.475999999999999},{"$f":"IF($C$10=2012,profiles!D1890,IF($C$10=2013,profiles!F1890,IF($C$10=2014,profiles!H1890,IF($C$10=2015,profiles!J1890,IF($C$10=2016,profiles!L1890)))))","v":0.43779490976668556},87.55898195333711,18.082981953337111,69.475999999999999,0,8.0829819533371108,10,0,31.454113629949038,0,-18.082981953337111]
["h1887",{"$f":"IF($C$10=2012,profiles!C1891,IF($C$10=2013,profiles!E1891,IF($C$10=2014,profiles!G1891,IF($C$10=2015,profiles!I1891,IF($C$10=2016,profiles!K1891)))))","v":68.003},{"$f":"IF($C$10=2012,profiles!D1891,IF($C$10=2013,profiles!F1891,IF($C$10=2014,profiles!H1891,IF($C$10=2015,profiles!J1891,IF($C$10=2016,profiles!L1891)))))","v":0.40531672401527358},81.063344803054719,13.060344803054718,68.003,0,3.0603448030547185,10,0,39.554113629949043,0,-13.060344803054718]
["h1888",{"$f":"IF($C$10=2012,profiles!C1892,IF($C$10=2013,profiles!E1892,IF($C$10=2014,profiles!G1892,IF($C$10=2015,profiles!I1892,IF($C$10=2016,profiles!K1892)))))","v":66.662000000000006},{"$f":"IF($C$10=2012,profiles!D1892,IF($C$10=2013,profiles!F1892,IF($C$10=2014,profiles!H1892,IF($C$10=2015,profiles!J1892,IF($C$10=2016,profiles!L1892)))))","v":0.35426920452400656},70.853840904801316,4.1918409048013103,66.662000000000006,0,0,4.1918409048013103,0,42.949504762838103,0,-4.1918409048013103]
["h1889",{"$f":"IF($C$10=2012,profiles!C1893,IF($C$10=2013,profiles!E1893,IF($C$10=2014,profiles!G1893,IF($C$10=2015,profiles!I1893,IF($C$10=2016,profiles!K1893)))))","v":65.274000000000001},{"$f":"IF($C$10=2012,profiles!D1893,IF($C$10=2013,profiles!F1893,IF($C$10=2014,profiles!H1893,IF($C$10=2015,profiles!J1893,IF($C$10=2016,profiles!L1893)))))","v":0.28520405941025306},57.040811882050612,0,57.040811882050612,8.2331881179493891,0,0,8.2331881179493891,34.058372886002914,0,8.2331881179493891]
["h1890",{"$f":"IF($C$10=2012,profiles!C1894,IF($C$10=2013,profiles!E1894,IF($C$10=2014,profiles!G1894,IF($C$10=2015,profiles!I1894,IF($C$10=2016,profiles!K1894)))))","v":65.106999999999999},{"$f":"IF($C$10=2012,profiles!D1894,IF($C$10=2013,profiles!F1894,IF($C$10=2014,profiles!H1894,IF($C$10=2015,profiles!J1894,IF($C$10=2016,profiles!L1894)))))","v":0.21580498569914486},43.160997139828972,0,43.160997139828972,21.946002860171028,0,0,21.946002860171028,10.358585779986687,0,21.946002860171028]
["h1891",{"$f":"IF($C$10=2012,profiles!C1895,IF($C$10=2013,profiles!E1895,IF($C$10=2014,profiles!G1895,IF($C$10=2015,profiles!I1895,IF($C$10=2016,profiles!K1895)))))","v":67.992999999999995},{"$f":"IF($C$10=2012,profiles!D1895,IF($C$10=2013,profiles!F1895,IF($C$10=2014,profiles!H1895,IF($C$10=2015,profiles!J1895,IF($C$10=2016,profiles!L1895)))))","v":0.21579046706447724},43.158093412895447,0,43.158093412895447,24.834906587104548,0,0,9.5920504322676727,0,15.242856154836876,24.834906587104548]
["h1892",{"$f":"IF($C$10=2012,profiles!C1896,IF($C$10=2013,profiles!E1896,IF($C$10=2014,profiles!G1896,IF($C$10=2015,profiles!I1896,IF($C$10=2016,profiles!K1896)))))","v":71.546000000000006},{"$f":"IF($C$10=2012,profiles!D1896,IF($C$10=2013,profiles!F1896,IF($C$10=2014,profiles!H1896,IF($C$10=2015,profiles!J1896,IF($C$10=2016,profiles!L1896)))))","v":0.25578930557370383},51.157861114740768,0,51.157861114740768,20.388138885259238,0,0,0,0,20.388138885259238,20.388138885259238]
["h1893",{"$f":"IF($C$10=2012,profiles!C1897,IF($C$10=2013,profiles!E1897,IF($C$10=2014,profiles!G1897,IF($C$10=2015,profiles!I1897,IF($C$10=2016,profiles!K1897)))))","v":67.272000000000006},{"$f":"IF($C$10=2012,profiles!D1897,IF($C$10=2013,profiles!F1897,IF($C$10=2014,profiles!H1897,IF($C$10=2015,profiles!J1897,IF($C$10=2016,profiles!L1897)))))","v":0.28510242896757987},57.020485793515974,0,57.020485793515974,10.251514206484032,0,0,0,0,10.251514206484032,10.251514206484032]
["h1894",{"$f":"IF($C$10=2012,profiles!C1898,IF($C$10=2013,profiles!E1898,IF($C$10=2014,profiles!G1898,IF($C$10=2015,profiles!I1898,IF($C$10=2016,profiles!K1898)))))","v":63.149000000000001},{"$f":"IF($C$10=2012,profiles!D1898,IF($C$10=2013,profiles!F1898,IF($C$10=2014,profiles!H1898,IF($C$10=2015,profiles!J1898,IF($C$10=2016,profiles!L1898)))))","v":0.29464117194419037},58.928234388838078,0,58.928234388838078,4.2207656111619229,0,0,0,0,4.2207656111619229,4.2207656111619229]
["h1895",{"$f":"IF($C$10=2012,profiles!C1899,IF($C$10=2013,profiles!E1899,IF($C$10=2014,profiles!G1899,IF($C$10=2015,profiles!I1899,IF($C$10=2016,profiles!K1899)))))","v":58.945999999999998},{"$f":"IF($C$10=2012,profiles!D1899,IF($C$10=2013,profiles!F1899,IF($C$10=2014,profiles!H1899,IF($C$10=2015,profiles!J1899,IF($C$10=2016,profiles!L1899)))))","v":0.29497510054154508},58.995020108309014,4.9020108309015598E-2,58.945999999999998,0,0,4.9020108309015598E-2,0,3.9706287730302638E-2,0,-4.9020108309015598E-2]
["h1896",{"$f":"IF($C$10=2012,profiles!C1900,IF($C$10=2013,profiles!E1900,IF($C$10=2014,profiles!G1900,IF($C$10=2015,profiles!I1900,IF($C$10=2016,profiles!K1900)))))","v":53.728000000000002},{"$f":"IF($C$10=2012,profiles!D1900,IF($C$10=2013,profiles!F1900,IF($C$10=2014,profiles!H1900,IF($C$10=2015,profiles!J1900,IF($C$10=2016,profiles!L1900)))))","v":0.28462331402354923},56.924662804709847,3.1966628047098453,53.728000000000002,0,0,3.1966628047098453,0,2.6290031595452774,0,-3.1966628047098453]
["h1897",{"$f":"IF($C$10=2012,profiles!C1901,IF($C$10=2013,profiles!E1901,IF($C$10=2014,profiles!G1901,IF($C$10=2015,profiles!I1901,IF($C$10=2016,profiles!K1901)))))","v":49.999000000000002},{"$f":"IF($C$10=2012,profiles!D1901,IF($C$10=2013,profiles!F1901,IF($C$10=2014,profiles!H1901,IF($C$10=2015,profiles!J1901,IF($C$10=2016,profiles!L1901)))))","v":0.27393721244139974},54.78744248827995,4.7884424882799479,49.999000000000002,0,0,4.7884424882799479,0,6.5076415750520358,0,-4.7884424882799479]
["h1898",{"$f":"IF($C$10=2012,profiles!C1902,IF($C$10=2013,profiles!E1902,IF($C$10=2014,profiles!G1902,IF($C$10=2015,profiles!I1902,IF($C$10=2016,profiles!K1902)))))","v":47.884},{"$f":"IF($C$10=2012,profiles!D1902,IF($C$10=2013,profiles!F1902,IF($C$10=2014,profiles!H1902,IF($C$10=2015,profiles!J1902,IF($C$10=2016,profiles!L1902)))))","v":0.25521415405158276},51.042830810316552,3.1588308103165517,47.884,0,0,3.1588308103165517,0,9.0662945314084418,0,-3.1588308103165517]
["h1899",{"$f":"IF($C$10=2012,profiles!C1903,IF($C$10=2013,profiles!E1903,IF($C$10=2014,profiles!G1903,IF($C$10=2015,profiles!I1903,IF($C$10=2016,profiles!K1903)))))","v":46.84},{"$f":"IF($C$10=2012,profiles!D1903,IF($C$10=2013,profiles!F1903,IF($C$10=2014,profiles!H1903,IF($C$10=2015,profiles!J1903,IF($C$10=2016,profiles!L1903)))))","v":0.23798603753320077},47.597207506640153,0.75720750664014957,46.84,0,0,0.75720750664014957,0,9.6796326117869622,0,-0.75720750664014957]
["h1900",{"$f":"IF($C$10=2012,profiles!C1904,IF($C$10=2013,profiles!E1904,IF($C$10=2014,profiles!G1904,IF($C$10=2015,profiles!I1904,IF($C$10=2016,profiles!K1904)))))","v":47.140999999999998},{"$f":"IF($C$10=2012,profiles!D1904,IF($C$10=2013,profiles!F1904,IF($C$10=2014,profiles!H1904,IF($C$10=2015,profiles!J1904,IF($C$10=2016,profiles!L1904)))))","v":0.21794220525697036},43.588441051394071,0,43.588441051394071,3.5525589486059275,0,0,3.5525589486059275,5.8431758638323972,0,3.5525589486059275]
["h1901",{"$f":"IF($C$10=2012,profiles!C1905,IF($C$10=2013,profiles!E1905,IF($C$10=2014,profiles!G1905,IF($C$10=2015,profiles!I1905,IF($C$10=2016,profiles!K1905)))))","v":48.848999999999997},{"$f":"IF($C$10=2012,profiles!D1905,IF($C$10=2013,profiles!F1905,IF($C$10=2014,profiles!H1905,IF($C$10=2015,profiles!J1905,IF($C$10=2016,profiles!L1905)))))","v":0.20490863437785745},40.981726875571489,0,40.981726875571489,7.8672731244285075,0,0,5.4107808499088001,0,2.4564922745197073,7.8672731244285075]
["h1902",{"$f":"IF($C$10=2012,profiles!C1906,IF($C$10=2013,profiles!E1906,IF($C$10=2014,profiles!G1906,IF($C$10=2015,profiles!I1906,IF($C$10=2016,profiles!K1906)))))","v":52.911999999999999},{"$f":"IF($C$10=2012,profiles!D1906,IF($C$10=2013,profiles!F1906,IF($C$10=2014,profiles!H1906,IF($C$10=2015,profiles!J1906,IF($C$10=2016,profiles!L1906)))))","v":0.1949665452328771},38.993309046575419,0,38.993309046575419,13.91869095342458,0,0,0,0,13.91869095342458,13.91869095342458]
["h1903",{"$f":"IF($C$10=2012,profiles!C1907,IF($C$10=2013,profiles!E1907,IF($C$10=2014,profiles!G1907,IF($C$10=2015,profiles!I1907,IF($C$10=2016,profiles!K1907)))))","v":60.305999999999997},{"$f":"IF($C$10=2012,profiles!D1907,IF($C$10=2013,profiles!F1907,IF($C$10=2014,profiles!H1907,IF($C$10=2015,profiles!J1907,IF($C$10=2016,profiles!L1907)))))","v":0.18876906776586017},37.75381355317203,0,37.75381355317203,22.552186446827967,0,0,0,0,22.552186446827967,22.552186446827967]
["h1904",{"$f":"IF($C$10=2012,profiles!C1908,IF($C$10=2013,profiles!E1908,IF($C$10=2014,profiles!G1908,IF($C$10=2015,profiles!I1908,IF($C$10=2016,profiles!K1908)))))","v":65.679000000000002},{"$f":"IF($C$10=2012,profiles!D1908,IF($C$10=2013,profiles!F1908,IF($C$10=2014,profiles!H1908,IF($C$10=2015,profiles!J1908,IF($C$10=2016,profiles!L1908)))))","v":0.20872581604957982},41.745163209915965,0,41.745163209915965,23.933836790084037,0,0,0,0,23.933836790084037,23.933836790084037]
["h1905",{"$f":"IF($C$10=2012,profiles!C1909,IF($C$10=2013,profiles!E1909,IF($C$10=2014,profiles!G1909,IF($C$10=2015,profiles!I1909,IF($C$10=2016,profiles!K1909)))))","v":68.295000000000002},{"$f":"IF($C$10=2012,profiles!D1909,IF($C$10=2013,profiles!F1909,IF($C$10=2014,profiles!H1909,IF($C$10=2015,profiles!J1909,IF($C$10=2016,profiles!L1909)))))","v":0.26101975355230117},52.203950710460234,0,52.203950710460234,16.091049289539768,0,0,0,0,16.091049289539768,16.091049289539768]
["h1906",{"$f":"IF($C$10=2012,profiles!C1910,IF($C$10=2013,profiles!E1910,IF($C$10=2014,profiles!G1910,IF($C$10=2015,profiles!I1910,IF($C$10=2016,profiles!K1910)))))","v":68.766000000000005},{"$f":"IF($C$10=2012,profiles!D1910,IF($C$10=2013,profiles!F1910,IF($C$10=2014,profiles!H1910,IF($C$10=2015,profiles!J1910,IF($C$10=2016,profiles!L1910)))))","v":0.32965645364954499},65.931290729908994,0,65.931290729908994,2.834709270091011,0,0,0,0,2.834709270091011,2.834709270091011]
["h1907",{"$f":"IF($C$10=2012,profiles!C1911,IF($C$10=2013,profiles!E1911,IF($C$10=2014,profiles!G1911,IF($C$10=2015,profiles!I1911,IF($C$10=2016,profiles!K1911)))))","v":70.188000000000002},{"$f":"IF($C$10=2012,profiles!D1911,IF($C$10=2013,profiles!F1911,IF($C$10=2014,profiles!H1911,IF($C$10=2015,profiles!J1911,IF($C$10=2016,profiles!L1911)))))","v":0.39585480195648703},79.170960391297413,8.9829603912974108,70.188000000000002,0,0,8.9829603912974108,0,7.2761979169509035,0,-8.9829603912974108]
["h1908",{"$f":"IF($C$10=2012,profiles!C1912,IF($C$10=2013,profiles!E1912,IF($C$10=2014,profiles!G1912,IF($C$10=2015,profiles!I1912,IF($C$10=2016,profiles!K1912)))))","v":71.427999999999997},{"$f":"IF($C$10=2012,profiles!D1912,IF($C$10=2013,profiles!F1912,IF($C$10=2014,profiles!H1912,IF($C$10=2015,profiles!J1912,IF($C$10=2016,profiles!L1912)))))","v":0.43655205445652334},87.31041089130467,15.882410891304673,71.427999999999997,0,5.8824108913046729,10,0,15.376197916950904,0,-15.882410891304673]
["h1909",{"$f":"IF($C$10=2012,profiles!C1913,IF($C$10=2013,profiles!E1913,IF($C$10=2014,profiles!G1913,IF($C$10=2015,profiles!I1913,IF($C$10=2016,profiles!K1913)))))","v":70.83},{"$f":"IF($C$10=2012,profiles!D1913,IF($C$10=2013,profiles!F1913,IF($C$10=2014,profiles!H1913,IF($C$10=2015,profiles!J1913,IF($C$10=2016,profiles!L1913)))))","v":0.44369294184240698},88.738588368481402,17.908588368481404,70.83,0,7.9085883684814036,10,0,23.476197916950905,0,-17.908588368481404]
["h1910",{"$f":"IF($C$10=2012,profiles!C1914,IF($C$10=2013,profiles!E1914,IF($C$10=2014,profiles!G1914,IF($C$10=2015,profiles!I1914,IF($C$10=2016,profiles!K1914)))))","v":69.658000000000001},{"$f":"IF($C$10=2012,profiles!D1914,IF($C$10=2013,profiles!F1914,IF($C$10=2014,profiles!H1914,IF($C$10=2015,profiles!J1914,IF($C$10=2016,profiles!L1914)))))","v":0.43756803436914904},87.513606873829815,17.855606873829814,69.658000000000001,0,7.8556068738298137,10,0,31.576197916950907,0,-17.855606873829814]
["h1911",{"$f":"IF($C$10=2012,profiles!C1915,IF($C$10=2013,profiles!E1915,IF($C$10=2014,profiles!G1915,IF($C$10=2015,profiles!I1915,IF($C$10=2016,profiles!K1915)))))","v":67.745999999999995},{"$f":"IF($C$10=2012,profiles!D1915,IF($C$10=2013,profiles!F1915,IF($C$10=2014,profiles!H1915,IF($C$10=2015,profiles!J1915,IF($C$10=2016,profiles!L1915)))))","v":0.40665321702782331},81.330643405564658,13.584643405564663,67.745999999999995,0,3.5846434055646625,10,0,39.676197916950912,0,-13.584643405564663]
["h1912",{"$f":"IF($C$10=2012,profiles!C1916,IF($C$10=2013,profiles!E1916,IF($C$10=2014,profiles!G1916,IF($C$10=2015,profiles!I1916,IF($C$10=2016,profiles!K1916)))))","v":66.617000000000004},{"$f":"IF($C$10=2012,profiles!D1916,IF($C$10=2013,profiles!F1916,IF($C$10=2014,profiles!H1916,IF($C$10=2015,profiles!J1916,IF($C$10=2016,profiles!L1916)))))","v":0.34736353212673626},69.472706425347255,2.8557064253472504,66.617000000000004,0,0,2.8557064253472504,0,41.989320121482187,0,-2.8557064253472504]
["h1913",{"$f":"IF($C$10=2012,profiles!C1917,IF($C$10=2013,profiles!E1917,IF($C$10=2014,profiles!G1917,IF($C$10=2015,profiles!I1917,IF($C$10=2016,profiles!K1917)))))","v":65.234999999999999},{"$f":"IF($C$10=2012,profiles!D1917,IF($C$10=2013,profiles!F1917,IF($C$10=2014,profiles!H1917,IF($C$10=2015,profiles!J1917,IF($C$10=2016,profiles!L1917)))))","v":0.27353082047634941},54.706164095269884,0,54.706164095269884,10.528835904730116,0,0,10.528835904730116,30.619086963026341,0,10.528835904730116]
["h1914",{"$f":"IF($C$10=2012,profiles!C1918,IF($C$10=2013,profiles!E1918,IF($C$10=2014,profiles!G1918,IF($C$10=2015,profiles!I1918,IF($C$10=2016,profiles!K1918)))))","v":65.563999999999993},{"$f":"IF($C$10=2012,profiles!D1918,IF($C$10=2013,profiles!F1918,IF($C$10=2014,profiles!H1918,IF($C$10=2015,profiles!J1918,IF($C$10=2016,profiles!L1918)))))","v":0.22406711273022831},44.813422546045665,0,44.813422546045665,20.750577453954328,0,0,20.750577453954328,8.2102560192311707,0,20.750577453954328]
["h1915",{"$f":"IF($C$10=2012,profiles!C1919,IF($C$10=2013,profiles!E1919,IF($C$10=2014,profiles!G1919,IF($C$10=2015,profiles!I1919,IF($C$10=2016,profiles!K1919)))))","v":67.287000000000006},{"$f":"IF($C$10=2012,profiles!D1919,IF($C$10=2013,profiles!F1919,IF($C$10=2014,profiles!H1919,IF($C$10=2015,profiles!J1919,IF($C$10=2016,profiles!L1919)))))","v":0.19355868735395287},38.711737470790574,0,38.711737470790574,28.575262529209432,0,0,7.6026970738080646,0,20.972565455401366,28.575262529209432]
["h1916",{"$f":"IF($C$10=2012,profiles!C1920,IF($C$10=2013,profiles!E1920,IF($C$10=2014,profiles!G1920,IF($C$10=2015,profiles!I1920,IF($C$10=2016,profiles!K1920)))))","v":68.965000000000003},{"$f":"IF($C$10=2012,profiles!D1920,IF($C$10=2013,profiles!F1920,IF($C$10=2014,profiles!H1920,IF($C$10=2015,profiles!J1920,IF($C$10=2016,profiles!L1920)))))","v":0.16302123398017387},32.604246796034772,0,32.604246796034772,36.360753203965231,0,0,0,0,36.360753203965231,36.360753203965231]
["h1917",{"$f":"IF($C$10=2012,profiles!C1921,IF($C$10=2013,profiles!E1921,IF($C$10=2014,profiles!G1921,IF($C$10=2015,profiles!I1921,IF($C$10=2016,profiles!K1921)))))","v":64.475999999999999},{"$f":"IF($C$10=2012,profiles!D1921,IF($C$10=2013,profiles!F1921,IF($C$10=2014,profiles!H1921,IF($C$10=2015,profiles!J1921,IF($C$10=2016,profiles!L1921)))))","v":0.13738951218450196},27.477902436900393,0,27.477902436900393,36.998097563099606,0,0,0,0,36.998097563099606,36.998097563099606]
["h1918",{"$f":"IF($C$10=2012,profiles!C1922,IF($C$10=2013,profiles!E1922,IF($C$10=2014,profiles!G1922,IF($C$10=2015,profiles!I1922,IF($C$10=2016,profiles!K1922)))))","v":60.616999999999997},{"$f":"IF($C$10=2012,profiles!D1922,IF($C$10=2013,profiles!F1922,IF($C$10=2014,profiles!H1922,IF($C$10=2015,profiles!J1922,IF($C$10=2016,profiles!L1922)))))","v":0.10495072497423766},20.990144994847533,0,20.990144994847533,39.626855005152464,0,0,0,0,39.626855005152464,39.626855005152464]
["h1919",{"$f":"IF($C$10=2012,profiles!C1923,IF($C$10=2013,profiles!E1923,IF($C$10=2014,profiles!G1923,IF($C$10=2015,profiles!I1923,IF($C$10=2016,profiles!K1923)))))","v":57.271000000000001},{"$f":"IF($C$10=2012,profiles!D1923,IF($C$10=2013,profiles!F1923,IF($C$10=2014,profiles!H1923,IF($C$10=2015,profiles!J1923,IF($C$10=2016,profiles!L1923)))))","v":7.7156417364548105E-2},15.431283472909621,0,15.431283472909621,41.839716527090381,0,0,0,0,41.839716527090381,41.839716527090381]
["h1920",{"$f":"IF($C$10=2012,profiles!C1924,IF($C$10=2013,profiles!E1924,IF($C$10=2014,profiles!G1924,IF($C$10=2015,profiles!I1924,IF($C$10=2016,profiles!K1924)))))","v":52.902999999999999},{"$f":"IF($C$10=2012,profiles!D1924,IF($C$10=2013,profiles!F1924,IF($C$10=2014,profiles!H1924,IF($C$10=2015,profiles!J1924,IF($C$10=2016,profiles!L1924)))))","v":6.4645350440499863E-2},12.929070088099973,0,12.929070088099973,39.973929911900029,0,0,0,0,39.973929911900029,39.973929911900029]
["h1921",{"$f":"IF($C$10=2012,profiles!C1925,IF($C$10=2013,profiles!E1925,IF($C$10=2014,profiles!G1925,IF($C$10=2015,profiles!I1925,IF($C$10=2016,profiles!K1925)))))","v":49.104999999999997},{"$f":"IF($C$10=2012,profiles!D1925,IF($C$10=2013,profiles!F1925,IF($C$10=2014,profiles!H1925,IF($C$10=2015,profiles!J1925,IF($C$10=2016,profiles!L1925)))))","v":6.2509978084498041E-2},12.501995616899608,{"$f":"D1938-F1938","v":0},{"$f":"MIN(D1938,B1938)","v":12.501995616899608},{"$f":"B1938-F1938","v":36.603004383100391},{"$f":"-MIN(-E1938+$C$3,0)","v":0},{"$f":"E1938-H1938","v":0},0,0,36.603004383100391,36.603004383100391]
["h1922",{"$f":"IF($C$10=2012,profiles!C1926,IF($C$10=2013,profiles!E1926,IF($C$10=2014,profiles!G1926,IF($C$10=2015,profiles!I1926,IF($C$10=2016,profiles!K1926)))))","v":46.780999999999999},{"$f":"IF($C$10=2012,profiles!D1926,IF($C$10=2013,profiles!F1926,IF($C$10=2014,profiles!H1926,IF($C$10=2015,profiles!J1926,IF($C$10=2016,profiles!L1926)))))","v":6.5601370081711435E-2},{"$f":"C1939*$C$2","v":13.120274016342288},0,13.120274016342288,33.660725983657713,0,0,0,0,{"$f":"MAX(G1939-J1939,0)","v":33.660725983657713},{"$f":"B1939-D1939","v":33.660725983657713}]
["h1923",{"$f":"IF($C$10=2012,profiles!C1927,IF($C$10=2013,profiles!E1927,IF($C$10=2014,profiles!G1927,IF($C$10=2015,profiles!I1927,IF($C$10=2016,profiles!K1927)))))","v":45.790999999999997},{"$f":"IF($C$10=2012,profiles!D1927,IF($C$10=2013,profiles!F1927,IF($C$10=2014,profiles!H1927,IF($C$10=2015,profiles!J1927,IF($C$10=2016,profiles!L1927)))))","v":7.0042524781933499E-2},14.0085049563867,0,14.0085049563867,31.782495043613295,0,0,0,{"$f":"K1939+I1940*$F$2-J1940/$F$3","v":0},31.782495043613295,31.782495043613295]
["h1924",{"$f":"IF($C$10=2012,profiles!C1928,IF($C$10=2013,profiles!E1928,IF($C$10=2014,profiles!G1928,IF($C$10=2015,profiles!I1928,IF($C$10=2016,profiles!K1928)))))","v":45.86},{"$f":"IF($C$10=2012,profiles!D1928,IF($C$10=2013,profiles!F1928,IF($C$10=2014,profiles!H1928,IF($C$10=2015,profiles!J1928,IF($C$10=2016,profiles!L1928)))))","v":6.9302332331896491E-2},13.860466466379298,0,13.860466466379298,31.999533533620699,0,0,0,0,31.999533533620699,31.999533533620699]
["h1925",{"$f":"IF($C$10=2012,profiles!C1929,IF($C$10=2013,profiles!E1929,IF($C$10=2014,profiles!G1929,IF($C$10=2015,profiles!I1929,IF($C$10=2016,profiles!K1929)))))","v":46.360999999999997},{"$f":"IF($C$10=2012,profiles!D1929,IF($C$10=2013,profiles!F1929,IF($C$10=2014,profiles!H1929,IF($C$10=2015,profiles!J1929,IF($C$10=2016,profiles!L1929)))))","v":7.2596914413433772E-2},14.519382882686754,0,14.519382882686754,31.841617117313241,0,0,0,0,31.841617117313241,31.841617117313241]
["h1926",{"$f":"IF($C$10=2012,profiles!C1930,IF($C$10=2013,profiles!E1930,IF($C$10=2014,profiles!G1930,IF($C$10=2015,profiles!I1930,IF($C$10=2016,profiles!K1930)))))","v":46.817999999999998},{"$f":"IF($C$10=2012,profiles!D1930,IF($C$10=2013,profiles!F1930,IF($C$10=2014,profiles!H1930,IF($C$10=2015,profiles!J1930,IF($C$10=2016,profiles!L1930)))))","v":7.6355930973425634E-2},15.271186194685127,0,15.271186194685127,31.546813805314869,0,0,0,0,31.546813805314869,31.546813805314869]
["h1927",{"$f":"IF($C$10=2012,profiles!C1931,IF($C$10=2013,profiles!E1931,IF($C$10=2014,profiles!G1931,IF($C$10=2015,profiles!I1931,IF($C$10=2016,profiles!K1931)))))","v":47.667000000000002},{"$f":"IF($C$10=2012,profiles!D1931,IF($C$10=2013,profiles!F1931,IF($C$10=2014,profiles!H1931,IF($C$10=2015,profiles!J1931,IF($C$10=2016,profiles!L1931)))))","v":8.5441430458193635E-2},17.088286091638729,0,17.088286091638729,30.578713908361273,0,0,0,0,30.578713908361273,30.578713908361273]
["h1928",{"$f":"IF($C$10=2012,profiles!C1932,IF($C$10=2013,profiles!E1932,IF($C$10=2014,profiles!G1932,IF($C$10=2015,profiles!I1932,IF($C$10=2016,profiles!K1932)))))","v":51.241999999999997},{"$f":"IF($C$10=2012,profiles!D1932,IF($C$10=2013,profiles!F1932,IF($C$10=2014,profiles!H1932,IF($C$10=2015,profiles!J1932,IF($C$10=2016,profiles!L1932)))))","v":0.11367033860176194},22.734067720352389,0,22.734067720352389,28.507932279647608,0,0,{"$f":"MIN(MAX(0,G1945),K1944*$F$3)","v":0},0,28.507932279647608,28.507932279647608]
["h1929",{"$f":"IF($C$10=2012,profiles!C1933,IF($C$10=2013,profiles!E1933,IF($C$10=2014,profiles!G1933,IF($C$10=2015,profiles!I1933,IF($C$10=2016,profiles!K1933)))))","v":55.341999999999999},{"$f":"IF($C$10=2012,profiles!D1933,IF($C$10=2013,profiles!F1933,IF($C$10=2014,profiles!H1933,IF($C$10=2015,profiles!J1933,IF($C$10=2016,profiles!L1933)))))","v":0.14973657856925154},29.947315713850308,0,29.947315713850308,25.39468428614969,0,0,0,0,25.39468428614969,25.39468428614969]
["h1930",{"$f":"IF($C$10=2012,profiles!C1934,IF($C$10=2013,profiles!E1934,IF($C$10=2014,profiles!G1934,IF($C$10=2015,profiles!I1934,IF($C$10=2016,profiles!K1934)))))","v":58.454999999999998},{"$f":"IF($C$10=2012,profiles!D1934,IF($C$10=2013,profiles!F1934,IF($C$10=2014,profiles!H1934,IF($C$10=2015,profiles!J1934,IF($C$10=2016,profiles!L1934)))))","v":0.19641224365393825},39.28244873078765,0,39.28244873078765,19.172551269212349,0,0,0,0,19.172551269212349,19.172551269212349]
["h1931",{"$f":"IF($C$10=2012,profiles!C1935,IF($C$10=2013,profiles!E1935,IF($C$10=2014,profiles!G1935,IF($C$10=2015,profiles!I1935,IF($C$10=2016,profiles!K1935)))))","v":60.158000000000001},{"$f":"IF($C$10=2012,profiles!D1935,IF($C$10=2013,profiles!F1935,IF($C$10=2014,profiles!H1935,IF($C$10=2015,profiles!J1935,IF($C$10=2016,profiles!L1935)))))","v":0.2505769147037053},50.115382940741057,0,50.115382940741057,10.042617059258944,0,0,0,0,10.042617059258944,10.042617059258944]
["h1932",{"$f":"IF($C$10=2012,profiles!C1936,IF($C$10=2013,profiles!E1936,IF($C$10=2014,profiles!G1936,IF($C$10=2015,profiles!I1936,IF($C$10=2016,profiles!K1936)))))","v":61.048000000000002},{"$f":"IF($C$10=2012,profiles!D1936,IF($C$10=2013,profiles!F1936,IF($C$10=2014,profiles!H1936,IF($C$10=2015,profiles!J1936,IF($C$10=2016,profiles!L1936)))))","v":0.28165048402780801},56.330096805561602,0,56.330096805561602,4.7179031944383993,0,0,0,0,4.7179031944383993,4.7179031944383993]
["h1933",{"$f":"IF($C$10=2012,profiles!C1937,IF($C$10=2013,profiles!E1937,IF($C$10=2014,profiles!G1937,IF($C$10=2015,profiles!I1937,IF($C$10=2016,profiles!K1937)))))","v":59.843000000000004},{"$f":"IF($C$10=2012,profiles!D1937,IF($C$10=2013,profiles!F1937,IF($C$10=2014,profiles!H1937,IF($C$10=2015,profiles!J1937,IF($C$10=2016,profiles!L1937)))))","v":0.27829784763646392},55.659569527292788,0,55.659569527292788,4.1834304727072151,0,0,0,0,4.1834304727072151,4.1834304727072151]
["h1934",{"$f":"IF($C$10=2012,profiles!C1938,IF($C$10=2013,profiles!E1938,IF($C$10=2014,profiles!G1938,IF($C$10=2015,profiles!I1938,IF($C$10=2016,profiles!K1938)))))","v":57.924999999999997},{"$f":"IF($C$10=2012,profiles!D1938,IF($C$10=2013,profiles!F1938,IF($C$10=2014,profiles!H1938,IF($C$10=2015,profiles!J1938,IF($C$10=2016,profiles!L1938)))))","v":0.24276861003468744},48.553722006937491,0,48.553722006937491,9.3712779930625061,0,0,0,0,9.3712779930625061,9.3712779930625061]
["h1935",{"$f":"IF($C$10=2012,profiles!C1939,IF($C$10=2013,profiles!E1939,IF($C$10=2014,profiles!G1939,IF($C$10=2015,profiles!I1939,IF($C$10=2016,profiles!K1939)))))","v":56.101999999999997},{"$f":"IF($C$10=2012,profiles!D1939,IF($C$10=2013,profiles!F1939,IF($C$10=2014,profiles!H1939,IF($C$10=2015,profiles!J1939,IF($C$10=2016,profiles!L1939)))))","v":0.20588960972990233},41.177921945980465,0,41.177921945980465,14.924078054019532,0,0,0,0,14.924078054019532,14.924078054019532]
["h1936",{"$f":"IF($C$10=2012,profiles!C1940,IF($C$10=2013,profiles!E1940,IF($C$10=2014,profiles!G1940,IF($C$10=2015,profiles!I1940,IF($C$10=2016,profiles!K1940)))))","v":55.576999999999998},{"$f":"IF($C$10=2012,profiles!D1940,IF($C$10=2013,profiles!F1940,IF($C$10=2014,profiles!H1940,IF($C$10=2015,profiles!J1940,IF($C$10=2016,profiles!L1940)))))","v":0.14809654431720876},29.619308863441752,0,29.619308863441752,25.957691136558246,0,0,0,0,25.957691136558246,25.957691136558246]
["h1937",{"$f":"IF($C$10=2012,profiles!C1941,IF($C$10=2013,profiles!E1941,IF($C$10=2014,profiles!G1941,IF($C$10=2015,profiles!I1941,IF($C$10=2016,profiles!K1941)))))","v":55.226999999999997},{"$f":"IF($C$10=2012,profiles!D1941,IF($C$10=2013,profiles!F1941,IF($C$10=2014,profiles!H1941,IF($C$10=2015,profiles!J1941,IF($C$10=2016,profiles!L1941)))))","v":0.11105789466045486},22.211578932090973,0,22.211578932090973,33.015421067909024,0,0,0,0,33.015421067909024,33.015421067909024]
["h1938",{"$f":"IF($C$10=2012,profiles!C1942,IF($C$10=2013,profiles!E1942,IF($C$10=2014,profiles!G1942,IF($C$10=2015,profiles!I1942,IF($C$10=2016,profiles!K1942)))))","v":56.576000000000001},{"$f":"IF($C$10=2012,profiles!D1942,IF($C$10=2013,profiles!F1942,IF($C$10=2014,profiles!H1942,IF($C$10=2015,profiles!J1942,IF($C$10=2016,profiles!L1942)))))","v":7.4135353623314609E-2},14.827070724662923,0,14.827070724662923,41.748929275337076,0,0,0,0,41.748929275337076,41.748929275337076]
["h1939",{"$f":"IF($C$10=2012,profiles!C1943,IF($C$10=2013,profiles!E1943,IF($C$10=2014,profiles!G1943,IF($C$10=2015,profiles!I1943,IF($C$10=2016,profiles!K1943)))))","v":59.119},{"$f":"IF($C$10=2012,profiles!D1943,IF($C$10=2013,profiles!F1943,IF($C$10=2014,profiles!H1943,IF($C$10=2015,profiles!J1943,IF($C$10=2016,profiles!L1943)))))","v":6.4208066646347664E-2},12.841613329269533,0,12.841613329269533,46.277386670730465,0,0,0,0,46.277386670730465,46.277386670730465]
["h1940",{"$f":"IF($C$10=2012,profiles!C1944,IF($C$10=2013,profiles!E1944,IF($C$10=2014,profiles!G1944,IF($C$10=2015,profiles!I1944,IF($C$10=2016,profiles!K1944)))))","v":60.325000000000003},{"$f":"IF($C$10=2012,profiles!D1944,IF($C$10=2013,profiles!F1944,IF($C$10=2014,profiles!H1944,IF($C$10=2015,profiles!J1944,IF($C$10=2016,profiles!L1944)))))","v":7.5891496494971039E-2},15.178299298994208,0,15.178299298994208,45.146700701005798,0,0,0,0,45.146700701005798,45.146700701005798]
["h1941",{"$f":"IF($C$10=2012,profiles!C1945,IF($C$10=2013,profiles!E1945,IF($C$10=2014,profiles!G1945,IF($C$10=2015,profiles!I1945,IF($C$10=2016,profiles!K1945)))))","v":56.497},{"$f":"IF($C$10=2012,profiles!D1945,IF($C$10=2013,profiles!F1945,IF($C$10=2014,profiles!H1945,IF($C$10=2015,profiles!J1945,IF($C$10=2016,profiles!L1945)))))","v":8.4657697275801511E-2},16.931539455160301,0,16.931539455160301,39.565460544839695,0,0,0,0,39.565460544839695,39.565460544839695]
["h1942",{"$f":"IF($C$10=2012,profiles!C1946,IF($C$10=2013,profiles!E1946,IF($C$10=2014,profiles!G1946,IF($C$10=2015,profiles!I1946,IF($C$10=2016,profiles!K1946)))))","v":53.527999999999999},{"$f":"IF($C$10=2012,profiles!D1946,IF($C$10=2013,profiles!F1946,IF($C$10=2014,profiles!H1946,IF($C$10=2015,profiles!J1946,IF($C$10=2016,profiles!L1946)))))","v":8.9127879130926985E-2},17.825575826185396,0,17.825575826185396,35.702424173814606,0,0,0,0,35.702424173814606,35.702424173814606]
["h1943",{"$f":"IF($C$10=2012,profiles!C1947,IF($C$10=2013,profiles!E1947,IF($C$10=2014,profiles!G1947,IF($C$10=2015,profiles!I1947,IF($C$10=2016,profiles!K1947)))))","v":51.807000000000002},{"$f":"IF($C$10=2012,profiles!D1947,IF($C$10=2013,profiles!F1947,IF($C$10=2014,profiles!H1947,IF($C$10=2015,profiles!J1947,IF($C$10=2016,profiles!L1947)))))","v":8.4033613445378158E-2},16.806722689075631,0,16.806722689075631,35.000277310924375,0,0,0,0,35.000277310924375,35.000277310924375]
["h1944",{"$f":"IF($C$10=2012,profiles!C1948,IF($C$10=2013,profiles!E1948,IF($C$10=2014,profiles!G1948,IF($C$10=2015,profiles!I1948,IF($C$10=2016,profiles!K1948)))))","v":48.27},{"$f":"IF($C$10=2012,profiles!D1948,IF($C$10=2013,profiles!F1948,IF($C$10=2014,profiles!H1948,IF($C$10=2015,profiles!J1948,IF($C$10=2016,profiles!L1948)))))","v":8.0318137617741397E-2},16.063627523548281,0,16.063627523548281,32.206372476451719,0,0,0,0,32.206372476451719,32.206372476451719]
["h1945",{"$f":"IF($C$10=2012,profiles!C1949,IF($C$10=2013,profiles!E1949,IF($C$10=2014,profiles!G1949,IF($C$10=2015,profiles!I1949,IF($C$10=2016,profiles!K1949)))))","v":44.554000000000002},{"$f":"IF($C$10=2012,profiles!D1949,IF($C$10=2013,profiles!F1949,IF($C$10=2014,profiles!H1949,IF($C$10=2015,profiles!J1949,IF($C$10=2016,profiles!L1949)))))","v":8.6107805288670861E-2},17.221561057734171,0,17.221561057734171,27.332438942265831,0,0,0,0,27.332438942265831,27.332438942265831]
["h1946",{"$f":"IF($C$10=2012,profiles!C1950,IF($C$10=2013,profiles!E1950,IF($C$10=2014,profiles!G1950,IF($C$10=2015,profiles!I1950,IF($C$10=2016,profiles!K1950)))))","v":42.286000000000001},{"$f":"IF($C$10=2012,profiles!D1950,IF($C$10=2013,profiles!F1950,IF($C$10=2014,profiles!H1950,IF($C$10=2015,profiles!J1950,IF($C$10=2016,profiles!L1950)))))","v":8.1753795245421035E-2},16.350759049084207,0,16.350759049084207,25.935240950915794,0,0,0,0,25.935240950915794,25.935240950915794]
["h1947",{"$f":"IF($C$10=2012,profiles!C1951,IF($C$10=2013,profiles!E1951,IF($C$10=2014,profiles!G1951,IF($C$10=2015,profiles!I1951,IF($C$10=2016,profiles!K1951)))))","v":41.420999999999999},{"$f":"IF($C$10=2012,profiles!D1951,IF($C$10=2013,profiles!F1951,IF($C$10=2014,profiles!H1951,IF($C$10=2015,profiles!J1951,IF($C$10=2016,profiles!L1951)))))","v":8.5759484485210882E-2},17.151896897042178,0,17.151896897042178,24.269103102957821,0,0,0,0,24.269103102957821,24.269103102957821]
["h1948",{"$f":"IF($C$10=2012,profiles!C1952,IF($C$10=2013,profiles!E1952,IF($C$10=2014,profiles!G1952,IF($C$10=2015,profiles!I1952,IF($C$10=2016,profiles!K1952)))))","v":41.268999999999998},{"$f":"IF($C$10=2012,profiles!D1952,IF($C$10=2013,profiles!F1952,IF($C$10=2014,profiles!H1952,IF($C$10=2015,profiles!J1952,IF($C$10=2016,profiles!L1952)))))","v":8.5396650314940065E-2},17.079330062988014,0,17.079330062988014,24.189669937011985,0,0,0,0,24.189669937011985,24.189669937011985]
["h1949",{"$f":"IF($C$10=2012,profiles!C1953,IF($C$10=2013,profiles!E1953,IF($C$10=2014,profiles!G1953,IF($C$10=2015,profiles!I1953,IF($C$10=2016,profiles!K1953)))))","v":41.613},{"$f":"IF($C$10=2012,profiles!D1953,IF($C$10=2013,profiles!F1953,IF($C$10=2014,profiles!H1953,IF($C$10=2015,profiles!J1953,IF($C$10=2016,profiles!L1953)))))","v":8.3451859162288464E-2},16.690371832457693,0,16.690371832457693,24.922628167542307,0,0,0,0,24.922628167542307,24.922628167542307]
["h1950",{"$f":"IF($C$10=2012,profiles!C1954,IF($C$10=2013,profiles!E1954,IF($C$10=2014,profiles!G1954,IF($C$10=2015,profiles!I1954,IF($C$10=2016,profiles!K1954)))))","v":41.610999999999997},{"$f":"IF($C$10=2012,profiles!D1954,IF($C$10=2013,profiles!F1954,IF($C$10=2014,profiles!H1954,IF($C$10=2015,profiles!J1954,IF($C$10=2016,profiles!L1954)))))","v":7.8618908014281147E-2},15.72378160285623,0,15.72378160285623,25.887218397143769,0,0,0,0,25.887218397143769,25.887218397143769]
["h1951",{"$f":"IF($C$10=2012,profiles!C1955,IF($C$10=2013,profiles!E1955,IF($C$10=2014,profiles!G1955,IF($C$10=2015,profiles!I1955,IF($C$10=2016,profiles!K1955)))))","v":40.710999999999999},{"$f":"IF($C$10=2012,profiles!D1955,IF($C$10=2013,profiles!F1955,IF($C$10=2014,profiles!H1955,IF($C$10=2015,profiles!J1955,IF($C$10=2016,profiles!L1955)))))","v":7.8502801079794488E-2},15.700560215958898,0,15.700560215958898,25.0104397840411,0,0,0,0,25.0104397840411,25.0104397840411]
["h1952",{"$f":"IF($C$10=2012,profiles!C1956,IF($C$10=2013,profiles!E1956,IF($C$10=2014,profiles!G1956,IF($C$10=2015,profiles!I1956,IF($C$10=2016,profiles!K1956)))))","v":42.985999999999997},{"$f":"IF($C$10=2012,profiles!D1956,IF($C$10=2013,profiles!F1956,IF($C$10=2014,profiles!H1956,IF($C$10=2015,profiles!J1956,IF($C$10=2016,profiles!L1956)))))","v":8.6470639458941692E-2},17.294127891788339,0,17.294127891788339,25.691872108211658,0,0,0,0,25.691872108211658,25.691872108211658]
["h1953",{"$f":"IF($C$10=2012,profiles!C1957,IF($C$10=2013,profiles!E1957,IF($C$10=2014,profiles!G1957,IF($C$10=2015,profiles!I1957,IF($C$10=2016,profiles!K1957)))))","v":46.85},{"$f":"IF($C$10=2012,profiles!D1957,IF($C$10=2013,profiles!F1957,IF($C$10=2014,profiles!H1957,IF($C$10=2015,profiles!J1957,IF($C$10=2016,profiles!L1957)))))","v":0.104496241037996},20.8992482075992,0,20.8992482075992,25.950751792400801,0,0,0,0,25.950751792400801,25.950751792400801]
["h1954",{"$f":"IF($C$10=2012,profiles!C1958,IF($C$10=2013,profiles!E1958,IF($C$10=2014,profiles!G1958,IF($C$10=2015,profiles!I1958,IF($C$10=2016,profiles!K1958)))))","v":50.347999999999999},{"$f":"IF($C$10=2012,profiles!D1958,IF($C$10=2013,profiles!F1958,IF($C$10=2014,profiles!H1958,IF($C$10=2015,profiles!J1958,IF($C$10=2016,profiles!L1958)))))","v":0.13421961626658152},26.843923253316305,0,26.843923253316305,23.504076746683694,0,0,0,0,23.504076746683694,23.504076746683694]
["h1955",{"$f":"IF($C$10=2012,profiles!C1959,IF($C$10=2013,profiles!E1959,IF($C$10=2014,profiles!G1959,IF($C$10=2015,profiles!I1959,IF($C$10=2016,profiles!K1959)))))","v":52.901000000000003},{"$f":"IF($C$10=2012,profiles!D1959,IF($C$10=2013,profiles!F1959,IF($C$10=2014,profiles!H1959,IF($C$10=2015,profiles!J1959,IF($C$10=2016,profiles!L1959)))))","v":0.15433514266639575},30.86702853327915,0,30.86702853327915,22.033971466720853,0,0,0,0,22.033971466720853,22.033971466720853]
["h1956",{"$f":"IF($C$10=2012,profiles!C1960,IF($C$10=2013,profiles!E1960,IF($C$10=2014,profiles!G1960,IF($C$10=2015,profiles!I1960,IF($C$10=2016,profiles!K1960)))))","v":55.344000000000001},{"$f":"IF($C$10=2012,profiles!D1960,IF($C$10=2013,profiles!F1960,IF($C$10=2014,profiles!H1960,IF($C$10=2015,profiles!J1960,IF($C$10=2016,profiles!L1960)))))","v":0.16813735450349773},33.627470900699549,0,33.627470900699549,21.716529099300452,0,0,0,0,21.716529099300452,21.716529099300452]
["h1957",{"$f":"IF($C$10=2012,profiles!C1961,IF($C$10=2013,profiles!E1961,IF($C$10=2014,profiles!G1961,IF($C$10=2015,profiles!I1961,IF($C$10=2016,profiles!K1961)))))","v":54.424999999999997},{"$f":"IF($C$10=2012,profiles!D1961,IF($C$10=2013,profiles!F1961,IF($C$10=2014,profiles!H1961,IF($C$10=2015,profiles!J1961,IF($C$10=2016,profiles!L1961)))))","v":0.16783257380047023},33.566514760094044,0,33.566514760094044,20.858485239905953,0,0,0,0,20.858485239905953,20.858485239905953]
["h1958",{"$f":"IF($C$10=2012,profiles!C1962,IF($C$10=2013,profiles!E1962,IF($C$10=2014,profiles!G1962,IF($C$10=2015,profiles!I1962,IF($C$10=2016,profiles!K1962)))))","v":52.216000000000001},{"$f":"IF($C$10=2012,profiles!D1962,IF($C$10=2013,profiles!F1962,IF($C$10=2014,profiles!H1962,IF($C$10=2015,profiles!J1962,IF($C$10=2016,profiles!L1962)))))","v":0.15553975211169488},31.107950422338977,0,31.107950422338977,21.108049577661024,0,0,0,0,21.108049577661024,21.108049577661024]
["h1959",{"$f":"IF($C$10=2012,profiles!C1963,IF($C$10=2013,profiles!E1963,IF($C$10=2014,profiles!G1963,IF($C$10=2015,profiles!I1963,IF($C$10=2016,profiles!K1963)))))","v":50.572000000000003},{"$f":"IF($C$10=2012,profiles!D1963,IF($C$10=2013,profiles!F1963,IF($C$10=2014,profiles!H1963,IF($C$10=2015,profiles!J1963,IF($C$10=2016,profiles!L1963)))))","v":0.13361005486052654},26.722010972105309,0,26.722010972105309,23.849989027894694,0,0,0,0,23.849989027894694,23.849989027894694]
["h1960",{"$f":"IF($C$10=2012,profiles!C1964,IF($C$10=2013,profiles!E1964,IF($C$10=2014,profiles!G1964,IF($C$10=2015,profiles!I1964,IF($C$10=2016,profiles!K1964)))))","v":49.698999999999998},{"$f":"IF($C$10=2012,profiles!D1964,IF($C$10=2013,profiles!F1964,IF($C$10=2014,profiles!H1964,IF($C$10=2015,profiles!J1964,IF($C$10=2016,profiles!L1964)))))","v":0.10501872224318598},21.003744448637196,0,21.003744448637196,28.695255551362802,0,0,0,0,28.695255551362802,28.695255551362802]
["h1961",{"$f":"IF($C$10=2012,profiles!C1965,IF($C$10=2013,profiles!E1965,IF($C$10=2014,profiles!G1965,IF($C$10=2015,profiles!I1965,IF($C$10=2016,profiles!K1965)))))","v":49.487000000000002},{"$f":"IF($C$10=2012,profiles!D1965,IF($C$10=2013,profiles!F1965,IF($C$10=2014,profiles!H1965,IF($C$10=2015,profiles!J1965,IF($C$10=2016,profiles!L1965)))))","v":7.1100984006269768E-2},14.220196801253953,0,14.220196801253953,35.266803198746047,0,0,0,0,35.266803198746047,35.266803198746047]
["h1962",{"$f":"IF($C$10=2012,profiles!C1966,IF($C$10=2013,profiles!E1966,IF($C$10=2014,profiles!G1966,IF($C$10=2015,profiles!I1966,IF($C$10=2016,profiles!K1966)))))","v":51.335999999999999},{"$f":"IF($C$10=2012,profiles!D1966,IF($C$10=2013,profiles!F1966,IF($C$10=2014,profiles!H1966,IF($C$10=2015,profiles!J1966,IF($C$10=2016,profiles!L1966)))))","v":3.8605555716815183E-2},7.7211111433630366,0,7.7211111433630366,43.614888856636959,0,0,0,0,43.614888856636959,43.614888856636959]
["h1963",{"$f":"IF($C$10=2012,profiles!C1967,IF($C$10=2013,profiles!E1967,IF($C$10=2014,profiles!G1967,IF($C$10=2015,profiles!I1967,IF($C$10=2016,profiles!K1967)))))","v":54.863999999999997},{"$f":"IF($C$10=2012,profiles!D1967,IF($C$10=2013,profiles!F1967,IF($C$10=2014,profiles!H1967,IF($C$10=2015,profiles!J1967,IF($C$10=2016,profiles!L1967)))))","v":1.3584511334939479E-2},2.7169022669878959,0,2.7169022669878959,52.147097733012103,0,0,0,0,52.147097733012103,52.147097733012103]
["h1964",{"$f":"IF($C$10=2012,profiles!C1968,IF($C$10=2013,profiles!E1968,IF($C$10=2014,profiles!G1968,IF($C$10=2015,profiles!I1968,IF($C$10=2016,profiles!K1968)))))","v":58.079000000000001},{"$f":"IF($C$10=2012,profiles!D1968,IF($C$10=2013,profiles!F1968,IF($C$10=2014,profiles!H1968,IF($C$10=2015,profiles!J1968,IF($C$10=2016,profiles!L1968)))))","v":8.0694319468230247E-3},1.6138863893646049,0,1.6138863893646049,56.465113610635399,0,0,0,0,56.465113610635399,56.465113610635399]
["h1965",{"$f":"IF($C$10=2012,profiles!C1969,IF($C$10=2013,profiles!E1969,IF($C$10=2014,profiles!G1969,IF($C$10=2015,profiles!I1969,IF($C$10=2016,profiles!K1969)))))","v":55.762},{"$f":"IF($C$10=2012,profiles!D1969,IF($C$10=2013,profiles!F1969,IF($C$10=2014,profiles!H1969,IF($C$10=2015,profiles!J1969,IF($C$10=2016,profiles!L1969)))))","v":8.156512147688021E-3},1.6313024295376042,0,1.6313024295376042,54.130697570462395,0,0,0,0,54.130697570462395,54.130697570462395]
["h1966",{"$f":"IF($C$10=2012,profiles!C1970,IF($C$10=2013,profiles!E1970,IF($C$10=2014,profiles!G1970,IF($C$10=2015,profiles!I1970,IF($C$10=2016,profiles!K1970)))))","v":53.609000000000002},{"$f":"IF($C$10=2012,profiles!D1970,IF($C$10=2013,profiles!F1970,IF($C$10=2014,profiles!H1970,IF($C$10=2015,profiles!J1970,IF($C$10=2016,profiles!L1970)))))","v":1.04496241037996E-2},2.0899248207599199,0,2.0899248207599199,51.519075179240083,0,0,0,0,51.519075179240083,51.519075179240083]
["h1967",{"$f":"IF($C$10=2012,profiles!C1971,IF($C$10=2013,profiles!E1971,IF($C$10=2014,profiles!G1971,IF($C$10=2015,profiles!I1971,IF($C$10=2016,profiles!K1971)))))","v":53.002000000000002},{"$f":"IF($C$10=2012,profiles!D1971,IF($C$10=2013,profiles!F1971,IF($C$10=2014,profiles!H1971,IF($C$10=2015,profiles!J1971,IF($C$10=2016,profiles!L1971)))))","v":1.2815302893965342E-2},2.5630605787930683,0,2.5630605787930683,50.438939421206932,0,0,0,0,50.438939421206932,50.438939421206932]
["h1968",{"$f":"IF($C$10=2012,profiles!C1972,IF($C$10=2013,profiles!E1972,IF($C$10=2014,profiles!G1972,IF($C$10=2015,profiles!I1972,IF($C$10=2016,profiles!K1972)))))","v":49.668999999999997},{"$f":"IF($C$10=2012,profiles!D1972,IF($C$10=2013,profiles!F1972,IF($C$10=2014,profiles!H1972,IF($C$10=2015,profiles!J1972,IF($C$10=2016,profiles!L1972)))))","v":1.5442222286726075E-2},3.088444457345215,0,3.088444457345215,46.580555542654778,0,0,0,0,46.580555542654778,46.580555542654778]
["h1969",{"$f":"IF($C$10=2012,profiles!C1973,IF($C$10=2013,profiles!E1973,IF($C$10=2014,profiles!G1973,IF($C$10=2015,profiles!I1973,IF($C$10=2016,profiles!K1973)))))","v":46.81},{"$f":"IF($C$10=2012,profiles!D1973,IF($C$10=2013,profiles!F1973,IF($C$10=2014,profiles!H1973,IF($C$10=2015,profiles!J1973,IF($C$10=2016,profiles!L1973)))))","v":1.8778388889695106E-2},3.7556777779390211,0,3.7556777779390211,43.054322222060982,0,0,0,0,43.054322222060982,43.054322222060982]
["h1970",{"$f":"IF($C$10=2012,profiles!C1974,IF($C$10=2013,profiles!E1974,IF($C$10=2014,profiles!G1974,IF($C$10=2015,profiles!I1974,IF($C$10=2016,profiles!K1974)))))","v":45.265999999999998},{"$f":"IF($C$10=2012,profiles!D1974,IF($C$10=2013,profiles!F1974,IF($C$10=2014,profiles!H1974,IF($C$10=2015,profiles!J1974,IF($C$10=2016,profiles!L1974)))))","v":2.1361505753965376E-2},4.2723011507930755,0,4.2723011507930755,40.993698849206922,0,0,0,0,40.993698849206922,40.993698849206922]
["h1971",{"$f":"IF($C$10=2012,profiles!C1975,IF($C$10=2013,profiles!E1975,IF($C$10=2014,profiles!G1975,IF($C$10=2015,profiles!I1975,IF($C$10=2016,profiles!K1975)))))","v":44.863},{"$f":"IF($C$10=2012,profiles!D1975,IF($C$10=2013,profiles!F1975,IF($C$10=2014,profiles!H1975,IF($C$10=2015,profiles!J1975,IF($C$10=2016,profiles!L1975)))))","v":2.8124047657054955E-2},5.6248095314109907,0,5.6248095314109907,39.238190468589011,0,0,0,0,39.238190468589011,39.238190468589011]
["h1972",{"$f":"IF($C$10=2012,profiles!C1976,IF($C$10=2013,profiles!E1976,IF($C$10=2014,profiles!G1976,IF($C$10=2015,profiles!I1976,IF($C$10=2016,profiles!K1976)))))","v":45.713999999999999},{"$f":"IF($C$10=2012,profiles!D1976,IF($C$10=2013,profiles!F1976,IF($C$10=2014,profiles!H1976,IF($C$10=2015,profiles!J1976,IF($C$10=2016,profiles!L1976)))))","v":2.6585787052489516E-2},5.3171574104979031,0,5.3171574104979031,40.396842589502093,0,0,0,0,40.396842589502093,40.396842589502093]
["h1973",{"$f":"IF($C$10=2012,profiles!C1977,IF($C$10=2013,profiles!E1977,IF($C$10=2014,profiles!G1977,IF($C$10=2015,profiles!I1977,IF($C$10=2016,profiles!K1977)))))","v":47.603000000000002},{"$f":"IF($C$10=2012,profiles!D1977,IF($C$10=2013,profiles!F1977,IF($C$10=2014,profiles!H1977,IF($C$10=2015,profiles!J1977,IF($C$10=2016,profiles!L1977)))))","v":2.6252013525083807E-2},5.2504027050167617,0,5.2504027050167617,42.352597294983241,0,0,0,0,42.352597294983241,42.352597294983241]
["h1974",{"$f":"IF($C$10=2012,profiles!C1978,IF($C$10=2013,profiles!E1978,IF($C$10=2014,profiles!G1978,IF($C$10=2015,profiles!I1978,IF($C$10=2016,profiles!K1978)))))","v":52.131999999999998},{"$f":"IF($C$10=2012,profiles!D1978,IF($C$10=2013,profiles!F1978,IF($C$10=2014,profiles!H1978,IF($C$10=2015,profiles!J1978,IF($C$10=2016,profiles!L1978)))))","v":2.8922201744329478E-2},5.7844403488658953,0,5.7844403488658953,46.347559651134105,0,0,0,0,46.347559651134105,46.347559651134105]
["h1975",{"$f":"IF($C$10=2012,profiles!C1979,IF($C$10=2013,profiles!E1979,IF($C$10=2014,profiles!G1979,IF($C$10=2015,profiles!I1979,IF($C$10=2016,profiles!K1979)))))","v":60.24},{"$f":"IF($C$10=2012,profiles!D1979,IF($C$10=2013,profiles!F1979,IF($C$10=2014,profiles!H1979,IF($C$10=2015,profiles!J1979,IF($C$10=2016,profiles!L1979)))))","v":2.9212439594247484E-2},5.8424879188494971,0,5.8424879188494971,54.397512081150502,0,0,0,0,54.397512081150502,54.397512081150502]
["h1976",{"$f":"IF($C$10=2012,profiles!C1980,IF($C$10=2013,profiles!E1980,IF($C$10=2014,profiles!G1980,IF($C$10=2015,profiles!I1980,IF($C$10=2016,profiles!K1980)))))","v":66.188999999999993},{"$f":"IF($C$10=2012,profiles!D1980,IF($C$10=2013,profiles!F1980,IF($C$10=2014,profiles!H1980,IF($C$10=2015,profiles!J1980,IF($C$10=2016,profiles!L1980)))))","v":4.5886604072037034E-2},9.1773208144074072,0,9.1773208144074072,57.011679185592584,0,0,0,0,57.011679185592584,57.011679185592584]
["h1977",{"$f":"IF($C$10=2012,profiles!C1981,IF($C$10=2013,profiles!E1981,IF($C$10=2014,profiles!G1981,IF($C$10=2015,profiles!I1981,IF($C$10=2016,profiles!K1981)))))","v":69.016999999999996},{"$f":"IF($C$10=2012,profiles!D1981,IF($C$10=2013,profiles!F1981,IF($C$10=2014,profiles!H1981,IF($C$10=2015,profiles!J1981,IF($C$10=2016,profiles!L1981)))))","v":7.5070019881292721E-2},15.014003976258545,0,15.014003976258545,54.002996023741453,0,0,0,0,54.002996023741453,54.002996023741453]
["h1978",{"$f":"IF($C$10=2012,profiles!C1982,IF($C$10=2013,profiles!E1982,IF($C$10=2014,profiles!G1982,IF($C$10=2015,profiles!I1982,IF($C$10=2016,profiles!K1982)))))","v":69.653000000000006},{"$f":"IF($C$10=2012,profiles!D1982,IF($C$10=2013,profiles!F1982,IF($C$10=2014,profiles!H1982,IF($C$10=2015,profiles!J1982,IF($C$10=2016,profiles!L1982)))))","v":0.11703841297943665},23.40768259588733,0,23.40768259588733,46.245317404112676,0,0,0,0,46.245317404112676,46.245317404112676]
["h1979",{"$f":"IF($C$10=2012,profiles!C1983,IF($C$10=2013,profiles!E1983,IF($C$10=2014,profiles!G1983,IF($C$10=2015,profiles!I1983,IF($C$10=2016,profiles!K1983)))))","v":70.94},{"$f":"IF($C$10=2012,profiles!D1983,IF($C$10=2013,profiles!F1983,IF($C$10=2014,profiles!H1983,IF($C$10=2015,profiles!J1983,IF($C$10=2016,profiles!L1983)))))","v":0.15119940791478617},30.239881582957235,0,30.239881582957235,40.700118417042759,0,0,0,0,40.700118417042759,40.700118417042759]
["h1980",{"$f":"IF($C$10=2012,profiles!C1984,IF($C$10=2013,profiles!E1984,IF($C$10=2014,profiles!G1984,IF($C$10=2015,profiles!I1984,IF($C$10=2016,profiles!K1984)))))","v":72.272000000000006},{"$f":"IF($C$10=2012,profiles!D1984,IF($C$10=2013,profiles!F1984,IF($C$10=2014,profiles!H1984,IF($C$10=2015,profiles!J1984,IF($C$10=2016,profiles!L1984)))))","v":0.16703188262781349},33.406376525562699,0,33.406376525562699,38.865623474437307,0,0,0,0,38.865623474437307,38.865623474437307]
["h1981",{"$f":"IF($C$10=2012,profiles!C1985,IF($C$10=2013,profiles!E1985,IF($C$10=2014,profiles!G1985,IF($C$10=2015,profiles!I1985,IF($C$10=2016,profiles!K1985)))))","v":71.528999999999996},{"$f":"IF($C$10=2012,profiles!D1985,IF($C$10=2013,profiles!F1985,IF($C$10=2014,profiles!H1985,IF($C$10=2015,profiles!J1985,IF($C$10=2016,profiles!L1985)))))","v":0.17164666444150981},34.329332888301963,0,34.329332888301963,37.199667111698034,0,0,0,0,37.199667111698034,37.199667111698034]
["h1982",{"$f":"IF($C$10=2012,profiles!C1986,IF($C$10=2013,profiles!E1986,IF($C$10=2014,profiles!G1986,IF($C$10=2015,profiles!I1986,IF($C$10=2016,profiles!K1986)))))","v":71.16},{"$f":"IF($C$10=2012,profiles!D1986,IF($C$10=2013,profiles!F1986,IF($C$10=2014,profiles!H1986,IF($C$10=2015,profiles!J1986,IF($C$10=2016,profiles!L1986)))))","v":0.18097781131637378},36.195562263274752,0,36.195562263274752,34.964437736725245,0,0,0,0,34.964437736725245,34.964437736725245]
["h1983",{"$f":"IF($C$10=2012,profiles!C1987,IF($C$10=2013,profiles!E1987,IF($C$10=2014,profiles!G1987,IF($C$10=2015,profiles!I1987,IF($C$10=2016,profiles!K1987)))))","v":69.899000000000001},{"$f":"IF($C$10=2012,profiles!D1987,IF($C$10=2013,profiles!F1987,IF($C$10=2014,profiles!H1987,IF($C$10=2015,profiles!J1987,IF($C$10=2016,profiles!L1987)))))","v":0.17301078233612446},34.602156467224894,0,34.602156467224894,35.296843532775107,0,0,0,0,35.296843532775107,35.296843532775107]
["h1984",{"$f":"IF($C$10=2012,profiles!C1988,IF($C$10=2013,profiles!E1988,IF($C$10=2014,profiles!G1988,IF($C$10=2015,profiles!I1988,IF($C$10=2016,profiles!K1988)))))","v":68.694999999999993},{"$f":"IF($C$10=2012,profiles!D1988,IF($C$10=2013,profiles!F1988,IF($C$10=2014,profiles!H1988,IF($C$10=2015,profiles!J1988,IF($C$10=2016,profiles!L1988)))))","v":0.14643950717613083},29.287901435226164,0,29.287901435226164,39.407098564773833,0,0,0,0,39.407098564773833,39.407098564773833]
["h1988",{"$f":"IF($C$10=2012,profiles!C1992,IF($C$10=2013,profiles!E1992,IF($C$10=2014,profiles!G1992,IF($C$10=2015,profiles!I1992,IF($C$10=2016,profiles!K1992)))))","v":71.83},{"$f":"IF($C$10=2012,profiles!D1992,IF($C$10=2013,profiles!F1992,IF($C$10=2014,profiles!H1992,IF($C$10=2015,profiles!J1992,IF($C$10=2016,profiles!L1992)))))","v":1.1290252361810504E-2},2.2580504723621009,0,2.2580504723621009,69.571949527637898,0,0,0,0,69.571949527637898,69.571949527637898]
["h1991",{"$f":"IF($C$10=2012,profiles!C1995,IF($C$10=2013,profiles!E1995,IF($C$10=2014,profiles!G1995,IF($C$10=2015,profiles!I1995,IF($C$10=2016,profiles!K1995)))))","v":60.213000000000001},{"$f":"IF($C$10=2012,profiles!D1995,IF($C$10=2013,profiles!F1995,IF($C$10=2014,profiles!H1995,IF($C$10=2015,profiles!J1995,IF($C$10=2016,profiles!L1995)))))","v":8.0395884427288157E-3},1.6079176885457631,0,1.6079176885457631,58.60508231145424,0,0,0,0,58.60508231145424,58.60508231145424]
["h1995",{"$f":"IF($C$10=2012,profiles!C1999,IF($C$10=2013,profiles!E1999,IF($C$10=2014,profiles!G1999,IF($C$10=2015,profiles!I1999,IF($C$10=2016,profiles!K1999)))))","v":49.308},{"$f":"IF($C$10=2012,profiles!D1999,IF($C$10=2013,profiles!F1999,IF($C$10=2014,profiles!H1999,IF($C$10=2015,profiles!J1999,IF($C$10=2016,profiles!L1999)))))","v":1.4132942525066384E-2},2.8265885050132766,0,2.8265885050132766,46.481411494986723,0,0,0,0,46.481411494986723,46.481411494986723]
["h1998",{"$f":"IF($C$10=2012,profiles!C2002,IF($C$10=2013,profiles!E2002,IF($C$10=2014,profiles!G2002,IF($C$10=2015,profiles!I2002,IF($C$10=2016,profiles!K2002)))))","v":55.234000000000002},{"$f":"IF($C$10=2012,profiles!D2002,IF($C$10=2013,profiles!F2002,IF($C$10=2014,profiles!H2002,IF($C$10=2015,profiles!J2002,IF($C$10=2016,profiles!L2002)))))","v":1.5322779575431315E-2},3.0645559150862631,0,3.0645559150862631,52.169444084913735,0,0,0,0,52.169444084913735,52.169444084913735]
["h2001",{"$f":"IF($C$10=2012,profiles!C2005,IF($C$10=2013,profiles!E2005,IF($C$10=2014,profiles!G2005,IF($C$10=2015,profiles!I2005,IF($C$10=2016,profiles!K2005)))))","v":69.786000000000001},{"$f":"IF($C$10=2012,profiles!D2005,IF($C$10=2013,profiles!F2005,IF($C$10=2014,profiles!H2005,IF($C$10=2015,profiles!J2005,IF($C$10=2016,profiles!L2005)))))","v":9.6173658168521553E-2},19.23473163370431,0,19.23473163370431,50.551268366295687,0,0,0,0,50.551268366295687,50.551268366295687]
["h2002",{"$f":"IF($C$10=2012,profiles!C2006,IF($C$10=2013,profiles!E2006,IF($C$10=2014,profiles!G2006,IF($C$10=2015,profiles!I2006,IF($C$10=2016,profiles!K2006)))))","v":69.885000000000005},{"$f":"IF($C$10=2012,profiles!D2006,IF($C$10=2013,profiles!F2006,IF($C$10=2014,profiles!H2006,IF($C$10=2015,profiles!J2006,IF($C$10=2016,profiles!L2006)))))","v":0.15678279669747666},31.356559339495334,0,31.356559339495334,38.528440660504671,0,0,0,0,38.528440660504671,38.528440660504671]
["h2005",{"$f":"IF($C$10=2012,profiles!C2009,IF($C$10=2013,profiles!E2009,IF($C$10=2014,profiles!G2009,IF($C$10=2015,profiles!I2009,IF($C$10=2016,profiles!K2009)))))","v":71.248000000000005},{"$f":"IF($C$10=2012,profiles!D2009,IF($C$10=2013,profiles!F2009,IF($C$10=2014,profiles!H2009,IF($C$10=2015,profiles!J2009,IF($C$10=2016,profiles!L2009)))))","v":0.22836165242247922},45.672330484495845,0,45.672330484495845,25.57566951550416,0,0,0,0,25.57566951550416,25.57566951550416]
["h2010",{"$f":"IF($C$10=2012,profiles!C2014,IF($C$10=2013,profiles!E2014,IF($C$10=2014,profiles!G2014,IF($C$10=2015,profiles!I2014,IF($C$10=2016,profiles!K2014)))))","v":66.903999999999996},{"$f":"IF($C$10=2012,profiles!D2014,IF($C$10=2013,profiles!F2014,IF($C$10=2014,profiles!H2014,IF($C$10=2015,profiles!J2014,IF($C$10=2016,profiles!L2014)))))","v":8.5581206378687408E-2},17.116241275737483,0,17.116241275737483,49.787758724262517,0,0,0,0,49.787758724262517,49.787758724262517]
["h2013",{"$f":"IF($C$10=2012,profiles!C2017,IF($C$10=2013,profiles!E2017,IF($C$10=2014,profiles!G2017,IF($C$10=2015,profiles!I2017,IF($C$10=2016,profiles!K2017)))))","v":68.078999999999994},{"$f":"IF($C$10=2012,profiles!D2017,IF($C$10=2013,profiles!F2017,IF($C$10=2014,profiles!H2017,IF($C$10=2015,profiles!J2017,IF($C$10=2016,profiles!L2017)))))","v":3.8074785611677812E-2},7.6149571223355625,0,7.6149571223355625,60.464042877664433,0,0,0,0,60.464042877664433,60.464042877664433]
["h2016",{"$f":"IF($C$10=2012,profiles!C2020,IF($C$10=2013,profiles!E2020,IF($C$10=2014,profiles!G2020,IF($C$10=2015,profiles!I2020,IF($C$10=2016,profiles!K2020)))))","v":55.716999999999999},{"$f":"IF($C$10=2012,profiles!D2020,IF($C$10=2013,profiles!F2020,IF($C$10=2014,profiles!H2020,IF($C$10=2015,profiles!J2020,IF($C$10=2016,profiles!L2020)))))","v":3.5985315669573546E-2},7.1970631339147095,0,7.1970631339147095,48.519936866085288,0,0,0,0,48.519936866085288,48.519936866085288]
["h2020",{"$f":"IF($C$10=2012,profiles!C2024,IF($C$10=2013,profiles!E2024,IF($C$10=2014,profiles!G2024,IF($C$10=2015,profiles!I2024,IF($C$10=2016,profiles!K2024)))))","v":50.390999999999998},{"$f":"IF($C$10=2012,profiles!D2024,IF($C$10=2013,profiles!F2024,IF($C$10=2014,profiles!H2024,IF($C$10=2015,profiles!J2024,IF($C$10=2016,profiles!L2024)))))","v":2.5423851720787226E-2},5.0847703441574454,0,5.0847703441574454,45.30622965584255,0,0,0,0,45.30622965584255,45.30622965584255]
["h2023",{"$f":"IF($C$10=2012,profiles!C2027,IF($C$10=2013,profiles!E2027,IF($C$10=2014,profiles!G2027,IF($C$10=2015,profiles!I2027,IF($C$10=2016,profiles!K2027)))))","v":62.170999999999999},{"$f":"IF($C$10=2012,profiles!D2027,IF($C$10=2013,profiles!F2027,IF($C$10=2014,profiles!H2027,IF($C$10=2015,profiles!J2027,IF($C$10=2016,profiles!L2027)))))","v":2.6279531841452625E-2},5.2559063682905247,0,5.2559063682905247,56.915093631709475,0,0,0,0,56.915093631709475,56.915093631709475]
["h2026",{"$f":"IF($C$10=2012,profiles!C2030,IF($C$10=2013,profiles!E2030,IF($C$10=2014,profiles!G2030,IF($C$10=2015,profiles!I2030,IF($C$10=2016,profiles!K2030)))))","v":69.816000000000003},{"$f":"IF($C$10=2012,profiles!D2030,IF($C$10=2013,profiles!F2030,IF($C$10=2014,profiles!H2030,IF($C$10=2015,profiles!J2030,IF($C$10=2016,profiles!L2030)))))","v":0.21229568824237502},42.459137648475007,0,42.459137648475007,27.356862351524995,0,0,0,0,27.356862351524995,27.356862351524995]
["h2030",{"$f":"IF($C$10=2012,profiles!C2034,IF($C$10=2013,profiles!E2034,IF($C$10=2014,profiles!G2034,IF($C$10=2015,profiles!I2034,IF($C$10=2016,profiles!K2034)))))","v":70.316999999999993},{"$f":"IF($C$10=2012,profiles!D2034,IF($C$10=2013,profiles!F2034,IF($C$10=2014,profiles!H2034,IF($C$10=2015,profiles!J2034,IF($C$10=2016,profiles!L2034)))))","v":0.27161317457324768},54.322634914649534,0,54.322634914649534,15.994365085350459,0,0,0,0,15.994365085350459,15.994365085350459]
["h2031",{"$f":"IF($C$10=2012,profiles!C2035,IF($C$10=2013,profiles!E2035,IF($C$10=2014,profiles!G2035,IF($C$10=2015,profiles!I2035,IF($C$10=2016,profiles!K2035)))))","v":69.183999999999997},{"$f":"IF($C$10=2012,profiles!D2035,IF($C$10=2013,profiles!F2035,IF($C$10=2014,profiles!H2035,IF($C$10=2015,profiles!J2035,IF($C$10=2016,profiles!L2035)))))","v":0.2501921654508274},50.038433090165476,0,50.038433090165476,19.145566909834521,0,0,0,0,19.145566909834521,19.145566909834521]
["h2035",{"$f":"IF($C$10=2012,profiles!C2039,IF($C$10=2013,profiles!E2039,IF($C$10=2014,profiles!G2039,IF($C$10=2015,profiles!I2039,IF($C$10=2016,profiles!K2039)))))","v":68.611000000000004},{"$f":"IF($C$10=2012,profiles!D2039,IF($C$10=2013,profiles!F2039,IF($C$10=2014,profiles!H2039,IF($C$10=2015,profiles!J2039,IF($C$10=2016,profiles!L2039)))))","v":9.4400371278154052E-2},18.880074255630809,0,18.880074255630809,49.730925744369195,0,0,0,0,49.730925744369195,49.730925744369195]
["h2038",{"$f":"IF($C$10=2012,profiles!C2042,IF($C$10=2013,profiles!E2042,IF($C$10=2014,profiles!G2042,IF($C$10=2015,profiles!I2042,IF($C$10=2016,profiles!K2042)))))","v":64.224999999999994},{"$f":"IF($C$10=2012,profiles!D2042,IF($C$10=2013,profiles!F2042,IF($C$10=2014,profiles!H2042,IF($C$10=2015,profiles!J2042,IF($C$10=2016,profiles!L2042)))))","v":0.13503792548331423},27.007585096662844,0,27.007585096662844,37.217414903337151,0,0,0,0,37.217414903337151,37.217414903337151]
["h2041",{"$f":"IF($C$10=2012,profiles!C2045,IF($C$10=2013,profiles!E2045,IF($C$10=2014,profiles!G2045,IF($C$10=2015,profiles!I2045,IF($C$10=2016,profiles!K2045)))))","v":52.067999999999998},{"$f":"IF($C$10=2012,profiles!D2045,IF($C$10=2013,profiles!F2045,IF($C$10=2014,profiles!H2045,IF($C$10=2015,profiles!J2045,IF($C$10=2016,profiles!L2045)))))","v":0.12506342326147779},25.012684652295558,0,25.012684652295558,27.05531534770444,0,0,0,0,27.05531534770444,27.05531534770444]
["h2045",{"$f":"IF($C$10=2012,profiles!C2049,IF($C$10=2013,profiles!E2049,IF($C$10=2014,profiles!G2049,IF($C$10=2015,profiles!I2049,IF($C$10=2016,profiles!K2049)))))","v":51.55},{"$f":"IF($C$10=2012,profiles!D2049,IF($C$10=2013,profiles!F2049,IF($C$10=2014,profiles!H2049,IF($C$10=2015,profiles!J2049,IF($C$10=2016,profiles!L2049)))))","v":0.11893129992316726},23.78625998463345,0,23.78625998463345,27.763740015366547,0,0,0,0,27.763740015366547,27.763740015366547]
["h2048",{"$f":"IF($C$10=2012,profiles!C2052,IF($C$10=2013,profiles!E2052,IF($C$10=2014,profiles!G2052,IF($C$10=2015,profiles!I2052,IF($C$10=2016,profiles!K2052)))))","v":67.033000000000001},{"$f":"IF($C$10=2012,profiles!D2052,IF($C$10=2013,profiles!F2052,IF($C$10=2014,profiles!H2052,IF($C$10=2015,profiles!J2052,IF($C$10=2016,profiles!L2052)))))","v":0.17525115611545208},35.050231223090414,0,35.050231223090414,31.982768776909587,0,0,0,0,31.982768776909587,31.982768776909587]
["h2051",{"$f":"IF($C$10=2012,profiles!C2055,IF($C$10=2013,profiles!E2055,IF($C$10=2014,profiles!G2055,IF($C$10=2015,profiles!I2055,IF($C$10=2016,profiles!K2055)))))","v":70.569999999999993},{"$f":"IF($C$10=2012,profiles!D2055,IF($C$10=2013,profiles!F2055,IF($C$10=2014,profiles!H2055,IF($C$10=2015,profiles!J2055,IF($C$10=2016,profiles!L2055)))))","v":0.38127890288630201},76.255780577260396,5.6857805772604024,70.569999999999993,0,0,5.6857805772604024,0,{"$f":"K2067+I2068*$F$2-J2068/$F$3","v":4.6054822675809266},0,-5.6857805772604024]
["h2053",{"$f":"IF($C$10=2012,profiles!C2057,IF($C$10=2013,profiles!E2057,IF($C$10=2014,profiles!G2057,IF($C$10=2015,profiles!I2057,IF($C$10=2016,profiles!K2057)))))","v":70.778000000000006},{"$f":"IF($C$10=2012,profiles!D2057,IF($C$10=2013,profiles!F2057,IF($C$10=2014,profiles!H2057,IF($C$10=2015,profiles!J2057,IF($C$10=2016,profiles!L2057)))))","v":0.44502109276467433},89.004218552934873,18.226218552934867,70.778000000000006,0,8.226218552934867,10,0,20.805482267580928,0,-18.226218552934867]
["h2056",{"$f":"IF($C$10=2012,profiles!C2060,IF($C$10=2013,profiles!E2060,IF($C$10=2014,profiles!G2060,IF($C$10=2015,profiles!I2060,IF($C$10=2016,profiles!K2060)))))","v":67.055999999999997},{"$f":"IF($C$10=2012,profiles!D2060,IF($C$10=2013,profiles!F2060,IF($C$10=2014,profiles!H2060,IF($C$10=2015,profiles!J2060,IF($C$10=2016,profiles!L2060)))))","v":0.31150606688798366},62.301213377596731,0,62.301213377596731,4.754786622403266,0,0,{"$f":"MIN(MAX(0,G2073),K2072*$F$3)","v":4.754786622403266},28.987551305628877,0,4.754786622403266]
["h2060",{"$f":"IF($C$10=2012,profiles!C2064,IF($C$10=2013,profiles!E2064,IF($C$10=2014,profiles!G2064,IF($C$10=2015,profiles!I2064,IF($C$10=2016,profiles!K2064)))))","v":71.503},{"$f":"IF($C$10=2012,profiles!D2064,IF($C$10=2013,profiles!F2064,IF($C$10=2014,profiles!H2064,IF($C$10=2015,profiles!J2064,IF($C$10=2016,profiles!L2064)))))","v":0.12416462504167815},24.832925008335629,0,24.832925008335629,46.670074991664372,0,0,0,0,46.670074991664372,46.670074991664372]
["h2063",{"$f":"IF($C$10=2012,profiles!C2067,IF($C$10=2013,profiles!E2067,IF($C$10=2014,profiles!G2067,IF($C$10=2015,profiles!I2067,IF($C$10=2016,profiles!K2067)))))","v":59.886000000000003},{"$f":"IF($C$10=2012,profiles!D2067,IF($C$10=2013,profiles!F2067,IF($C$10=2014,profiles!H2067,IF($C$10=2015,profiles!J2067,IF($C$10=2016,profiles!L2067)))))","v":0.12156970760064366},24.313941520128733,0,24.313941520128733,35.572058479871274,0,0,0,0,35.572058479871274,35.572058479871274]
["h2066",{"$f":"IF($C$10=2012,profiles!C2070,IF($C$10=2013,profiles!E2070,IF($C$10=2014,profiles!G2070,IF($C$10=2015,profiles!I2070,IF($C$10=2016,profiles!K2070)))))","v":49.084000000000003},{"$f":"IF($C$10=2012,profiles!D2070,IF($C$10=2013,profiles!F2070,IF($C$10=2014,profiles!H2070,IF($C$10=2015,profiles!J2070,IF($C$10=2016,profiles!L2070)))))","v":9.8069878227125956E-2},19.613975645425192,0,19.613975645425192,29.470024354574811,0,0,0,0,29.470024354574811,29.470024354574811]
["h2070",{"$f":"IF($C$10=2012,profiles!C2074,IF($C$10=2013,profiles!E2074,IF($C$10=2014,profiles!G2074,IF($C$10=2015,profiles!I2074,IF($C$10=2016,profiles!K2074)))))","v":54.7},{"$f":"IF($C$10=2012,profiles!D2074,IF($C$10=2013,profiles!F2074,IF($C$10=2014,profiles!H2074,IF($C$10=2015,profiles!J2074,IF($C$10=2016,profiles!L2074)))))","v":8.3170438585060014E-2},16.634087717012001,0,16.634087717012001,38.065912282988002,0,0,0,0,38.065912282988002,38.065912282988002]
["h2072",{"$f":"IF($C$10=2012,profiles!C2076,IF($C$10=2013,profiles!E2076,IF($C$10=2014,profiles!G2076,IF($C$10=2015,profiles!I2076,IF($C$10=2016,profiles!K2076)))))","v":65.997},{"$f":"IF($C$10=2012,profiles!D2076,IF($C$10=2013,profiles!F2076,IF($C$10=2014,profiles!H2076,IF($C$10=2015,profiles!J2076,IF($C$10=2016,profiles!L2076)))))","v":0.1266235176577907},25.324703531558139,0,25.324703531558139,40.672296468441857,0,0,0,0,40.672296468441857,40.672296468441857]
["h2075",{"$f":"IF($C$10=2012,profiles!C2079,IF($C$10=2013,profiles!E2079,IF($C$10=2014,profiles!G2079,IF($C$10=2015,profiles!I2079,IF($C$10=2016,profiles!K2079)))))","v":69.679000000000002},{"$f":"IF($C$10=2012,profiles!D2079,IF($C$10=2013,profiles!F2079,IF($C$10=2014,profiles!H2079,IF($C$10=2015,profiles!J2079,IF($C$10=2016,profiles!L2079)))))","v":0.26665508304012281},53.331016608024562,0,53.331016608024562,16.34798339197544,0,0,0,0,16.34798339197544,16.34798339197544]
["h2078",{"$f":"IF($C$10=2012,profiles!C2082,IF($C$10=2013,profiles!E2082,IF($C$10=2014,profiles!G2082,IF($C$10=2015,profiles!I2082,IF($C$10=2016,profiles!K2082)))))","v":68.134},{"$f":"IF($C$10=2012,profiles!D2082,IF($C$10=2013,profiles!F2082,IF($C$10=2014,profiles!H2082,IF($C$10=2015,profiles!J2082,IF($C$10=2016,profiles!L2082)))))","v":0.27534280294803298},55.068560589606598,0,55.068560589606598,13.065439410393402,0,0,0,0,13.065439410393402,13.065439410393402]
["h2081",{"$f":"IF($C$10=2012,profiles!C2085,IF($C$10=2013,profiles!E2085,IF($C$10=2014,profiles!G2085,IF($C$10=2015,profiles!I2085,IF($C$10=2016,profiles!K2085)))))","v":63.887999999999998},{"$f":"IF($C$10=2012,profiles!D2085,IF($C$10=2013,profiles!F2085,IF($C$10=2014,profiles!H2085,IF($C$10=2015,profiles!J2085,IF($C$10=2016,profiles!L2085)))))","v":0.14935638475015567},29.871276950031135,0,29.871276950031135,34.01672304996886,0,0,0,0,34.01672304996886,34.01672304996886]
["h2085",{"$f":"IF($C$10=2012,profiles!C2089,IF($C$10=2013,profiles!E2089,IF($C$10=2014,profiles!G2089,IF($C$10=2015,profiles!I2089,IF($C$10=2016,profiles!K2089)))))","v":64.569000000000003},{"$f":"IF($C$10=2012,profiles!D2089,IF($C$10=2013,profiles!F2089,IF($C$10=2014,profiles!H2089,IF($C$10=2015,profiles!J2089,IF($C$10=2016,profiles!L2089)))))","v":7.0413969853611924E-2},14.082793970722385,0,14.082793970722385,50.486206029277618,0,0,0,0,50.486206029277618,50.486206029277618]
["h2088",{"$f":"IF($C$10=2012,profiles!C2092,IF($C$10=2013,profiles!E2092,IF($C$10=2014,profiles!G2092,IF($C$10=2015,profiles!I2092,IF($C$10=2016,profiles!K2092)))))","v":52.811999999999998},{"$f":"IF($C$10=2012,profiles!D2092,IF($C$10=2013,profiles!F2092,IF($C$10=2014,profiles!H2092,IF($C$10=2015,profiles!J2092,IF($C$10=2016,profiles!L2092)))))","v":6.6055630366476992E-2},13.211126073295398,0,13.211126073295398,39.600873926704601,0,0,0,0,39.600873926704601,39.600873926704601]
["h2091",{"$f":"IF($C$10=2012,profiles!C2095,IF($C$10=2013,profiles!E2095,IF($C$10=2014,profiles!G2095,IF($C$10=2015,profiles!I2095,IF($C$10=2016,profiles!K2095)))))","v":45.734999999999999},{"$f":"IF($C$10=2012,profiles!D2095,IF($C$10=2013,profiles!F2095,IF($C$10=2014,profiles!H2095,IF($C$10=2015,profiles!J2095,IF($C$10=2016,profiles!L2095)))))","v":5.7594579333709768E-2},11.518915866741954,0,11.518915866741954,34.216084133258043,0,0,0,0,34.216084133258043,34.216084133258043]
["h2095",{"$f":"IF($C$10=2012,profiles!C2099,IF($C$10=2013,profiles!E2099,IF($C$10=2014,profiles!G2099,IF($C$10=2015,profiles!I2099,IF($C$10=2016,profiles!K2099)))))","v":47.128999999999998},{"$f":"IF($C$10=2012,profiles!D2099,IF($C$10=2013,profiles!F2099,IF($C$10=2014,profiles!H2099,IF($C$10=2015,profiles!J2099,IF($C$10=2016,profiles!L2099)))))","v":5.8173710347623392E-2},11.634742069524679,0,11.634742069524679,35.494257930475321,0,0,0,0,35.494257930475321,35.494257930475321]
["h2097",{"$f":"IF($C$10=2012,profiles!C2101,IF($C$10=2013,profiles!E2101,IF($C$10=2014,profiles!G2101,IF($C$10=2015,profiles!I2101,IF($C$10=2016,profiles!K2101)))))","v":55.125999999999998},{"$f":"IF($C$10=2012,profiles!D2101,IF($C$10=2013,profiles!F2101,IF($C$10=2014,profiles!H2101,IF($C$10=2015,profiles!J2101,IF($C$10=2016,profiles!L2101)))))","v":0.15373032764337113},30.746065528674226,0,30.746065528674226,24.379934471325772,0,0,0,0,24.379934471325772,24.379934471325772]
["h2100",{"$f":"IF($C$10=2012,profiles!C2104,IF($C$10=2013,profiles!E2104,IF($C$10=2014,profiles!G2104,IF($C$10=2015,profiles!I2104,IF($C$10=2016,profiles!K2104)))))","v":59.323999999999998},{"$f":"IF($C$10=2012,profiles!D2104,IF($C$10=2013,profiles!F2104,IF($C$10=2014,profiles!H2104,IF($C$10=2015,profiles!J2104,IF($C$10=2016,profiles!L2104)))))","v":0.32490697708089011},64.981395416178017,5.6573954161780193,59.323999999999998,0,0,5.6573954161780193,0,4.5824902871041964,0,-5.6573954161780193]
["h2103",{"$f":"IF($C$10=2012,profiles!C2107,IF($C$10=2013,profiles!E2107,IF($C$10=2014,profiles!G2107,IF($C$10=2015,profiles!I2107,IF($C$10=2016,profiles!K2107)))))","v":53.405000000000001},{"$f":"IF($C$10=2012,profiles!D2107,IF($C$10=2013,profiles!F2107,IF($C$10=2014,profiles!H2107,IF($C$10=2015,profiles!J2107,IF($C$10=2016,profiles!L2107)))))","v":0.29762990632555852},59.525981265111703,6.1209812651117019,53.405000000000001,0,0,6.1209812651117019,0,25.740485111844677,0,-6.1209812651117019]
["h2106",{"$f":"IF($C$10=2012,profiles!C2110,IF($C$10=2013,profiles!E2110,IF($C$10=2014,profiles!G2110,IF($C$10=2015,profiles!I2110,IF($C$10=2016,profiles!K2110)))))","v":52.555999999999997},{"$f":"IF($C$10=2012,profiles!D2110,IF($C$10=2013,profiles!F2110,IF($C$10=2014,profiles!H2110,IF($C$10=2015,profiles!J2110,IF($C$10=2016,profiles!L2110)))))","v":8.3756822887257665E-2},16.751364577451533,0,16.751364577451533,35.804635422548465,0,0,0,0,35.804635422548465,35.804635422548465]
["h2110",{"$f":"IF($C$10=2012,profiles!C2114,IF($C$10=2013,profiles!E2114,IF($C$10=2014,profiles!G2114,IF($C$10=2015,profiles!I2114,IF($C$10=2016,profiles!K2114)))))","v":51.945},{"$f":"IF($C$10=2012,profiles!D2114,IF($C$10=2013,profiles!F2114,IF($C$10=2014,profiles!H2114,IF($C$10=2015,profiles!J2114,IF($C$10=2016,profiles!L2114)))))","v":7.3202160158681903E-2},14.640432031736381,0,14.640432031736381,37.304567968263619,0,0,0,0,37.304567968263619,37.304567968263619]
["h2113",{"$f":"IF($C$10=2012,profiles!C2117,IF($C$10=2013,profiles!E2117,IF($C$10=2014,profiles!G2117,IF($C$10=2015,profiles!I2117,IF($C$10=2016,profiles!K2117)))))","v":43.075000000000003},{"$f":"IF($C$10=2012,profiles!D2117,IF($C$10=2013,profiles!F2117,IF($C$10=2014,profiles!H2117,IF($C$10=2015,profiles!J2117,IF($C$10=2016,profiles!L2117)))))","v":5.3856065322195355E-2},10.77121306443907,{"$f":"D2130-F2130","v":0},{"$f":"MIN(D2130,B2130)","v":10.77121306443907},{"$f":"B2130-F2130","v":32.303786935560936},{"$f":"-MIN(-E2130+$C$3,0)","v":0},{"$f":"E2130-H2130","v":0},0,0,32.303786935560936,32.303786935560936]
["h2117",{"$f":"IF($C$10=2012,profiles!C2121,IF($C$10=2013,profiles!E2121,IF($C$10=2014,profiles!G2121,IF($C$10=2015,profiles!I2121,IF($C$10=2016,profiles!K2121)))))","v":40.762},{"$f":"IF($C$10=2012,profiles!D2121,IF($C$10=2013,profiles!F2121,IF($C$10=2014,profiles!H2121,IF($C$10=2015,profiles!J2121,IF($C$10=2016,profiles!L2121)))))","v":2.0442140923370926E-2},4.0884281846741848,0,4.0884281846741848,36.673571815325815,0,0,0,0,36.673571815325815,36.673571815325815]
["h2118",{"$f":"IF($C$10=2012,profiles!C2122,IF($C$10=2013,profiles!E2122,IF($C$10=2014,profiles!G2122,IF($C$10=2015,profiles!I2122,IF($C$10=2016,profiles!K2122)))))","v":40.466000000000001},{"$f":"IF($C$10=2012,profiles!D2122,IF($C$10=2013,profiles!F2122,IF($C$10=2014,profiles!H2122,IF($C$10=2015,profiles!J2122,IF($C$10=2016,profiles!L2122)))))","v":1.8661416182878983E-2},3.7322832365757965,0,3.7322832365757965,36.733716763424205,0,0,0,0,36.733716763424205,36.733716763424205]
["h2124",{"$f":"IF($C$10=2012,profiles!C2128,IF($C$10=2013,profiles!E2128,IF($C$10=2014,profiles!G2128,IF($C$10=2015,profiles!I2128,IF($C$10=2016,profiles!K2128)))))","v":52.387},{"$f":"IF($C$10=2012,profiles!D2128,IF($C$10=2013,profiles!F2128,IF($C$10=2014,profiles!H2128,IF($C$10=2015,profiles!J2128,IF($C$10=2016,profiles!L2128)))))","v":0.27143746471124752},54.287492942249507,1.9004929422495067,52.387,0,0,1.9004929422495067,0,1.5393992832221006,0,-1.9004929422495067]
["h2125",{"$f":"IF($C$10=2012,profiles!C2129,IF($C$10=2013,profiles!E2129,IF($C$10=2014,profiles!G2129,IF($C$10=2015,profiles!I2129,IF($C$10=2016,profiles!K2129)))))","v":50.186},{"$f":"IF($C$10=2012,profiles!D2129,IF($C$10=2013,profiles!F2129,IF($C$10=2014,profiles!H2129,IF($C$10=2015,profiles!J2129,IF($C$10=2016,profiles!L2129)))))","v":0.27838663443024048},55.677326886048093,5.4913268860480926,50.186,0,0,5.4913268860480926,0,5.9873740609210557,0,-5.4913268860480926]
["h2128",{"$f":"IF($C$10=2012,profiles!C2132,IF($C$10=2013,profiles!E2132,IF($C$10=2014,profiles!G2132,IF($C$10=2015,profiles!I2132,IF($C$10=2016,profiles!K2132)))))","v":46.215000000000003},{"$f":"IF($C$10=2012,profiles!D2132,IF($C$10=2013,profiles!F2132,IF($C$10=2014,profiles!H2132,IF($C$10=2015,profiles!J2132,IF($C$10=2016,profiles!L2132)))))","v":0.17113778176711594},34.227556353423189,0,34.227556353423189,11.987443646576814,0,0,7.4378330287162822,0,4.549610617860532,11.987443646576814]
["h2131",{"$f":"IF($C$10=2012,profiles!C2135,IF($C$10=2013,profiles!E2135,IF($C$10=2014,profiles!G2135,IF($C$10=2015,profiles!I2135,IF($C$10=2016,profiles!K2135)))))","v":51.984000000000002},{"$f":"IF($C$10=2012,profiles!D2135,IF($C$10=2013,profiles!F2135,IF($C$10=2014,profiles!H2135,IF($C$10=2015,profiles!J2135,IF($C$10=2016,profiles!L2135)))))","v":1.2059704949835682E-2},2.4119409899671362,0,2.4119409899671362,49.572059010032866,0,0,0,0,49.572059010032866,49.572059010032866]
["h2135",{"$f":"IF($C$10=2012,profiles!C2139,IF($C$10=2013,profiles!E2139,IF($C$10=2014,profiles!G2139,IF($C$10=2015,profiles!I2139,IF($C$10=2016,profiles!K2139)))))","v":47.326999999999998},{"$f":"IF($C$10=2012,profiles!D2139,IF($C$10=2013,profiles!F2139,IF($C$10=2014,profiles!H2139,IF($C$10=2015,profiles!J2139,IF($C$10=2016,profiles!L2139)))))","v":1.0887032559755622E-2},2.1774065119511246,0,2.1774065119511246,45.149593488048872,0,0,0,0,45.149593488048872,45.149593488048872]
["h2138",{"$f":"IF($C$10=2012,profiles!C2142,IF($C$10=2013,profiles!E2142,IF($C$10=2014,profiles!G2142,IF($C$10=2015,profiles!I2142,IF($C$10=2016,profiles!K2142)))))","v":41.984999999999999},{"$f":"IF($C$10=2012,profiles!D2142,IF($C$10=2013,profiles!F2142,IF($C$10=2014,profiles!H2142,IF($C$10=2015,profiles!J2142,IF($C$10=2016,profiles!L2142)))))","v":7.2032978954220004E-3},1.4406595790844001,0,1.4406595790844001,40.544340420915603,0,0,0,0,40.544340420915603,40.544340420915603]
["h2143",{"$f":"IF($C$10=2012,profiles!C2147,IF($C$10=2013,profiles!E2147,IF($C$10=2014,profiles!G2147,IF($C$10=2015,profiles!I2147,IF($C$10=2016,profiles!K2147)))))","v":65.168999999999997},{"$f":"IF($C$10=2012,profiles!D2147,IF($C$10=2013,profiles!F2147,IF($C$10=2014,profiles!H2147,IF($C$10=2015,profiles!J2147,IF($C$10=2016,profiles!L2147)))))","v":2.5717798510161278E-2},5.1435597020322552,0,5.1435597020322552,60.025440297967741,0,0,0,0,60.025440297967741,60.025440297967741]
["h2146",{"$f":"IF($C$10=2012,profiles!C2150,IF($C$10=2013,profiles!E2150,IF($C$10=2014,profiles!G2150,IF($C$10=2015,profiles!I2150,IF($C$10=2016,profiles!K2150)))))","v":69.13},{"$f":"IF($C$10=2012,profiles!D2150,IF($C$10=2013,profiles!F2150,IF($C$10=2014,profiles!H2150,IF($C$10=2015,profiles!J2150,IF($C$10=2016,profiles!L2150)))))","v":0.15186229840167786},30.372459680335574,0,30.372459680335574,38.757540319664422,0,0,0,0,38.757540319664422,38.757540319664422]
["h2149",{"$f":"IF($C$10=2012,profiles!C2153,IF($C$10=2013,profiles!E2153,IF($C$10=2014,profiles!G2153,IF($C$10=2015,profiles!I2153,IF($C$10=2016,profiles!K2153)))))","v":68.986999999999995},{"$f":"IF($C$10=2012,profiles!D2153,IF($C$10=2013,profiles!F2153,IF($C$10=2014,profiles!H2153,IF($C$10=2015,profiles!J2153,IF($C$10=2016,profiles!L2153)))))","v":0.22868301149924061},45.736602299848123,0,45.736602299848123,23.250397700151872,0,0,0,0,23.250397700151872,23.250397700151872]
["h2150",{"$f":"IF($C$10=2012,profiles!C2154,IF($C$10=2013,profiles!E2154,IF($C$10=2014,profiles!G2154,IF($C$10=2015,profiles!I2154,IF($C$10=2016,profiles!K2154)))))","v":67.495999999999995},{"$f":"IF($C$10=2012,profiles!D2154,IF($C$10=2013,profiles!F2154,IF($C$10=2014,profiles!H2154,IF($C$10=2015,profiles!J2154,IF($C$10=2016,profiles!L2154)))))","v":0.21806610255297607},43.613220510595212,0,43.613220510595212,23.882779489404783,0,0,0,0,23.882779489404783,23.882779489404783]
["h2153",{"$f":"IF($C$10=2012,profiles!C2157,IF($C$10=2013,profiles!E2157,IF($C$10=2014,profiles!G2157,IF($C$10=2015,profiles!I2157,IF($C$10=2016,profiles!K2157)))))","v":63.886000000000003},{"$f":"IF($C$10=2012,profiles!D2157,IF($C$10=2013,profiles!F2157,IF($C$10=2014,profiles!H2157,IF($C$10=2015,profiles!J2157,IF($C$10=2016,profiles!L2157)))))","v":9.8474000144644538E-2},19.694800028928906,0,19.694800028928906,44.1911999710711,0,0,0,0,44.1911999710711,44.1911999710711]
["h2157",{"$f":"IF($C$10=2012,profiles!C2161,IF($C$10=2013,profiles!E2161,IF($C$10=2014,profiles!G2161,IF($C$10=2015,profiles!I2161,IF($C$10=2016,profiles!K2161)))))","v":62.597999999999999},{"$f":"IF($C$10=2012,profiles!D2161,IF($C$10=2013,profiles!F2161,IF($C$10=2014,profiles!H2161,IF($C$10=2015,profiles!J2161,IF($C$10=2016,profiles!L2161)))))","v":1.2005496492370002E-2},2.4010992984740005,0,2.4010992984740005,60.196900701525998,0,0,0,0,60.196900701525998,60.196900701525998]
["h2160",{"$f":"IF($C$10=2012,profiles!C2164,IF($C$10=2013,profiles!E2164,IF($C$10=2014,profiles!G2164,IF($C$10=2015,profiles!I2164,IF($C$10=2016,profiles!K2164)))))","v":49.402999999999999},{"$f":"IF($C$10=2012,profiles!D2164,IF($C$10=2013,profiles!F2164,IF($C$10=2014,profiles!H2164,IF($C$10=2015,profiles!J2164,IF($C$10=2016,profiles!L2164)))))","v":1.6430668653003369E-2},3.2861337306006737,0,3.2861337306006737,46.116866269399324,0,0,0,0,46.116866269399324,46.116866269399324]
["h2164",{"$f":"IF($C$10=2012,profiles!C2168,IF($C$10=2013,profiles!E2168,IF($C$10=2014,profiles!G2168,IF($C$10=2015,profiles!I2168,IF($C$10=2016,profiles!K2168)))))","v":48.875999999999998},{"$f":"IF($C$10=2012,profiles!D2168,IF($C$10=2013,profiles!F2168,IF($C$10=2014,profiles!H2168,IF($C$10=2015,profiles!J2168,IF($C$10=2016,profiles!L2168)))))","v":7.9260619910614845E-3},1.585212398212297,0,1.585212398212297,47.290787601787699,0,0,0,0,47.290787601787699,47.290787601787699]
["h2168",{"$f":"IF($C$10=2012,profiles!C2172,IF($C$10=2013,profiles!E2172,IF($C$10=2014,profiles!G2172,IF($C$10=2015,profiles!I2172,IF($C$10=2016,profiles!K2172)))))","v":68.971999999999994},{"$f":"IF($C$10=2012,profiles!D2172,IF($C$10=2013,profiles!F2172,IF($C$10=2014,profiles!H2172,IF($C$10=2015,profiles!J2172,IF($C$10=2016,profiles!L2172)))))","v":7.1421339620185417E-2},14.284267924037083,0,14.284267924037083,54.687732075962913,0,0,0,0,54.687732075962913,54.687732075962913]
["h2171",{"$f":"IF($C$10=2012,profiles!C2175,IF($C$10=2013,profiles!E2175,IF($C$10=2014,profiles!G2175,IF($C$10=2015,profiles!I2175,IF($C$10=2016,profiles!K2175)))))","v":71.031999999999996},{"$f":"IF($C$10=2012,profiles!D2175,IF($C$10=2013,profiles!F2175,IF($C$10=2014,profiles!H2175,IF($C$10=2015,profiles!J2175,IF($C$10=2016,profiles!L2175)))))","v":0.24680715659757879},49.361431319515759,0,49.361431319515759,21.670568680484237,0,0,0,0,21.670568680484237,21.670568680484237]
["h2174",{"$f":"IF($C$10=2012,profiles!C2178,IF($C$10=2013,profiles!E2178,IF($C$10=2014,profiles!G2178,IF($C$10=2015,profiles!I2178,IF($C$10=2016,profiles!K2178)))))","v":68.275999999999996},{"$f":"IF($C$10=2012,profiles!D2178,IF($C$10=2013,profiles!F2178,IF($C$10=2014,profiles!H2178,IF($C$10=2015,profiles!J2178,IF($C$10=2016,profiles!L2178)))))","v":0.27530048163843851},55.060096327687702,0,55.060096327687702,13.215903672312294,0,0,0,0,13.215903672312294,13.215903672312294]
["h2175",{"$f":"IF($C$10=2012,profiles!C2179,IF($C$10=2013,profiles!E2179,IF($C$10=2014,profiles!G2179,IF($C$10=2015,profiles!I2179,IF($C$10=2016,profiles!K2179)))))","v":67.003},{"$f":"IF($C$10=2012,profiles!D2179,IF($C$10=2013,profiles!F2179,IF($C$10=2014,profiles!H2179,IF($C$10=2015,profiles!J2179,IF($C$10=2016,profiles!L2179)))))","v":0.24648895702859458},49.297791405718918,0,49.297791405718918,17.705208594281082,0,0,0,0,17.705208594281082,17.705208594281082]
["h2178",{"$f":"IF($C$10=2012,profiles!C2182,IF($C$10=2013,profiles!E2182,IF($C$10=2014,profiles!G2182,IF($C$10=2015,profiles!I2182,IF($C$10=2016,profiles!K2182)))))","v":64.738},{"$f":"IF($C$10=2012,profiles!D2182,IF($C$10=2013,profiles!F2182,IF($C$10=2014,profiles!H2182,IF($C$10=2015,profiles!J2182,IF($C$10=2016,profiles!L2182)))))","v":8.1025181156800075E-2},{"$f":"C2195*$C$2","v":16.205036231360015},0,16.205036231360015,48.532963768639988,0,0,0,0,{"$f":"MAX(G2195-J2195,0)","v":48.532963768639988},{"$f":"B2195-D2195","v":48.532963768639988}]
["h2182",{"$f":"IF($C$10=2012,profiles!C2186,IF($C$10=2013,profiles!E2186,IF($C$10=2014,profiles!G2186,IF($C$10=2015,profiles!I2186,IF($C$10=2016,profiles!K2186)))))","v":58.622},{"$f":"IF($C$10=2012,profiles!D2186,IF($C$10=2013,profiles!F2186,IF($C$10=2014,profiles!H2186,IF($C$10=2015,profiles!J2186,IF($C$10=2016,profiles!L2186)))))","v":5.9040483663344856E-2},11.808096732668972,0,11.808096732668972,46.813903267331028,0,0,0,0,46.813903267331028,46.813903267331028]
["h2185",{"$f":"IF($C$10=2012,profiles!C2189,IF($C$10=2013,profiles!E2189,IF($C$10=2014,profiles!G2189,IF($C$10=2015,profiles!I2189,IF($C$10=2016,profiles!K2189)))))","v":47.561},{"$f":"IF($C$10=2012,profiles!D2189,IF($C$10=2013,profiles!F2189,IF($C$10=2014,profiles!H2189,IF($C$10=2015,profiles!J2189,IF($C$10=2016,profiles!L2189)))))","v":6.004425226684406E-2},12.008850453368812,0,12.008850453368812,35.552149546631185,0,0,0,0,35.552149546631185,35.552149546631185]
["h2189",{"$f":"IF($C$10=2012,profiles!C2193,IF($C$10=2013,profiles!E2193,IF($C$10=2014,profiles!G2193,IF($C$10=2015,profiles!I2193,IF($C$10=2016,profiles!K2193)))))","v":52.945999999999998},{"$f":"IF($C$10=2012,profiles!D2193,IF($C$10=2013,profiles!F2193,IF($C$10=2014,profiles!H2193,IF($C$10=2015,profiles!J2193,IF($C$10=2016,profiles!L2193)))))","v":5.4143950020969209E-2},10.828790004193841,0,10.828790004193841,42.117209995806157,0,0,0,0,42.117209995806157,42.117209995806157]
["h2193",{"$f":"IF($C$10=2012,profiles!C2197,IF($C$10=2013,profiles!E2197,IF($C$10=2014,profiles!G2197,IF($C$10=2015,profiles!I2197,IF($C$10=2016,profiles!K2197)))))","v":68.855999999999995},{"$f":"IF($C$10=2012,profiles!D2197,IF($C$10=2013,profiles!F2197,IF($C$10=2014,profiles!H2197,IF($C$10=2015,profiles!J2197,IF($C$10=2016,profiles!L2197)))))","v":0.1649770784826968},32.995415696539361,0,32.995415696539361,35.860584303460634,0,0,0,0,35.860584303460634,35.860584303460634]
["h2196",{"$f":"IF($C$10=2012,profiles!C2200,IF($C$10=2013,profiles!E2200,IF($C$10=2014,profiles!G2200,IF($C$10=2015,profiles!I2200,IF($C$10=2016,profiles!K2200)))))","v":69.888999999999996},{"$f":"IF($C$10=2012,profiles!D2200,IF($C$10=2013,profiles!F2200,IF($C$10=2014,profiles!H2200,IF($C$10=2015,profiles!J2200,IF($C$10=2016,profiles!L2200)))))","v":0.32972277256359456},65.944554512718909,0,65.944554512718909,3.9444454872810866,0,0,0,0,3.9444454872810866,3.9444454872810866]
["h2199",{"$f":"IF($C$10=2012,profiles!C2203,IF($C$10=2013,profiles!E2203,IF($C$10=2014,profiles!G2203,IF($C$10=2015,profiles!I2203,IF($C$10=2016,profiles!K2203)))))","v":66.811999999999998},{"$f":"IF($C$10=2012,profiles!D2203,IF($C$10=2013,profiles!F2203,IF($C$10=2014,profiles!H2203,IF($C$10=2015,profiles!J2203,IF($C$10=2016,profiles!L2203)))))","v":0.27705389810409403},55.410779620818808,0,55.410779620818808,11.40122037918119,0,0,0,0,11.40122037918119,11.40122037918119]
["h2200",{"$f":"IF($C$10=2012,profiles!C2204,IF($C$10=2013,profiles!E2204,IF($C$10=2014,profiles!G2204,IF($C$10=2015,profiles!I2204,IF($C$10=2016,profiles!K2204)))))","v":65.224999999999994},{"$f":"IF($C$10=2012,profiles!D2204,IF($C$10=2013,profiles!F2204,IF($C$10=2014,profiles!H2204,IF($C$10=2015,profiles!J2204,IF($C$10=2016,profiles!L2204)))))","v":0.21985856628440034},43.971713256880065,0,43.971713256880065,21.253286743119929,0,0,0,0,21.253286743119929,21.253286743119929]
["h2203",{"$f":"IF($C$10=2012,profiles!C2207,IF($C$10=2013,profiles!E2207,IF($C$10=2014,profiles!G2207,IF($C$10=2015,profiles!I2207,IF($C$10=2016,profiles!K2207)))))","v":65.034000000000006},{"$f":"IF($C$10=2012,profiles!D2207,IF($C$10=2013,profiles!F2207,IF($C$10=2014,profiles!H2207,IF($C$10=2015,profiles!J2207,IF($C$10=2016,profiles!L2207)))))","v":3.6124889730871017E-2},7.224977946174203,0,7.224977946174203,57.8090220538258,0,0,0,0,57.8090220538258,57.8090220538258]
["h2207",{"$f":"IF($C$10=2012,profiles!C2211,IF($C$10=2013,profiles!E2211,IF($C$10=2014,profiles!G2211,IF($C$10=2015,profiles!I2211,IF($C$10=2016,profiles!K2211)))))","v":52.987000000000002},{"$f":"IF($C$10=2012,profiles!D2211,IF($C$10=2013,profiles!F2211,IF($C$10=2014,profiles!H2211,IF($C$10=2015,profiles!J2211,IF($C$10=2016,profiles!L2211)))))","v":4.2140884177645374E-2},8.428176835529074,0,8.428176835529074,44.55882316447093,0,0,0,0,44.55882316447093,44.55882316447093]
["h2210",{"$f":"IF($C$10=2012,profiles!C2214,IF($C$10=2013,profiles!E2214,IF($C$10=2014,profiles!G2214,IF($C$10=2015,profiles!I2214,IF($C$10=2016,profiles!K2214)))))","v":46.021999999999998},{"$f":"IF($C$10=2012,profiles!D2214,IF($C$10=2013,profiles!F2214,IF($C$10=2014,profiles!H2214,IF($C$10=2015,profiles!J2214,IF($C$10=2016,profiles!L2214)))))","v":2.6925023497939411E-2},5.3850046995878822,0,5.3850046995878822,40.636995300412117,0,0,0,0,40.636995300412117,40.636995300412117]
["h2214",{"$f":"IF($C$10=2012,profiles!C2218,IF($C$10=2013,profiles!E2218,IF($C$10=2014,profiles!G2218,IF($C$10=2015,profiles!I2218,IF($C$10=2016,profiles!K2218)))))","v":61.091000000000001},{"$f":"IF($C$10=2012,profiles!D2218,IF($C$10=2013,profiles!F2218,IF($C$10=2014,profiles!H2218,IF($C$10=2015,profiles!J2218,IF($C$10=2016,profiles!L2218)))))","v":2.6346612681657146E-2},5.2693225363314289,0,5.2693225363314289,55.821677463668571,0,0,0,0,55.821677463668571,55.821677463668571]
["h2218",{"$f":"IF($C$10=2012,profiles!C2222,IF($C$10=2013,profiles!E2222,IF($C$10=2014,profiles!G2222,IF($C$10=2015,profiles!I2222,IF($C$10=2016,profiles!K2222)))))","v":69.677999999999997},{"$f":"IF($C$10=2012,profiles!D2222,IF($C$10=2013,profiles!F2222,IF($C$10=2014,profiles!H2222,IF($C$10=2015,profiles!J2222,IF($C$10=2016,profiles!L2222)))))","v":0.21434458824380015},42.868917648760032,0,42.868917648760032,26.809082351239965,0,0,0,0,26.809082351239965,26.809082351239965]
["h2221",{"$f":"IF($C$10=2012,profiles!C2225,IF($C$10=2013,profiles!E2225,IF($C$10=2014,profiles!G2225,IF($C$10=2015,profiles!I2225,IF($C$10=2016,profiles!K2225)))))","v":69.611999999999995},{"$f":"IF($C$10=2012,profiles!D2225,IF($C$10=2013,profiles!F2225,IF($C$10=2014,profiles!H2225,IF($C$10=2015,profiles!J2225,IF($C$10=2016,profiles!L2225)))))","v":0.29448340683970792},58.896681367941582,0,58.896681367941582,10.715318632058413,0,0,0,0,10.715318632058413,10.715318632058413]
["h2222",{"$f":"IF($C$10=2012,profiles!C2226,IF($C$10=2013,profiles!E2226,IF($C$10=2014,profiles!G2226,IF($C$10=2015,profiles!I2226,IF($C$10=2016,profiles!K2226)))))","v":68.296000000000006},{"$f":"IF($C$10=2012,profiles!D2226,IF($C$10=2013,profiles!F2226,IF($C$10=2014,profiles!H2226,IF($C$10=2015,profiles!J2226,IF($C$10=2016,profiles!L2226)))))","v":0.2772612247849035},55.452244956980699,0,55.452244956980699,12.843755043019307,0,0,0,0,12.843755043019307,12.843755043019307]
["h2225",{"$f":"IF($C$10=2012,profiles!C2229,IF($C$10=2013,profiles!E2229,IF($C$10=2014,profiles!G2229,IF($C$10=2015,profiles!I2229,IF($C$10=2016,profiles!K2229)))))","v":64.983000000000004},{"$f":"IF($C$10=2012,profiles!D2229,IF($C$10=2013,profiles!F2229,IF($C$10=2014,profiles!H2229,IF($C$10=2015,profiles!J2229,IF($C$10=2016,profiles!L2229)))))","v":0.1410454775504302},28.209095510086041,0,28.209095510086041,36.77390448991396,0,0,0,0,36.77390448991396,36.77390448991396]
["h2228",{"$f":"IF($C$10=2012,profiles!C2232,IF($C$10=2013,profiles!E2232,IF($C$10=2014,profiles!G2232,IF($C$10=2015,profiles!I2232,IF($C$10=2016,profiles!K2232)))))","v":66.206999999999994},{"$f":"IF($C$10=2012,profiles!D2232,IF($C$10=2013,profiles!F2232,IF($C$10=2014,profiles!H2232,IF($C$10=2015,profiles!J2232,IF($C$10=2016,profiles!L2232)))))","v":9.3615790615284508E-2},18.723158123056901,0,18.723158123056901,47.483841876943089,0,0,0,0,47.483841876943089,47.483841876943089]
["h2231",{"$f":"IF($C$10=2012,profiles!C2235,IF($C$10=2013,profiles!E2235,IF($C$10=2014,profiles!G2235,IF($C$10=2015,profiles!I2235,IF($C$10=2016,profiles!K2235)))))","v":53.351999999999997},{"$f":"IF($C$10=2012,profiles!D2235,IF($C$10=2013,profiles!F2235,IF($C$10=2014,profiles!H2235,IF($C$10=2015,profiles!J2235,IF($C$10=2016,profiles!L2235)))))","v":8.4997469452678762E-2},16.999493890535753,0,16.999493890535753,36.352506109464244,0,0,0,0,36.352506109464244,36.352506109464244]
["h2236",{"$f":"IF($C$10=2012,profiles!C2240,IF($C$10=2013,profiles!E2240,IF($C$10=2014,profiles!G2240,IF($C$10=2015,profiles!I2240,IF($C$10=2016,profiles!K2240)))))","v":48.113999999999997},{"$f":"IF($C$10=2012,profiles!D2240,IF($C$10=2013,profiles!F2240,IF($C$10=2014,profiles!H2240,IF($C$10=2015,profiles!J2240,IF($C$10=2016,profiles!L2240)))))","v":8.3983923201480459E-2},16.796784640296092,0,16.796784640296092,31.317215359703905,0,0,0,0,31.317215359703905,31.317215359703905]
["h2239",{"$f":"IF($C$10=2012,profiles!C2243,IF($C$10=2013,profiles!E2243,IF($C$10=2014,profiles!G2243,IF($C$10=2015,profiles!I2243,IF($C$10=2016,profiles!K2243)))))","v":66.611000000000004},{"$f":"IF($C$10=2012,profiles!D2243,IF($C$10=2013,profiles!F2243,IF($C$10=2014,profiles!H2243,IF($C$10=2015,profiles!J2243,IF($C$10=2016,profiles!L2243)))))","v":0.10645095998149433},21.290191996298866,0,21.290191996298866,45.320808003701138,0,0,0,0,45.320808003701138,45.320808003701138]
["h2243",{"$f":"IF($C$10=2012,profiles!C2247,IF($C$10=2013,profiles!E2247,IF($C$10=2014,profiles!G2247,IF($C$10=2015,profiles!I2247,IF($C$10=2016,profiles!K2247)))))","v":71.688999999999993},{"$f":"IF($C$10=2012,profiles!D2247,IF($C$10=2013,profiles!F2247,IF($C$10=2014,profiles!H2247,IF($C$10=2015,profiles!J2247,IF($C$10=2016,profiles!L2247)))))","v":0.2316678232708767},46.333564654175341,0,46.333564654175341,25.355435345824652,0,0,0,{"$f":"K2259+I2260*$F$2-J2260/$F$3","v":0},25.355435345824652,25.355435345824652]
["h2246",{"$f":"IF($C$10=2012,profiles!C2250,IF($C$10=2013,profiles!E2250,IF($C$10=2014,profiles!G2250,IF($C$10=2015,profiles!I2250,IF($C$10=2016,profiles!K2250)))))","v":67.492000000000004},{"$f":"IF($C$10=2012,profiles!D2250,IF($C$10=2013,profiles!F2250,IF($C$10=2014,profiles!H2250,IF($C$10=2015,profiles!J2250,IF($C$10=2016,profiles!L2250)))))","v":0.23016423779782558},46.032847559565113,0,46.032847559565113,21.459152440434892,0,0,0,0,21.459152440434892,21.459152440434892]
["h2247",{"$f":"IF($C$10=2012,profiles!C2251,IF($C$10=2013,profiles!E2251,IF($C$10=2014,profiles!G2251,IF($C$10=2015,profiles!I2251,IF($C$10=2016,profiles!K2251)))))","v":66.233999999999995},{"$f":"IF($C$10=2012,profiles!D2251,IF($C$10=2013,profiles!F2251,IF($C$10=2014,profiles!H2251,IF($C$10=2015,profiles!J2251,IF($C$10=2016,profiles!L2251)))))","v":0.20176960444136016},40.353920888272029,0,40.353920888272029,25.880079111727966,0,0,0,0,25.880079111727966,25.880079111727966]
["h2250",{"$f":"IF($C$10=2012,profiles!C2254,IF($C$10=2013,profiles!E2254,IF($C$10=2014,profiles!G2254,IF($C$10=2015,profiles!I2254,IF($C$10=2016,profiles!K2254)))))","v":64.301000000000002},{"$f":"IF($C$10=2012,profiles!D2254,IF($C$10=2013,profiles!F2254,IF($C$10=2014,profiles!H2254,IF($C$10=2015,profiles!J2254,IF($C$10=2016,profiles!L2254)))))","v":9.1704256303492951E-2},18.340851260698589,0,18.340851260698589,45.960148739301417,0,0,0,0,45.960148739301417,45.960148739301417]
["h2256",{"$f":"IF($C$10=2012,profiles!C2260,IF($C$10=2013,profiles!E2260,IF($C$10=2014,profiles!G2260,IF($C$10=2015,profiles!I2260,IF($C$10=2016,profiles!K2260)))))","v":48.088000000000001},{"$f":"IF($C$10=2012,profiles!D2260,IF($C$10=2013,profiles!F2260,IF($C$10=2014,profiles!H2260,IF($C$10=2015,profiles!J2260,IF($C$10=2016,profiles!L2260)))))","v":4.4673191747748267E-2},8.9346383495496529,0,8.9346383495496529,39.15336165045035,0,0,0,0,39.15336165045035,39.15336165045035]
["h2258",{"$f":"IF($C$10=2012,profiles!C2262,IF($C$10=2013,profiles!E2262,IF($C$10=2014,profiles!G2262,IF($C$10=2015,profiles!I2262,IF($C$10=2016,profiles!K2262)))))","v":44.357999999999997},{"$f":"IF($C$10=2012,profiles!D2262,IF($C$10=2013,profiles!F2262,IF($C$10=2014,profiles!H2262,IF($C$10=2015,profiles!J2262,IF($C$10=2016,profiles!L2262)))))","v":4.0596220850380949E-2},8.1192441700761897,0,8.1192441700761897,36.238755829923804,0,0,0,0,36.238755829923804,36.238755829923804]
["h2261",{"$f":"IF($C$10=2012,profiles!C2265,IF($C$10=2013,profiles!E2265,IF($C$10=2014,profiles!G2265,IF($C$10=2015,profiles!I2265,IF($C$10=2016,profiles!K2265)))))","v":45.39},{"$f":"IF($C$10=2012,profiles!D2265,IF($C$10=2013,profiles!F2265,IF($C$10=2014,profiles!H2265,IF($C$10=2015,profiles!J2265,IF($C$10=2016,profiles!L2265)))))","v":3.0996544694877764E-2},6.1993089389755527,0,6.1993089389755527,39.190691061024445,0,0,0,0,39.190691061024445,39.190691061024445]
["h2264",{"$f":"IF($C$10=2012,profiles!C2268,IF($C$10=2013,profiles!E2268,IF($C$10=2014,profiles!G2268,IF($C$10=2015,profiles!I2268,IF($C$10=2016,profiles!K2268)))))","v":54.496000000000002},{"$f":"IF($C$10=2012,profiles!D2268,IF($C$10=2013,profiles!F2268,IF($C$10=2014,profiles!H2268,IF($C$10=2015,profiles!J2268,IF($C$10=2016,profiles!L2268)))))","v":5.2595816044759935E-2},10.519163208951987,0,10.519163208951987,43.976836791048015,0,0,0,0,43.976836791048015,43.976836791048015]
["h2268",{"$f":"IF($C$10=2012,profiles!C2272,IF($C$10=2013,profiles!E2272,IF($C$10=2014,profiles!G2272,IF($C$10=2015,profiles!I2272,IF($C$10=2016,profiles!K2272)))))","v":59.2},{"$f":"IF($C$10=2012,profiles!D2272,IF($C$10=2013,profiles!F2272,IF($C$10=2014,profiles!H2272,IF($C$10=2015,profiles!J2272,IF($C$10=2016,profiles!L2272)))))","v":0.13287744509823765},26.575489019647531,0,26.575489019647531,32.624510980352468,0,0,0,0,32.624510980352468,32.624510980352468]
["h2271",{"$f":"IF($C$10=2012,profiles!C2275,IF($C$10=2013,profiles!E2275,IF($C$10=2014,profiles!G2275,IF($C$10=2015,profiles!I2275,IF($C$10=2016,profiles!K2275)))))","v":54.124000000000002},{"$f":"IF($C$10=2012,profiles!D2275,IF($C$10=2013,profiles!F2275,IF($C$10=2014,profiles!H2275,IF($C$10=2015,profiles!J2275,IF($C$10=2016,profiles!L2275)))))","v":0.11372146481805433},22.744292963610864,0,22.744292963610864,31.379707036389139,0,0,0,0,31.379707036389139,31.379707036389139]
["h2272",{"$f":"IF($C$10=2012,profiles!C2276,IF($C$10=2013,profiles!E2276,IF($C$10=2014,profiles!G2276,IF($C$10=2015,profiles!I2276,IF($C$10=2016,profiles!K2276)))))","v":53.529000000000003},{"$f":"IF($C$10=2012,profiles!D2276,IF($C$10=2013,profiles!F2276,IF($C$10=2014,profiles!H2276,IF($C$10=2015,profiles!J2276,IF($C$10=2016,profiles!L2276)))))","v":9.4637771255909442E-2},18.927554251181888,0,18.927554251181888,34.601445748818115,0,0,0,0,34.601445748818115,34.601445748818115]
["h2277",{"$f":"IF($C$10=2012,profiles!C2281,IF($C$10=2013,profiles!E2281,IF($C$10=2014,profiles!G2281,IF($C$10=2015,profiles!I2281,IF($C$10=2016,profiles!K2281)))))","v":52.569000000000003},{"$f":"IF($C$10=2012,profiles!D2281,IF($C$10=2013,profiles!F2281,IF($C$10=2014,profiles!H2281,IF($C$10=2015,profiles!J2281,IF($C$10=2016,profiles!L2281)))))","v":1.1941765819948243E-2},2.3883531639896485,0,2.3883531639896485,50.180646836010354,0,0,0,0,50.180646836010354,50.180646836010354]
["h2279",{"$f":"IF($C$10=2012,profiles!C2283,IF($C$10=2013,profiles!E2283,IF($C$10=2014,profiles!G2283,IF($C$10=2015,profiles!I2283,IF($C$10=2016,profiles!K2283)))))","v":46.603999999999999},{"$f":"IF($C$10=2012,profiles!D2283,IF($C$10=2013,profiles!F2283,IF($C$10=2014,profiles!H2283,IF($C$10=2015,profiles!J2283,IF($C$10=2016,profiles!L2283)))))","v":1.5295869536931284E-2},3.0591739073862567,0,3.0591739073862567,43.544826092613739,0,0,0,0,43.544826092613739,43.544826092613739]
["h2283",{"$f":"IF($C$10=2012,profiles!C2287,IF($C$10=2013,profiles!E2287,IF($C$10=2014,profiles!G2287,IF($C$10=2015,profiles!I2287,IF($C$10=2016,profiles!K2287)))))","v":39.131},{"$f":"IF($C$10=2012,profiles!D2287,IF($C$10=2013,profiles!F2287,IF($C$10=2014,profiles!H2287,IF($C$10=2015,profiles!J2287,IF($C$10=2016,profiles!L2287)))))","v":2.3897988983504172E-2},4.7795977967008341,0,4.7795977967008341,34.351402203299166,0,0,0,0,34.351402203299166,34.351402203299166]
["h2286",{"$f":"IF($C$10=2012,profiles!C2290,IF($C$10=2013,profiles!E2290,IF($C$10=2014,profiles!G2290,IF($C$10=2015,profiles!I2290,IF($C$10=2016,profiles!K2290)))))","v":40.207000000000001},{"$f":"IF($C$10=2012,profiles!D2290,IF($C$10=2013,profiles!F2290,IF($C$10=2014,profiles!H2290,IF($C$10=2015,profiles!J2290,IF($C$10=2016,profiles!L2290)))))","v":3.8398704622012753E-2},7.6797409244025507,0,7.6797409244025507,32.527259075597449,0,0,0,0,32.527259075597449,32.527259075597449]
["h2290",{"$f":"IF($C$10=2012,profiles!C2294,IF($C$10=2013,profiles!E2294,IF($C$10=2014,profiles!G2294,IF($C$10=2015,profiles!I2294,IF($C$10=2016,profiles!K2294)))))","v":51.359000000000002},{"$f":"IF($C$10=2012,profiles!D2294,IF($C$10=2013,profiles!F2294,IF($C$10=2014,profiles!H2294,IF($C$10=2015,profiles!J2294,IF($C$10=2016,profiles!L2294)))))","v":0.15502609550521187},31.005219101042375,0,31.005219101042375,20.353780898957627,0,0,0,0,20.353780898957627,20.353780898957627]
["h2293",{"$f":"IF($C$10=2012,profiles!C2297,IF($C$10=2013,profiles!E2297,IF($C$10=2014,profiles!G2297,IF($C$10=2015,profiles!I2297,IF($C$10=2016,profiles!K2297)))))","v":50.670999999999999},{"$f":"IF($C$10=2012,profiles!D2297,IF($C$10=2013,profiles!F2297,IF($C$10=2014,profiles!H2297,IF($C$10=2015,profiles!J2297,IF($C$10=2016,profiles!L2297)))))","v":0.27152337029594181},54.304674059188365,3.6336740591883654,50.670999999999999,0,0,3.6336740591883654,0,2.9432759879425761,0,-3.6336740591883654]
["h2296",{"$f":"IF($C$10=2012,profiles!C2300,IF($C$10=2013,profiles!E2300,IF($C$10=2014,profiles!G2300,IF($C$10=2015,profiles!I2300,IF($C$10=2016,profiles!K2300)))))","v":47.670999999999999},{"$f":"IF($C$10=2012,profiles!D2300,IF($C$10=2013,profiles!F2300,IF($C$10=2014,profiles!H2300,IF($C$10=2015,profiles!J2300,IF($C$10=2016,profiles!L2300)))))","v":0.2026196706617126},40.523934132342518,0,40.523934132342518,7.1470658676574814,0,0,5.7398677172155264,0,1.4071981504419551,7.1470658676574814]
["h2297",{"$f":"IF($C$10=2012,profiles!C2301,IF($C$10=2013,profiles!E2301,IF($C$10=2014,profiles!G2301,IF($C$10=2015,profiles!I2301,IF($C$10=2016,profiles!K2301)))))","v":48.848999999999997},{"$f":"IF($C$10=2012,profiles!D2301,IF($C$10=2013,profiles!F2301,IF($C$10=2014,profiles!H2301,IF($C$10=2015,profiles!J2301,IF($C$10=2016,profiles!L2301)))))","v":0.14494932701065505},28.989865402131009,0,28.989865402131009,19.859134597868987,0,0,0,0,19.859134597868987,19.859134597868987]
["h2302",{"$f":"IF($C$10=2012,profiles!C2306,IF($C$10=2013,profiles!E2306,IF($C$10=2014,profiles!G2306,IF($C$10=2015,profiles!I2306,IF($C$10=2016,profiles!K2306)))))","v":51.131999999999998},{"$f":"IF($C$10=2012,profiles!D2306,IF($C$10=2013,profiles!F2306,IF($C$10=2014,profiles!H2306,IF($C$10=2015,profiles!J2306,IF($C$10=2016,profiles!L2306)))))","v":6.2860530006216664E-2},12.572106001243332,0,12.572106001243332,38.559893998756664,0,0,0,0,38.559893998756664,38.559893998756664]
["h2304",{"$f":"IF($C$10=2012,profiles!C2308,IF($C$10=2013,profiles!E2308,IF($C$10=2014,profiles!G2308,IF($C$10=2015,profiles!I2308,IF($C$10=2016,profiles!K2308)))))","v":43.959000000000003},{"$f":"IF($C$10=2012,profiles!D2308,IF($C$10=2013,profiles!F2308,IF($C$10=2014,profiles!H2308,IF($C$10=2015,profiles!J2308,IF($C$10=2016,profiles!L2308)))))","v":7.0471399453575612E-2},14.094279890715121,0,14.094279890715121,29.864720109284882,0,0,0,0,29.864720109284882,29.864720109284882]
["h2308",{"$f":"IF($C$10=2012,profiles!C2312,IF($C$10=2013,profiles!E2312,IF($C$10=2014,profiles!G2312,IF($C$10=2015,profiles!I2312,IF($C$10=2016,profiles!K2312)))))","v":44.155999999999999},{"$f":"IF($C$10=2012,profiles!D2312,IF($C$10=2013,profiles!F2312,IF($C$10=2014,profiles!H2312,IF($C$10=2015,profiles!J2312,IF($C$10=2016,profiles!L2312)))))","v":6.8274137357792336E-2},13.654827471558468,0,13.654827471558468,30.501172528441529,0,0,0,0,30.501172528441529,30.501172528441529]
["h2311",{"$f":"IF($C$10=2012,profiles!C2315,IF($C$10=2013,profiles!E2315,IF($C$10=2014,profiles!G2315,IF($C$10=2015,profiles!I2315,IF($C$10=2016,profiles!K2315)))))","v":64.828999999999994},{"$f":"IF($C$10=2012,profiles!D2315,IF($C$10=2013,profiles!F2315,IF($C$10=2014,profiles!H2315,IF($C$10=2015,profiles!J2315,IF($C$10=2016,profiles!L2315)))))","v":7.6080200066496087E-2},15.216040013299217,0,15.216040013299217,49.612959986700773,0,0,0,0,49.612959986700773,49.612959986700773]
["h2315",{"$f":"IF($C$10=2012,profiles!C2319,IF($C$10=2013,profiles!E2319,IF($C$10=2014,profiles!G2319,IF($C$10=2015,profiles!I2319,IF($C$10=2016,profiles!K2319)))))","v":71.117000000000004},{"$f":"IF($C$10=2012,profiles!D2319,IF($C$10=2013,profiles!F2319,IF($C$10=2014,profiles!H2319,IF($C$10=2015,profiles!J2319,IF($C$10=2016,profiles!L2319)))))","v":0.28431415065701027},56.862830131402056,0,56.862830131402056,14.254169868597948,0,0,0,0,14.254169868597948,14.254169868597948]
["h2318",{"$f":"IF($C$10=2012,profiles!C2322,IF($C$10=2013,profiles!E2322,IF($C$10=2014,profiles!G2322,IF($C$10=2015,profiles!I2322,IF($C$10=2016,profiles!K2322)))))","v":68.632999999999996},{"$f":"IF($C$10=2012,profiles!D2322,IF($C$10=2013,profiles!F2322,IF($C$10=2014,profiles!H2322,IF($C$10=2015,profiles!J2322,IF($C$10=2016,profiles!L2322)))))","v":0.29251051650114923},58.502103300229848,0,58.502103300229848,10.130896699770148,0,0,0,0,10.130896699770148,10.130896699770148]
["h2321",{"$f":"IF($C$10=2012,profiles!C2325,IF($C$10=2013,profiles!E2325,IF($C$10=2014,profiles!G2325,IF($C$10=2015,profiles!I2325,IF($C$10=2016,profiles!K2325)))))","v":64.5},{"$f":"IF($C$10=2012,profiles!D2325,IF($C$10=2013,profiles!F2325,IF($C$10=2014,profiles!H2325,IF($C$10=2015,profiles!J2325,IF($C$10=2016,profiles!L2325)))))","v":0.12491145901094294},24.982291802188588,0,24.982291802188588,39.517708197811416,0,0,0,0,39.517708197811416,39.517708197811416]
["h2323",{"$f":"IF($C$10=2012,profiles!C2327,IF($C$10=2013,profiles!E2327,IF($C$10=2014,profiles!G2327,IF($C$10=2015,profiles!I2327,IF($C$10=2016,profiles!K2327)))))","v":64.774000000000001},{"$f":"IF($C$10=2012,profiles!D2327,IF($C$10=2013,profiles!F2327,IF($C$10=2014,profiles!H2327,IF($C$10=2015,profiles!J2327,IF($C$10=2016,profiles!L2327)))))","v":4.077944981713575E-2},8.1558899634271498,0,8.1558899634271498,56.618110036572851,0,0,0,0,56.618110036572851,56.618110036572851]
["h2326",{"$f":"IF($C$10=2012,profiles!C2330,IF($C$10=2013,profiles!E2330,IF($C$10=2014,profiles!G2330,IF($C$10=2015,profiles!I2330,IF($C$10=2016,profiles!K2330)))))","v":57.92},{"$f":"IF($C$10=2012,profiles!D2330,IF($C$10=2013,profiles!F2330,IF($C$10=2014,profiles!H2330,IF($C$10=2015,profiles!J2330,IF($C$10=2016,profiles!L2330)))))","v":0.11185798748138832},22.371597496277666,0,22.371597496277666,35.548402503722336,0,0,0,0,35.548402503722336,35.548402503722336]
["h2330",{"$f":"IF($C$10=2012,profiles!C2334,IF($C$10=2013,profiles!E2334,IF($C$10=2014,profiles!G2334,IF($C$10=2015,profiles!I2334,IF($C$10=2016,profiles!K2334)))))","v":45.802},{"$f":"IF($C$10=2012,profiles!D2334,IF($C$10=2013,profiles!F2334,IF($C$10=2014,profiles!H2334,IF($C$10=2015,profiles!J2334,IF($C$10=2016,profiles!L2334)))))","v":0.14002630551982309},28.005261103964617,0,28.005261103964617,17.796738896035382,0,0,0,0,17.796738896035382,17.796738896035382]
["h2333",{"$f":"IF($C$10=2012,profiles!C2337,IF($C$10=2013,profiles!E2337,IF($C$10=2014,profiles!G2337,IF($C$10=2015,profiles!I2337,IF($C$10=2016,profiles!K2337)))))","v":52.042999999999999},{"$f":"IF($C$10=2012,profiles!D2337,IF($C$10=2013,profiles!F2337,IF($C$10=2014,profiles!H2337,IF($C$10=2015,profiles!J2337,IF($C$10=2016,profiles!L2337)))))","v":0.17032101406333561},34.064202812667119,0,34.064202812667119,17.97879718733288,0,0,0,0,17.97879718733288,17.97879718733288]
["h2336",{"$f":"IF($C$10=2012,profiles!C2340,IF($C$10=2013,profiles!E2340,IF($C$10=2014,profiles!G2340,IF($C$10=2015,profiles!I2340,IF($C$10=2016,profiles!K2340)))))","v":69.691000000000003},{"$f":"IF($C$10=2012,profiles!D2340,IF($C$10=2013,profiles!F2340,IF($C$10=2014,profiles!H2340,IF($C$10=2015,profiles!J2340,IF($C$10=2016,profiles!L2340)))))","v":0.23122840996140895},46.245681992281789,0,46.245681992281789,23.445318007718214,0,0,0,0,23.445318007718214,23.445318007718214]
["h2340",{"$f":"IF($C$10=2012,profiles!C2344,IF($C$10=2013,profiles!E2344,IF($C$10=2014,profiles!G2344,IF($C$10=2015,profiles!I2344,IF($C$10=2016,profiles!K2344)))))","v":71.956999999999994},{"$f":"IF($C$10=2012,profiles!D2344,IF($C$10=2013,profiles!F2344,IF($C$10=2014,profiles!H2344,IF($C$10=2015,profiles!J2344,IF($C$10=2016,profiles!L2344)))))","v":0.42905459118042405},85.810918236084817,13.853918236084823,71.956999999999994,0,3.853918236084823,10,0,14.263126236865297,0,-13.853918236084823]
["h2343",{"$f":"IF($C$10=2012,profiles!C2347,IF($C$10=2013,profiles!E2347,IF($C$10=2014,profiles!G2347,IF($C$10=2015,profiles!I2347,IF($C$10=2016,profiles!K2347)))))","v":68.81},{"$f":"IF($C$10=2012,profiles!D2347,IF($C$10=2013,profiles!F2347,IF($C$10=2014,profiles!H2347,IF($C$10=2015,profiles!J2347,IF($C$10=2016,profiles!L2347)))))","v":0.42411146602685473},84.82229320537094,16.012293205370938,68.81,0,6.0122932053709377,10,0,38.563126236865301,0,-16.012293205370938]
["h2344",{"$f":"IF($C$10=2012,profiles!C2348,IF($C$10=2013,profiles!E2348,IF($C$10=2014,profiles!G2348,IF($C$10=2015,profiles!I2348,IF($C$10=2016,profiles!K2348)))))","v":67.272999999999996},{"$f":"IF($C$10=2012,profiles!D2348,IF($C$10=2013,profiles!F2348,IF($C$10=2014,profiles!H2348,IF($C$10=2015,profiles!J2348,IF($C$10=2016,profiles!L2348)))))","v":0.39588361975515629},79.176723951031263,11.903723951031267,67.272999999999996,0,1.9037239510312673,10,0,46.663126236865303,0,-11.903723951031267]
["h2348",{"$f":"IF($C$10=2012,profiles!C2352,IF($C$10=2013,profiles!E2352,IF($C$10=2014,profiles!G2352,IF($C$10=2015,profiles!I2352,IF($C$10=2016,profiles!K2352)))))","v":66.605999999999995},{"$f":"IF($C$10=2012,profiles!D2352,IF($C$10=2013,profiles!F2352,IF($C$10=2014,profiles!H2352,IF($C$10=2015,profiles!J2352,IF($C$10=2016,profiles!L2352)))))","v":0.24348504776908958},48.697009553817914,0,48.697009553817914,17.908990446182081,0,0,17.908990446182081,10.689401262835709,0,17.908990446182081]
["h2351",{"$f":"IF($C$10=2012,profiles!C2355,IF($C$10=2013,profiles!E2355,IF($C$10=2014,profiles!G2355,IF($C$10=2015,profiles!I2355,IF($C$10=2016,profiles!K2355)))))","v":54.000999999999998},{"$f":"IF($C$10=2012,profiles!D2355,IF($C$10=2013,profiles!F2355,IF($C$10=2014,profiles!H2355,IF($C$10=2015,profiles!J2355,IF($C$10=2016,profiles!L2355)))))","v":0.21521384075042999},43.042768150085998,0,43.042768150085998,10.958231849914,0,0,0,0,10.958231849914,10.958231849914]
["h2355",{"$f":"IF($C$10=2012,profiles!C2359,IF($C$10=2013,profiles!E2359,IF($C$10=2014,profiles!G2359,IF($C$10=2015,profiles!I2359,IF($C$10=2016,profiles!K2359)))))","v":48.139000000000003},{"$f":"IF($C$10=2012,profiles!D2359,IF($C$10=2013,profiles!F2359,IF($C$10=2014,profiles!H2359,IF($C$10=2015,profiles!J2359,IF($C$10=2016,profiles!L2359)))))","v":0.19124893429475601},38.249786858951204,0,38.249786858951204,9.8892131410487991,0,0,0,0,9.8892131410487991,9.8892131410487991]
["h2358",{"$f":"IF($C$10=2012,profiles!C2362,IF($C$10=2013,profiles!E2362,IF($C$10=2014,profiles!G2362,IF($C$10=2015,profiles!I2362,IF($C$10=2016,profiles!K2362)))))","v":62.043999999999997},{"$f":"IF($C$10=2012,profiles!D2362,IF($C$10=2013,profiles!F2362,IF($C$10=2014,profiles!H2362,IF($C$10=2015,profiles!J2362,IF($C$10=2016,profiles!L2362)))))","v":0.18877794315275348},37.755588630550697,0,37.755588630550697,24.2884113694493,0,0,0,0,24.2884113694493,24.2884113694493]
["h2361",{"$f":"IF($C$10=2012,profiles!C2365,IF($C$10=2013,profiles!E2365,IF($C$10=2014,profiles!G2365,IF($C$10=2015,profiles!I2365,IF($C$10=2016,profiles!K2365)))))","v":70.165000000000006},{"$f":"IF($C$10=2012,profiles!D2365,IF($C$10=2013,profiles!F2365,IF($C$10=2014,profiles!H2365,IF($C$10=2015,profiles!J2365,IF($C$10=2016,profiles!L2365)))))","v":0.32732684999205236},65.465369998410466,0,65.465369998410466,4.69963000158954,0,0,0,0,4.69963000158954,4.69963000158954]
["h2365",{"$f":"IF($C$10=2012,profiles!C2369,IF($C$10=2013,profiles!E2369,IF($C$10=2014,profiles!G2369,IF($C$10=2015,profiles!I2369,IF($C$10=2016,profiles!K2369)))))","v":70.456999999999994},{"$f":"IF($C$10=2012,profiles!D2369,IF($C$10=2013,profiles!F2369,IF($C$10=2014,profiles!H2369,IF($C$10=2015,profiles!J2369,IF($C$10=2016,profiles!L2369)))))","v":0.45690215742092105},91.380431484184214,20.923431484184221,70.456999999999994,0,10.923431484184221,10,0,32.400000000000006,0,-20.923431484184221]
["h2369",{"$f":"IF($C$10=2012,profiles!C2373,IF($C$10=2013,profiles!E2373,IF($C$10=2014,profiles!G2373,IF($C$10=2015,profiles!I2373,IF($C$10=2016,profiles!K2373)))))","v":66.376999999999995},{"$f":"IF($C$10=2012,profiles!D2373,IF($C$10=2013,profiles!F2373,IF($C$10=2014,profiles!H2373,IF($C$10=2015,profiles!J2373,IF($C$10=2016,profiles!L2373)))))","v":0.31598341112379519},63.196682224759037,{"$f":"D2386-F2386","v":0},{"$f":"MIN(D2386,B2386)","v":63.196682224759037},{"$f":"B2386-F2386","v":3.1803177752409582},{"$f":"-MIN(-E2386+$C$3,0)","v":0},{"$f":"E2386-H2386","v":0},3.1803177752409582,50.79170438364747,0,3.1803177752409582]
["h2372",{"$f":"IF($C$10=2012,profiles!C2376,IF($C$10=2013,profiles!E2376,IF($C$10=2014,profiles!G2376,IF($C$10=2015,profiles!I2376,IF($C$10=2016,profiles!K2376)))))","v":66.137},{"$f":"IF($C$10=2012,profiles!D2376,IF($C$10=2013,profiles!F2376,IF($C$10=2014,profiles!H2376,IF($C$10=2015,profiles!J2376,IF($C$10=2016,profiles!L2376)))))","v":0.16802739765617097},33.605479531234195,0,33.605479531234195,32.531520468765805,0,0,5.4652993496727182,0,27.066221119093086,32.531520468765805]
["h2373",{"$f":"IF($C$10=2012,profiles!C2377,IF($C$10=2013,profiles!E2377,IF($C$10=2014,profiles!G2377,IF($C$10=2015,profiles!I2377,IF($C$10=2016,profiles!K2377)))))","v":63.496000000000002},{"$f":"IF($C$10=2012,profiles!D2377,IF($C$10=2013,profiles!F2377,IF($C$10=2014,profiles!H2377,IF($C$10=2015,profiles!J2377,IF($C$10=2016,profiles!L2377)))))","v":0.15989191220033813},31.978382440067627,0,31.978382440067627,31.517617559932376,0,0,0,0,31.517617559932376,31.517617559932376]
["h2376",{"$f":"IF($C$10=2012,profiles!C2380,IF($C$10=2013,profiles!E2380,IF($C$10=2014,profiles!G2380,IF($C$10=2015,profiles!I2380,IF($C$10=2016,profiles!K2380)))))","v":50.162999999999997},{"$f":"IF($C$10=2012,profiles!D2380,IF($C$10=2013,profiles!F2380,IF($C$10=2014,profiles!H2380,IF($C$10=2015,profiles!J2380,IF($C$10=2016,profiles!L2380)))))","v":0.13431002846286103},26.862005692572204,0,26.862005692572204,23.300994307427793,0,0,{"$f":"MIN(MAX(0,G2393),K2392*$F$3)","v":0},0,23.300994307427793,23.300994307427793]
["h2380",{"$f":"IF($C$10=2012,profiles!C2384,IF($C$10=2013,profiles!E2384,IF($C$10=2014,profiles!G2384,IF($C$10=2015,profiles!I2384,IF($C$10=2016,profiles!K2384)))))","v":48.773000000000003},{"$f":"IF($C$10=2012,profiles!D2384,IF($C$10=2013,profiles!F2384,IF($C$10=2014,profiles!H2384,IF($C$10=2015,profiles!J2384,IF($C$10=2016,profiles!L2384)))))","v":9.2439281637842596E-2},18.487856327568519,0,18.487856327568519,30.285143672431484,0,0,0,0,30.285143672431484,30.285143672431484]
["h2383",{"$f":"IF($C$10=2012,profiles!C2387,IF($C$10=2013,profiles!E2387,IF($C$10=2014,profiles!G2387,IF($C$10=2015,profiles!I2387,IF($C$10=2016,profiles!K2387)))))","v":66.906999999999996},{"$f":"IF($C$10=2012,profiles!D2387,IF($C$10=2013,profiles!F2387,IF($C$10=2014,profiles!H2387,IF($C$10=2015,profiles!J2387,IF($C$10=2016,profiles!L2387)))))","v":6.9495614985624093E-2},13.899122997124818,0,13.899122997124818,53.007877002875176,0,0,0,0,53.007877002875176,53.007877002875176]
["h2386",{"$f":"IF($C$10=2012,profiles!C2390,IF($C$10=2013,profiles!E2390,IF($C$10=2014,profiles!G2390,IF($C$10=2015,profiles!I2390,IF($C$10=2016,profiles!K2390)))))","v":71.188000000000002},{"$f":"IF($C$10=2012,profiles!D2390,IF($C$10=2013,profiles!F2390,IF($C$10=2014,profiles!H2390,IF($C$10=2015,profiles!J2390,IF($C$10=2016,profiles!L2390)))))","v":0.13623163278574835},27.246326557149668,0,27.246326557149668,43.94167344285033,0,0,0,0,43.94167344285033,43.94167344285033]
["h2390",{"$f":"IF($C$10=2012,profiles!C2394,IF($C$10=2013,profiles!E2394,IF($C$10=2014,profiles!G2394,IF($C$10=2015,profiles!I2394,IF($C$10=2016,profiles!K2394)))))","v":68.715000000000003},{"$f":"IF($C$10=2012,profiles!D2394,IF($C$10=2013,profiles!F2394,IF($C$10=2014,profiles!H2394,IF($C$10=2015,profiles!J2394,IF($C$10=2016,profiles!L2394)))))","v":0.16090907777440655},32.181815554881311,0,32.181815554881311,36.533184445118692,0,0,0,0,36.533184445118692,36.533184445118692]
["h2394",{"$f":"IF($C$10=2012,profiles!C2398,IF($C$10=2013,profiles!E2398,IF($C$10=2014,profiles!G2398,IF($C$10=2015,profiles!I2398,IF($C$10=2016,profiles!K2398)))))","v":65.733000000000004},{"$f":"IF($C$10=2012,profiles!D2398,IF($C$10=2013,profiles!F2398,IF($C$10=2014,profiles!H2398,IF($C$10=2015,profiles!J2398,IF($C$10=2016,profiles!L2398)))))","v":3.5166803924118299E-2},7.0333607848236595,0,7.0333607848236595,58.699639215176347,0,0,0,0,58.699639215176347,58.699639215176347]
["h2395",{"$f":"IF($C$10=2012,profiles!C2399,IF($C$10=2013,profiles!E2399,IF($C$10=2014,profiles!G2399,IF($C$10=2015,profiles!I2399,IF($C$10=2016,profiles!K2399)))))","v":65.718000000000004},{"$f":"IF($C$10=2012,profiles!D2399,IF($C$10=2013,profiles!F2399,IF($C$10=2014,profiles!H2399,IF($C$10=2015,profiles!J2399,IF($C$10=2016,profiles!L2399)))))","v":1.0836114602748038E-2},2.1672229205496074,0,2.1672229205496074,63.550777079450398,0,0,0,0,63.550777079450398,63.550777079450398]
["h2398",{"$f":"IF($C$10=2012,profiles!C2402,IF($C$10=2013,profiles!E2402,IF($C$10=2014,profiles!G2402,IF($C$10=2015,profiles!I2402,IF($C$10=2016,profiles!K2402)))))","v":58.329000000000001},{"$f":"IF($C$10=2012,profiles!D2402,IF($C$10=2013,profiles!F2402,IF($C$10=2014,profiles!H2402,IF($C$10=2015,profiles!J2402,IF($C$10=2016,profiles!L2402)))))","v":6.2271538583792063E-3},1.2454307716758413,0,1.2454307716758413,57.083569228324158,0,0,0,0,57.083569228324158,57.083569228324158]
["h2401",{"$f":"IF($C$10=2012,profiles!C2405,IF($C$10=2013,profiles!E2405,IF($C$10=2014,profiles!G2405,IF($C$10=2015,profiles!I2405,IF($C$10=2016,profiles!K2405)))))","v":47.515000000000001},{"$f":"IF($C$10=2012,profiles!D2405,IF($C$10=2013,profiles!F2405,IF($C$10=2014,profiles!H2405,IF($C$10=2015,profiles!J2405,IF($C$10=2016,profiles!L2405)))))","v":1.4704183036746013E-2},2.9408366073492025,0,2.9408366073492025,44.574163392650796,0,0,0,0,44.574163392650796,44.574163392650796]
["h2405",{"$f":"IF($C$10=2012,profiles!C2409,IF($C$10=2013,profiles!E2409,IF($C$10=2014,profiles!G2409,IF($C$10=2015,profiles!I2409,IF($C$10=2016,profiles!K2409)))))","v":52.933999999999997},{"$f":"IF($C$10=2012,profiles!D2409,IF($C$10=2013,profiles!F2409,IF($C$10=2014,profiles!H2409,IF($C$10=2015,profiles!J2409,IF($C$10=2016,profiles!L2409)))))","v":1.8661890455280796E-2},3.7323780910561593,0,3.7323780910561593,49.201621908943835,0,0,0,0,49.201621908943835,49.201621908943835]
["h2408",{"$f":"IF($C$10=2012,profiles!C2412,IF($C$10=2013,profiles!E2412,IF($C$10=2014,profiles!G2412,IF($C$10=2015,profiles!I2412,IF($C$10=2016,profiles!K2412)))))","v":68.935000000000002},{"$f":"IF($C$10=2012,profiles!D2412,IF($C$10=2013,profiles!F2412,IF($C$10=2014,profiles!H2412,IF($C$10=2015,profiles!J2412,IF($C$10=2016,profiles!L2412)))))","v":6.7598798243586777E-2},13.519759648717356,0,13.519759648717356,55.415240351282648,0,0,0,0,55.415240351282648,55.415240351282648]
["h2411",{"$f":"IF($C$10=2012,profiles!C2415,IF($C$10=2013,profiles!E2415,IF($C$10=2014,profiles!G2415,IF($C$10=2015,profiles!I2415,IF($C$10=2016,profiles!K2415)))))","v":71.385999999999996},{"$f":"IF($C$10=2012,profiles!D2415,IF($C$10=2013,profiles!F2415,IF($C$10=2014,profiles!H2415,IF($C$10=2015,profiles!J2415,IF($C$10=2016,profiles!L2415)))))","v":0.20379304367922349},40.758608735844696,0,40.758608735844696,30.6273912641553,0,0,0,0,30.6273912641553,30.6273912641553]
["h2415",{"$f":"IF($C$10=2012,profiles!C2419,IF($C$10=2013,profiles!E2419,IF($C$10=2014,profiles!G2419,IF($C$10=2015,profiles!I2419,IF($C$10=2016,profiles!K2419)))))","v":65.433999999999997},{"$f":"IF($C$10=2012,profiles!D2419,IF($C$10=2013,profiles!F2419,IF($C$10=2014,profiles!H2419,IF($C$10=2015,profiles!J2419,IF($C$10=2016,profiles!L2419)))))","v":0.18542003697712039},37.084007395424081,0,37.084007395424081,28.349992604575917,0,0,0,0,28.349992604575917,28.349992604575917]
["h2419",{"$f":"IF($C$10=2012,profiles!C2423,IF($C$10=2013,profiles!E2423,IF($C$10=2014,profiles!G2423,IF($C$10=2015,profiles!I2423,IF($C$10=2016,profiles!K2423)))))","v":63.098999999999997},{"$f":"IF($C$10=2012,profiles!D2423,IF($C$10=2013,profiles!F2423,IF($C$10=2014,profiles!H2423,IF($C$10=2015,profiles!J2423,IF($C$10=2016,profiles!L2423)))))","v":2.760284261613127E-2},5.5205685232262542,0,5.5205685232262542,57.578431476773744,0,0,0,0,57.578431476773744,57.578431476773744]
["h2420",{"$f":"IF($C$10=2012,profiles!C2424,IF($C$10=2013,profiles!E2424,IF($C$10=2014,profiles!G2424,IF($C$10=2015,profiles!I2424,IF($C$10=2016,profiles!K2424)))))","v":63.012999999999998},{"$f":"IF($C$10=2012,profiles!D2424,IF($C$10=2013,profiles!F2424,IF($C$10=2014,profiles!H2424,IF($C$10=2015,profiles!J2424,IF($C$10=2016,profiles!L2424)))))","v":1.7636353131499884E-2},3.5272706262999769,0,3.5272706262999769,59.485729373700025,0,0,0,0,59.485729373700025,59.485729373700025]
["h2423",{"$f":"IF($C$10=2012,profiles!C2427,IF($C$10=2013,profiles!E2427,IF($C$10=2014,profiles!G2427,IF($C$10=2015,profiles!I2427,IF($C$10=2016,profiles!K2427)))))","v":52.345999999999997},{"$f":"IF($C$10=2012,profiles!D2427,IF($C$10=2013,profiles!F2427,IF($C$10=2014,profiles!H2427,IF($C$10=2015,profiles!J2427,IF($C$10=2016,profiles!L2427)))))","v":1.3721978275941762E-2},2.7443956551883524,0,2.7443956551883524,49.601604344811648,0,0,0,0,49.601604344811648,49.601604344811648]
["h2426",{"$f":"IF($C$10=2012,profiles!C2430,IF($C$10=2013,profiles!E2430,IF($C$10=2014,profiles!G2430,IF($C$10=2015,profiles!I2430,IF($C$10=2016,profiles!K2430)))))","v":44.548999999999999},{"$f":"IF($C$10=2012,profiles!D2430,IF($C$10=2013,profiles!F2430,IF($C$10=2014,profiles!H2430,IF($C$10=2015,profiles!J2430,IF($C$10=2016,profiles!L2430)))))","v":5.9075874221830634E-3},1.1815174844366128,0,1.1815174844366128,43.367482515563388,0,0,0,0,43.367482515563388,43.367482515563388]
["h2430",{"$f":"IF($C$10=2012,profiles!C2434,IF($C$10=2013,profiles!E2434,IF($C$10=2014,profiles!G2434,IF($C$10=2015,profiles!I2434,IF($C$10=2016,profiles!K2434)))))","v":47.05},{"$f":"IF($C$10=2012,profiles!D2434,IF($C$10=2013,profiles!F2434,IF($C$10=2014,profiles!H2434,IF($C$10=2015,profiles!J2434,IF($C$10=2016,profiles!L2434)))))","v":4.0876460647379141E-3},0.81752921294758285,0,0.81752921294758285,46.232470787052414,0,0,0,0,46.232470787052414,46.232470787052414]
["h2433",{"$f":"IF($C$10=2012,profiles!C2437,IF($C$10=2013,profiles!E2437,IF($C$10=2014,profiles!G2437,IF($C$10=2015,profiles!I2437,IF($C$10=2016,profiles!K2437)))))","v":57.531999999999996},{"$f":"IF($C$10=2012,profiles!D2437,IF($C$10=2013,profiles!F2437,IF($C$10=2014,profiles!H2437,IF($C$10=2015,profiles!J2437,IF($C$10=2016,profiles!L2437)))))","v":0.12512819031386765},25.025638062773531,{"$f":"D2450-F2450","v":0},{"$f":"MIN(D2450,B2450)","v":25.025638062773531},{"$f":"B2450-F2450","v":32.506361937226465},{"$f":"-MIN(-E2450+$C$3,0)","v":0},{"$f":"E2450-H2450","v":0},0,0,32.506361937226465,32.506361937226465]
["h2436",{"$f":"IF($C$10=2012,profiles!C2440,IF($C$10=2013,profiles!E2440,IF($C$10=2014,profiles!G2440,IF($C$10=2015,profiles!I2440,IF($C$10=2016,profiles!K2440)))))","v":58.307000000000002},{"$f":"IF($C$10=2012,profiles!D2440,IF($C$10=2013,profiles!F2440,IF($C$10=2014,profiles!H2440,IF($C$10=2015,profiles!J2440,IF($C$10=2016,profiles!L2440)))))","v":0.29205725593286441},58.411451186572883,0.10445118657288077,58.307000000000002,0,0,0.10445118657288077,0,8.4605461124033429E-2,0,-0.10445118657288077]
["h2441",{"$f":"IF($C$10=2012,profiles!C2445,IF($C$10=2013,profiles!E2445,IF($C$10=2014,profiles!G2445,IF($C$10=2015,profiles!I2445,IF($C$10=2016,profiles!K2445)))))","v":52.642000000000003},{"$f":"IF($C$10=2012,profiles!D2445,IF($C$10=2013,profiles!F2445,IF($C$10=2014,profiles!H2445,IF($C$10=2015,profiles!J2445,IF($C$10=2016,profiles!L2445)))))","v":0.13984660494272963},27.969320988545928,0,27.969320988545928,24.672679011454075,0,0,0,0,24.672679011454075,24.672679011454075]
["h2444",{"$f":"IF($C$10=2012,profiles!C2448,IF($C$10=2013,profiles!E2448,IF($C$10=2014,profiles!G2448,IF($C$10=2015,profiles!I2448,IF($C$10=2016,profiles!K2448)))))","v":54.146000000000001},{"$f":"IF($C$10=2012,profiles!D2448,IF($C$10=2013,profiles!F2448,IF($C$10=2014,profiles!H2448,IF($C$10=2015,profiles!J2448,IF($C$10=2016,profiles!L2448)))))","v":4.4516343362269437E-2},8.903268672453887,0,8.903268672453887,45.24273132754611,0,0,0,0,45.24273132754611,45.24273132754611]
["h2445",{"$f":"IF($C$10=2012,profiles!C2449,IF($C$10=2013,profiles!E2449,IF($C$10=2014,profiles!G2449,IF($C$10=2015,profiles!I2449,IF($C$10=2016,profiles!K2449)))))","v":52.134999999999998},{"$f":"IF($C$10=2012,profiles!D2449,IF($C$10=2013,profiles!F2449,IF($C$10=2014,profiles!H2449,IF($C$10=2015,profiles!J2449,IF($C$10=2016,profiles!L2449)))))","v":4.0587581066832294E-2},8.1175162133664589,0,8.1175162133664589,44.017483786633541,0,0,0,0,44.017483786633541,44.017483786633541]
["h2448",{"$f":"IF($C$10=2012,profiles!C2452,IF($C$10=2013,profiles!E2452,IF($C$10=2014,profiles!G2452,IF($C$10=2015,profiles!I2452,IF($C$10=2016,profiles!K2452)))))","v":42.518999999999998},{"$f":"IF($C$10=2012,profiles!D2452,IF($C$10=2013,profiles!F2452,IF($C$10=2014,profiles!H2452,IF($C$10=2015,profiles!J2452,IF($C$10=2016,profiles!L2452)))))","v":6.6846734938540875E-2},13.369346987708175,0,13.369346987708175,29.149653012291822,0,0,0,0,29.149653012291822,29.149653012291822]
["h2451",{"$f":"IF($C$10=2012,profiles!C2455,IF($C$10=2013,profiles!E2455,IF($C$10=2014,profiles!G2455,IF($C$10=2015,profiles!I2455,IF($C$10=2016,profiles!K2455)))))","v":38.811999999999998},{"$f":"IF($C$10=2012,profiles!D2455,IF($C$10=2013,profiles!F2455,IF($C$10=2014,profiles!H2455,IF($C$10=2015,profiles!J2455,IF($C$10=2016,profiles!L2455)))))","v":7.8315254286250774E-2},15.663050857250155,0,15.663050857250155,23.148949142749842,0,0,0,0,23.148949142749842,23.148949142749842]
["h2455",{"$f":"IF($C$10=2012,profiles!C2459,IF($C$10=2013,profiles!E2459,IF($C$10=2014,profiles!G2459,IF($C$10=2015,profiles!I2459,IF($C$10=2016,profiles!K2459)))))","v":41.601999999999997},{"$f":"IF($C$10=2012,profiles!D2459,IF($C$10=2013,profiles!F2459,IF($C$10=2014,profiles!H2459,IF($C$10=2015,profiles!J2459,IF($C$10=2016,profiles!L2459)))))","v":0.10892204584518943},21.784409169037886,0,21.784409169037886,19.817590830962111,0,0,0,0,19.817590830962111,19.817590830962111]
["h2457",{"$f":"IF($C$10=2012,profiles!C2461,IF($C$10=2013,profiles!E2461,IF($C$10=2014,profiles!G2461,IF($C$10=2015,profiles!I2461,IF($C$10=2016,profiles!K2461)))))","v":48.993000000000002},{"$f":"IF($C$10=2012,profiles!D2461,IF($C$10=2013,profiles!F2461,IF($C$10=2014,profiles!H2461,IF($C$10=2015,profiles!J2461,IF($C$10=2016,profiles!L2461)))))","v":0.24863865497667298},49.727730995334596,0.73473099533459418,48.993000000000002,0,0,0.73473099533459418,0,0.59513210622102131,0,-0.73473099533459418]
["h2463",{"$f":"IF($C$10=2012,profiles!C2467,IF($C$10=2013,profiles!E2467,IF($C$10=2014,profiles!G2467,IF($C$10=2015,profiles!I2467,IF($C$10=2016,profiles!K2467)))))","v":48.156999999999996},{"$f":"IF($C$10=2012,profiles!D2467,IF($C$10=2013,profiles!F2467,IF($C$10=2014,profiles!H2467,IF($C$10=2015,profiles!J2467,IF($C$10=2016,profiles!L2467)))))","v":0.42593849753730156},85.187699507460309,37.030699507460312,48.156999999999996,0,27.030699507460312,10,0,49.195132106221031,0,-37.030699507460312]
["h2466",{"$f":"IF($C$10=2012,profiles!C2470,IF($C$10=2013,profiles!E2470,IF($C$10=2014,profiles!G2470,IF($C$10=2015,profiles!I2470,IF($C$10=2016,profiles!K2470)))))","v":50.323999999999998},{"$f":"IF($C$10=2012,profiles!D2470,IF($C$10=2013,profiles!F2470,IF($C$10=2014,profiles!H2470,IF($C$10=2015,profiles!J2470,IF($C$10=2016,profiles!L2470)))))","v":0.23062701312957692},46.125402625915385,0,46.125402625915385,4.1985973740846134,0,0,4.1985973740846134,60.8610096720044,0,4.1985973740846134]
["h2469",{"$f":"IF($C$10=2012,profiles!C2473,IF($C$10=2013,profiles!E2473,IF($C$10=2014,profiles!G2473,IF($C$10=2015,profiles!I2473,IF($C$10=2016,profiles!K2473)))))","v":52.286999999999999},{"$f":"IF($C$10=2012,profiles!D2473,IF($C$10=2013,profiles!F2473,IF($C$10=2014,profiles!H2473,IF($C$10=2015,profiles!J2473,IF($C$10=2016,profiles!L2473)))))","v":0.12788699030809006},25.577398061618013,0,25.577398061618013,26.709601938381986,0,0,14.151995142603406,0,12.557606795778581,26.709601938381986]
["h2470",{"$f":"IF($C$10=2012,profiles!C2474,IF($C$10=2013,profiles!E2474,IF($C$10=2014,profiles!G2474,IF($C$10=2015,profiles!I2474,IF($C$10=2016,profiles!K2474)))))","v":51.603000000000002},{"$f":"IF($C$10=2012,profiles!D2474,IF($C$10=2013,profiles!F2474,IF($C$10=2014,profiles!H2474,IF($C$10=2015,profiles!J2474,IF($C$10=2016,profiles!L2474)))))","v":0.12378490026432482},24.756980052864964,0,24.756980052864964,26.846019947135037,0,0,0,0,26.846019947135037,26.846019947135037]
["h2473",{"$f":"IF($C$10=2012,profiles!C2477,IF($C$10=2013,profiles!E2477,IF($C$10=2014,profiles!G2477,IF($C$10=2015,profiles!I2477,IF($C$10=2016,profiles!K2477)))))","v":43.220999999999997},{"$f":"IF($C$10=2012,profiles!D2477,IF($C$10=2013,profiles!F2477,IF($C$10=2014,profiles!H2477,IF($C$10=2015,profiles!J2477,IF($C$10=2016,profiles!L2477)))))","v":0.14693099614479402},29.386199228958805,0,29.386199228958805,13.834800771041191,0,0,0,0,13.834800771041191,13.834800771041191]
["h2476",{"$f":"IF($C$10=2012,profiles!C2480,IF($C$10=2013,profiles!E2480,IF($C$10=2014,profiles!G2480,IF($C$10=2015,profiles!I2480,IF($C$10=2016,profiles!K2480)))))","v":45.600999999999999},{"$f":"IF($C$10=2012,profiles!D2480,IF($C$10=2013,profiles!F2480,IF($C$10=2014,profiles!H2480,IF($C$10=2015,profiles!J2480,IF($C$10=2016,profiles!L2480)))))","v":0.20844102401201323},41.688204802402645,0,41.688204802402645,3.9127951975973545,0,0,0,0,3.9127951975973545,3.9127951975973545]
["h2482",{"$f":"IF($C$10=2012,profiles!C2486,IF($C$10=2013,profiles!E2486,IF($C$10=2014,profiles!G2486,IF($C$10=2015,profiles!I2486,IF($C$10=2016,profiles!K2486)))))","v":71.536000000000001},{"$f":"IF($C$10=2012,profiles!D2486,IF($C$10=2013,profiles!F2486,IF($C$10=2014,profiles!H2486,IF($C$10=2015,profiles!J2486,IF($C$10=2016,profiles!L2486)))))","v":0.45598278874337611},91.196557748675218,19.660557748675217,71.536000000000001,0,9.6605577486752168,10,0,16.200000000000003,0,-19.660557748675217]
["h2484",{"$f":"IF($C$10=2012,profiles!C2488,IF($C$10=2013,profiles!E2488,IF($C$10=2014,profiles!G2488,IF($C$10=2015,profiles!I2488,IF($C$10=2016,profiles!K2488)))))","v":72.057000000000002},{"$f":"IF($C$10=2012,profiles!D2488,IF($C$10=2013,profiles!F2488,IF($C$10=2014,profiles!H2488,IF($C$10=2015,profiles!J2488,IF($C$10=2016,profiles!L2488)))))","v":0.52823541302684207},105.64708260536841,33.590082605368409,72.057000000000002,0,23.590082605368409,10,0,32.400000000000006,0,-33.590082605368409]
["h2488",{"$f":"IF($C$10=2012,profiles!C2492,IF($C$10=2013,profiles!E2492,IF($C$10=2014,profiles!G2492,IF($C$10=2015,profiles!I2492,IF($C$10=2016,profiles!K2492)))))","v":66.891000000000005},{"$f":"IF($C$10=2012,profiles!D2492,IF($C$10=2013,profiles!F2492,IF($C$10=2014,profiles!H2492,IF($C$10=2015,profiles!J2492,IF($C$10=2016,profiles!L2492)))))","v":0.49088178812250027},98.176357624500056,31.285357624500051,66.891000000000005,0,21.285357624500051,10,0,64.800000000000011,0,-31.285357624500051]
["h2491",{"$f":"IF($C$10=2012,profiles!C2495,IF($C$10=2013,profiles!E2495,IF($C$10=2014,profiles!G2495,IF($C$10=2015,profiles!I2495,IF($C$10=2016,profiles!K2495)))))","v":65.965999999999994},{"$f":"IF($C$10=2012,profiles!D2495,IF($C$10=2013,profiles!F2495,IF($C$10=2014,profiles!H2495,IF($C$10=2015,profiles!J2495,IF($C$10=2016,profiles!L2495)))))","v":0.3124305124391758},62.486102487835161,0,62.486102487835161,3.4798975121648326,0,0,3.4798975121648326,75.749906743603219,0,3.4798975121648326]
["h2494",{"$f":"IF($C$10=2012,profiles!C2498,IF($C$10=2013,profiles!E2498,IF($C$10=2014,profiles!G2498,IF($C$10=2015,profiles!I2498,IF($C$10=2016,profiles!K2498)))))","v":59.591999999999999},{"$f":"IF($C$10=2012,profiles!D2498,IF($C$10=2013,profiles!F2498,IF($C$10=2014,profiles!H2498,IF($C$10=2015,profiles!J2498,IF($C$10=2016,profiles!L2498)))))","v":0.2441774838644469},48.835496772889378,0,48.835496772889378,10.75650322711062,0,0,10.75650322711062,40.334523043158718,0,10.75650322711062]
["h2495",{"$f":"IF($C$10=2012,profiles!C2499,IF($C$10=2013,profiles!E2499,IF($C$10=2014,profiles!G2499,IF($C$10=2015,profiles!I2499,IF($C$10=2016,profiles!K2499)))))","v":54.896000000000001},{"$f":"IF($C$10=2012,profiles!D2499,IF($C$10=2013,profiles!F2499,IF($C$10=2014,profiles!H2499,IF($C$10=2015,profiles!J2499,IF($C$10=2016,profiles!L2499)))))","v":0.23535527094734107},47.071054189468214,0,47.071054189468214,7.8249458105317871,0,0,7.8249458105317871,31.88425758902072,0,7.8249458105317871]
["h2498",{"$f":"IF($C$10=2012,profiles!C2502,IF($C$10=2013,profiles!E2502,IF($C$10=2014,profiles!G2502,IF($C$10=2015,profiles!I2502,IF($C$10=2016,profiles!K2502)))))","v":48.253999999999998},{"$f":"IF($C$10=2012,profiles!D2502,IF($C$10=2013,profiles!F2502,IF($C$10=2014,profiles!H2502,IF($C$10=2015,profiles!J2502,IF($C$10=2016,profiles!L2502)))))","v":0.20402713625866051},{"$f":"C2515*$C$2","v":40.805427251732098},0,40.805427251732098,7.4485727482678996,0,0,7.4485727482678996,9.8228521550351164,{"$f":"MAX(G2515-J2515,0)","v":0},{"$f":"B2515-D2515","v":7.4485727482678996}]
["h2502",{"$f":"IF($C$10=2012,profiles!C2506,IF($C$10=2013,profiles!E2506,IF($C$10=2014,profiles!G2506,IF($C$10=2015,profiles!I2506,IF($C$10=2016,profiles!K2506)))))","v":60.289000000000001},{"$f":"IF($C$10=2012,profiles!D2506,IF($C$10=2013,profiles!F2506,IF($C$10=2014,profiles!H2506,IF($C$10=2015,profiles!J2506,IF($C$10=2016,profiles!L2506)))))","v":0.17341224018475751},34.682448036951499,0,34.682448036951499,25.606551963048503,0,0,0,0,25.606551963048503,25.606551963048503]
["h2507",{"$f":"IF($C$10=2012,profiles!C2511,IF($C$10=2013,profiles!E2511,IF($C$10=2014,profiles!G2511,IF($C$10=2015,profiles!I2511,IF($C$10=2016,profiles!K2511)))))","v":73.128},{"$f":"IF($C$10=2012,profiles!D2511,IF($C$10=2013,profiles!F2511,IF($C$10=2014,profiles!H2511,IF($C$10=2015,profiles!J2511,IF($C$10=2016,profiles!L2511)))))","v":0.3369081986143187},67.381639722863738,0,67.381639722863738,5.7463602771362616,0,0,0,0,5.7463602771362616,5.7463602771362616]
["h2509",{"$f":"IF($C$10=2012,profiles!C2513,IF($C$10=2013,profiles!E2513,IF($C$10=2014,profiles!G2513,IF($C$10=2015,profiles!I2513,IF($C$10=2016,profiles!K2513)))))","v":71.061000000000007},{"$f":"IF($C$10=2012,profiles!D2513,IF($C$10=2013,profiles!F2513,IF($C$10=2014,profiles!H2513,IF($C$10=2015,profiles!J2513,IF($C$10=2016,profiles!L2513)))))","v":0.34217667436489607},68.435334872979212,0,68.435334872979212,2.6256651270207954,0,0,0,0,2.6256651270207954,2.6256651270207954]
["h2513",{"$f":"IF($C$10=2012,profiles!C2517,IF($C$10=2013,profiles!E2517,IF($C$10=2014,profiles!G2517,IF($C$10=2015,profiles!I2517,IF($C$10=2016,profiles!K2517)))))","v":66.742000000000004},{"$f":"IF($C$10=2012,profiles!D2517,IF($C$10=2013,profiles!F2517,IF($C$10=2014,profiles!H2517,IF($C$10=2015,profiles!J2517,IF($C$10=2016,profiles!L2517)))))","v":0.22042436489607389},44.084872979214779,0,44.084872979214779,22.657127020785225,0,0,0,0,22.657127020785225,22.657127020785225]
["h2516",{"$f":"IF($C$10=2012,profiles!C2520,IF($C$10=2013,profiles!E2520,IF($C$10=2014,profiles!G2520,IF($C$10=2015,profiles!I2520,IF($C$10=2016,profiles!K2520)))))","v":65.522999999999996},{"$f":"IF($C$10=2012,profiles!D2520,IF($C$10=2013,profiles!F2520,IF($C$10=2014,profiles!H2520,IF($C$10=2015,profiles!J2520,IF($C$10=2016,profiles!L2520)))))","v":7.0337759815242498E-2},14.0675519630485,0,14.0675519630485,51.455448036951495,0,0,0,0,51.455448036951495,51.455448036951495]
["h2519",{"$f":"IF($C$10=2012,profiles!C2523,IF($C$10=2013,profiles!E2523,IF($C$10=2014,profiles!G2523,IF($C$10=2015,profiles!I2523,IF($C$10=2016,profiles!K2523)))))","v":55.061},{"$f":"IF($C$10=2012,profiles!D2523,IF($C$10=2013,profiles!F2523,IF($C$10=2014,profiles!H2523,IF($C$10=2015,profiles!J2523,IF($C$10=2016,profiles!L2523)))))","v":4.6449191685912238E-2},9.2898383371824469,0,9.2898383371824469,45.771161662817555,0,0,0,0,45.771161662817555,45.771161662817555]
["h2520",{"$f":"IF($C$10=2012,profiles!C2524,IF($C$10=2013,profiles!E2524,IF($C$10=2014,profiles!G2524,IF($C$10=2015,profiles!I2524,IF($C$10=2016,profiles!K2524)))))","v":51.323999999999998},{"$f":"IF($C$10=2012,profiles!D2524,IF($C$10=2013,profiles!F2524,IF($C$10=2014,profiles!H2524,IF($C$10=2015,profiles!J2524,IF($C$10=2016,profiles!L2524)))))","v":3.934587128155536E-2},7.869174256311072,0,7.869174256311072,43.454825743688929,0,0,0,0,43.454825743688929,43.454825743688929]
["h2523",{"$f":"IF($C$10=2012,profiles!C2527,IF($C$10=2013,profiles!E2527,IF($C$10=2014,profiles!G2527,IF($C$10=2015,profiles!I2527,IF($C$10=2016,profiles!K2527)))))","v":49.307000000000002},{"$f":"IF($C$10=2012,profiles!D2527,IF($C$10=2013,profiles!F2527,IF($C$10=2014,profiles!H2527,IF($C$10=2015,profiles!J2527,IF($C$10=2016,profiles!L2527)))))","v":2.4926749707720509E-2},4.9853499415441016,0,4.9853499415441016,44.321650058455901,0,0,0,0,44.321650058455901,44.321650058455901]
["h2528",{"$f":"IF($C$10=2012,profiles!C2532,IF($C$10=2013,profiles!E2532,IF($C$10=2014,profiles!G2532,IF($C$10=2015,profiles!I2532,IF($C$10=2016,profiles!K2532)))))","v":68.938000000000002},{"$f":"IF($C$10=2012,profiles!D2532,IF($C$10=2013,profiles!F2532,IF($C$10=2014,profiles!H2532,IF($C$10=2015,profiles!J2532,IF($C$10=2016,profiles!L2532)))))","v":9.7902804439761557E-2},19.580560887952313,0,19.580560887952313,49.357439112047686,0,0,0,0,49.357439112047686,49.357439112047686]
["h2531",{"$f":"IF($C$10=2012,profiles!C2535,IF($C$10=2013,profiles!E2535,IF($C$10=2014,profiles!G2535,IF($C$10=2015,profiles!I2535,IF($C$10=2016,profiles!K2535)))))","v":71.703000000000003},{"$f":"IF($C$10=2012,profiles!D2535,IF($C$10=2013,profiles!F2535,IF($C$10=2014,profiles!H2535,IF($C$10=2015,profiles!J2535,IF($C$10=2016,profiles!L2535)))))","v":0.26165148737785604},52.330297475571207,0,52.330297475571207,19.372702524428796,0,0,0,0,19.372702524428796,19.372702524428796]
["h2534",{"$f":"IF($C$10=2012,profiles!C2538,IF($C$10=2013,profiles!E2538,IF($C$10=2014,profiles!G2538,IF($C$10=2015,profiles!I2538,IF($C$10=2016,profiles!K2538)))))","v":68.108999999999995},{"$f":"IF($C$10=2012,profiles!D2538,IF($C$10=2013,profiles!F2538,IF($C$10=2014,profiles!H2538,IF($C$10=2015,profiles!J2538,IF($C$10=2016,profiles!L2538)))))","v":0.27084566199500598},54.169132399001199,0,54.169132399001199,13.939867600998795,0,0,0,0,13.939867600998795,13.939867600998795]
["h2538",{"$f":"IF($C$10=2012,profiles!C2542,IF($C$10=2013,profiles!E2542,IF($C$10=2014,profiles!G2542,IF($C$10=2015,profiles!I2542,IF($C$10=2016,profiles!K2542)))))","v":64.093000000000004},{"$f":"IF($C$10=2012,profiles!D2542,IF($C$10=2013,profiles!F2542,IF($C$10=2014,profiles!H2542,IF($C$10=2015,profiles!J2542,IF($C$10=2016,profiles!L2542)))))","v":7.6555576404024078E-2},15.311115280804815,0,15.311115280804815,48.78188471919519,0,0,0,0,48.78188471919519,48.78188471919519]
["h2541",{"$f":"IF($C$10=2012,profiles!C2545,IF($C$10=2013,profiles!E2545,IF($C$10=2014,profiles!G2545,IF($C$10=2015,profiles!I2545,IF($C$10=2016,profiles!K2545)))))","v":63.482999999999997},{"$f":"IF($C$10=2012,profiles!D2545,IF($C$10=2013,profiles!F2545,IF($C$10=2014,profiles!H2545,IF($C$10=2015,profiles!J2545,IF($C$10=2016,profiles!L2545)))))","v":1.6714056839340099E-2},3.3428113678680198,0,3.3428113678680198,60.140188632131981,0,0,0,0,60.140188632131981,60.140188632131981]
["h2544",{"$f":"IF($C$10=2012,profiles!C2548,IF($C$10=2013,profiles!E2548,IF($C$10=2014,profiles!G2548,IF($C$10=2015,profiles!I2548,IF($C$10=2016,profiles!K2548)))))","v":51.189},{"$f":"IF($C$10=2012,profiles!D2548,IF($C$10=2013,profiles!F2548,IF($C$10=2014,profiles!H2548,IF($C$10=2015,profiles!J2548,IF($C$10=2016,profiles!L2548)))))","v":4.701927516158818E-2},9.4038550323176366,0,9.4038550323176366,41.785144967682363,0,0,0,0,41.785144967682363,41.785144967682363]
["h2545",{"$f":"IF($C$10=2012,profiles!C2549,IF($C$10=2013,profiles!E2549,IF($C$10=2014,profiles!G2549,IF($C$10=2015,profiles!I2549,IF($C$10=2016,profiles!K2549)))))","v":49.173999999999999},{"$f":"IF($C$10=2012,profiles!D2549,IF($C$10=2013,profiles!F2549,IF($C$10=2014,profiles!H2549,IF($C$10=2015,profiles!J2549,IF($C$10=2016,profiles!L2549)))))","v":6.0581140350877194E-2},12.116228070175438,0,12.116228070175438,37.057771929824561,0,0,0,0,37.057771929824561,37.057771929824561]
["h2549",{"$f":"IF($C$10=2012,profiles!C2553,IF($C$10=2013,profiles!E2553,IF($C$10=2014,profiles!G2553,IF($C$10=2015,profiles!I2553,IF($C$10=2016,profiles!K2553)))))","v":54.122999999999998},{"$f":"IF($C$10=2012,profiles!D2553,IF($C$10=2013,profiles!F2553,IF($C$10=2014,profiles!H2553,IF($C$10=2015,profiles!J2553,IF($C$10=2016,profiles!L2553)))))","v":9.464450600184672E-2},18.928901200369346,0,18.928901200369346,35.194098799630652,0,0,0,0,35.194098799630652,35.194098799630652]
["h2553",{"$f":"IF($C$10=2012,profiles!C2557,IF($C$10=2013,profiles!E2557,IF($C$10=2014,profiles!G2557,IF($C$10=2015,profiles!I2557,IF($C$10=2016,profiles!K2557)))))","v":68.936999999999998},{"$f":"IF($C$10=2012,profiles!D2557,IF($C$10=2013,profiles!F2557,IF($C$10=2014,profiles!H2557,IF($C$10=2015,profiles!J2557,IF($C$10=2016,profiles!L2557)))))","v":0.27420937211449675},54.841874422899352,0,54.841874422899352,14.095125577100646,0,0,0,0,14.095125577100646,14.095125577100646]
["h2556",{"$f":"IF($C$10=2012,profiles!C2560,IF($C$10=2013,profiles!E2560,IF($C$10=2014,profiles!G2560,IF($C$10=2015,profiles!I2560,IF($C$10=2016,profiles!K2560)))))","v":70.277000000000001},{"$f":"IF($C$10=2012,profiles!D2560,IF($C$10=2013,profiles!F2560,IF($C$10=2014,profiles!H2560,IF($C$10=2015,profiles!J2560,IF($C$10=2016,profiles!L2560)))))","v":0.46921168051708217},93.842336103416429,23.565336103416428,70.277000000000001,0,13.565336103416428,10,0,19.181329529085872,0,-23.565336103416428]
["h2559",{"$f":"IF($C$10=2012,profiles!C2563,IF($C$10=2013,profiles!E2563,IF($C$10=2014,profiles!G2563,IF($C$10=2015,profiles!I2563,IF($C$10=2016,profiles!K2563)))))","v":65.486999999999995},{"$f":"IF($C$10=2012,profiles!D2563,IF($C$10=2013,profiles!F2563,IF($C$10=2014,profiles!H2563,IF($C$10=2015,profiles!J2563,IF($C$10=2016,profiles!L2563)))))","v":0.4327100646352724},86.542012927054486,21.055012927054491,65.486999999999995,0,11.055012927054491,10,0,43.481329529085876,0,-21.055012927054491]
["h2563",{"$f":"IF($C$10=2012,profiles!C2567,IF($C$10=2013,profiles!E2567,IF($C$10=2014,profiles!G2567,IF($C$10=2015,profiles!I2567,IF($C$10=2016,profiles!K2567)))))","v":62.307000000000002},{"$f":"IF($C$10=2012,profiles!D2567,IF($C$10=2013,profiles!F2567,IF($C$10=2014,profiles!H2567,IF($C$10=2015,profiles!J2567,IF($C$10=2016,profiles!L2567)))))","v":0.13342566943674977},26.685133887349956,0,26.685133887349956,35.621866112650046,0,0,14.782276702751638,{"$f":"K2579+I2580*$F$2-J2580/$F$3","v":0},20.839589409898409,35.621866112650046]
["h2566",{"$f":"IF($C$10=2012,profiles!C2570,IF($C$10=2013,profiles!E2570,IF($C$10=2014,profiles!G2570,IF($C$10=2015,profiles!I2570,IF($C$10=2016,profiles!K2570)))))","v":56.381},{"$f":"IF($C$10=2012,profiles!D2570,IF($C$10=2013,profiles!F2570,IF($C$10=2014,profiles!H2570,IF($C$10=2015,profiles!J2570,IF($C$10=2016,profiles!L2570)))))","v":0.14105782548476453},28.211565096952906,0,28.211565096952906,28.169434903047094,0,0,0,0,28.169434903047094,28.169434903047094]
["h2567",{"$f":"IF($C$10=2012,profiles!C2571,IF($C$10=2013,profiles!E2571,IF($C$10=2014,profiles!G2571,IF($C$10=2015,profiles!I2571,IF($C$10=2016,profiles!K2571)))))","v":51.704999999999998},{"$f":"IF($C$10=2012,profiles!D2571,IF($C$10=2013,profiles!F2571,IF($C$10=2014,profiles!H2571,IF($C$10=2015,profiles!J2571,IF($C$10=2016,profiles!L2571)))))","v":0.14394332871652815},28.788665743305629,0,28.788665743305629,22.91633425669437,0,0,0,0,22.91633425669437,22.91633425669437]
["h2570",{"$f":"IF($C$10=2012,profiles!C2574,IF($C$10=2013,profiles!E2574,IF($C$10=2014,profiles!G2574,IF($C$10=2015,profiles!I2574,IF($C$10=2016,profiles!K2574)))))","v":43.822000000000003},{"$f":"IF($C$10=2012,profiles!D2574,IF($C$10=2013,profiles!F2574,IF($C$10=2014,profiles!H2574,IF($C$10=2015,profiles!J2574,IF($C$10=2016,profiles!L2574)))))","v":0.12621009045922121},25.242018091844244,0,25.242018091844244,18.579981908155759,0,0,0,0,18.579981908155759,18.579981908155759]
["h2574",{"$f":"IF($C$10=2012,profiles!C2578,IF($C$10=2013,profiles!E2578,IF($C$10=2014,profiles!G2578,IF($C$10=2015,profiles!I2578,IF($C$10=2016,profiles!K2578)))))","v":41.723999999999997},{"$f":"IF($C$10=2012,profiles!D2578,IF($C$10=2013,profiles!F2578,IF($C$10=2014,profiles!H2578,IF($C$10=2015,profiles!J2578,IF($C$10=2016,profiles!L2578)))))","v":0.10523278461471874},21.046556922943751,0,21.046556922943751,20.677443077056246,0,0,0,0,20.677443077056246,20.677443077056246]
["h2578",{"$f":"IF($C$10=2012,profiles!C2582,IF($C$10=2013,profiles!E2582,IF($C$10=2014,profiles!G2582,IF($C$10=2015,profiles!I2582,IF($C$10=2016,profiles!K2582)))))","v":52.646000000000001},{"$f":"IF($C$10=2012,profiles!D2582,IF($C$10=2013,profiles!F2582,IF($C$10=2014,profiles!H2582,IF($C$10=2015,profiles!J2582,IF($C$10=2016,profiles!L2582)))))","v":0.19611039776088179},39.222079552176361,0,39.222079552176361,13.42392044782364,0,0,0,0,13.42392044782364,13.42392044782364]
["h2581",{"$f":"IF($C$10=2012,profiles!C2585,IF($C$10=2013,profiles!E2585,IF($C$10=2014,profiles!G2585,IF($C$10=2015,profiles!I2585,IF($C$10=2016,profiles!K2585)))))","v":52.459000000000003},{"$f":"IF($C$10=2012,profiles!D2585,IF($C$10=2013,profiles!F2585,IF($C$10=2014,profiles!H2585,IF($C$10=2015,profiles!J2585,IF($C$10=2016,profiles!L2585)))))","v":0.24243648377649216},48.487296755298431,0,48.487296755298431,3.9717032447015725,0,0,0,0,3.9717032447015725,3.9717032447015725]
["h2584",{"$f":"IF($C$10=2012,profiles!C2588,IF($C$10=2013,profiles!E2588,IF($C$10=2014,profiles!G2588,IF($C$10=2015,profiles!I2588,IF($C$10=2016,profiles!K2588)))))","v":48.713000000000001},{"$f":"IF($C$10=2012,profiles!D2588,IF($C$10=2013,profiles!F2588,IF($C$10=2014,profiles!H2588,IF($C$10=2015,profiles!J2588,IF($C$10=2016,profiles!L2588)))))","v":0.19538903236045185},39.077806472090373,0,39.077806472090373,9.6351935279096281,0,0,0,0,9.6351935279096281,9.6351935279096281]
["h2588",{"$f":"IF($C$10=2012,profiles!C2592,IF($C$10=2013,profiles!E2592,IF($C$10=2014,profiles!G2592,IF($C$10=2015,profiles!I2592,IF($C$10=2016,profiles!K2592)))))","v":51.058999999999997},{"$f":"IF($C$10=2012,profiles!D2592,IF($C$10=2013,profiles!F2592,IF($C$10=2014,profiles!H2592,IF($C$10=2015,profiles!J2592,IF($C$10=2016,profiles!L2592)))))","v":4.4464963282501116E-2},8.8929926565002226,0,8.8929926565002226,42.166007343499771,0,0,0,0,42.166007343499771,42.166007343499771]
["h2591",{"$f":"IF($C$10=2012,profiles!C2595,IF($C$10=2013,profiles!E2595,IF($C$10=2014,profiles!G2595,IF($C$10=2015,profiles!I2595,IF($C$10=2016,profiles!K2595)))))","v":45.856000000000002},{"$f":"IF($C$10=2012,profiles!D2595,IF($C$10=2013,profiles!F2595,IF($C$10=2014,profiles!H2595,IF($C$10=2015,profiles!J2595,IF($C$10=2016,profiles!L2595)))))","v":3.3875319204189687E-2},6.7750638408379373,0,6.7750638408379373,39.080936159162064,0,0,0,0,39.080936159162064,39.080936159162064]
["h2595",{"$f":"IF($C$10=2012,profiles!C2599,IF($C$10=2013,profiles!E2599,IF($C$10=2014,profiles!G2599,IF($C$10=2015,profiles!I2599,IF($C$10=2016,profiles!K2599)))))","v":39.963000000000001},{"$f":"IF($C$10=2012,profiles!D2599,IF($C$10=2013,profiles!F2599,IF($C$10=2014,profiles!H2599,IF($C$10=2015,profiles!J2599,IF($C$10=2016,profiles!L2599)))))","v":3.9877079335766737E-2},7.9754158671533473,0,7.9754158671533473,31.987584132846653,0,0,0,0,31.987584132846653,31.987584132846653]
["h2596",{"$f":"IF($C$10=2012,profiles!C2600,IF($C$10=2013,profiles!E2600,IF($C$10=2014,profiles!G2600,IF($C$10=2015,profiles!I2600,IF($C$10=2016,profiles!K2600)))))","v":40.659999999999997},{"$f":"IF($C$10=2012,profiles!D2600,IF($C$10=2013,profiles!F2600,IF($C$10=2014,profiles!H2600,IF($C$10=2015,profiles!J2600,IF($C$10=2016,profiles!L2600)))))","v":4.3007805173632653E-2},8.6015610347265312,0,8.6015610347265312,32.058438965273467,0,0,0,0,32.058438965273467,32.058438965273467]
["h2599",{"$f":"IF($C$10=2012,profiles!C2603,IF($C$10=2013,profiles!E2603,IF($C$10=2014,profiles!G2603,IF($C$10=2015,profiles!I2603,IF($C$10=2016,profiles!K2603)))))","v":45.268000000000001},{"$f":"IF($C$10=2012,profiles!D2603,IF($C$10=2013,profiles!F2603,IF($C$10=2014,profiles!H2603,IF($C$10=2015,profiles!J2603,IF($C$10=2016,profiles!L2603)))))","v":7.1674866186718214E-2},14.334973237343643,0,14.334973237343643,30.933026762656358,0,0,0,0,30.933026762656358,30.933026762656358]
["h2603",{"$f":"IF($C$10=2012,profiles!C2607,IF($C$10=2013,profiles!E2607,IF($C$10=2014,profiles!G2607,IF($C$10=2015,profiles!I2607,IF($C$10=2016,profiles!K2607)))))","v":55.015999999999998},{"$f":"IF($C$10=2012,profiles!D2607,IF($C$10=2013,profiles!F2607,IF($C$10=2014,profiles!H2607,IF($C$10=2015,profiles!J2607,IF($C$10=2016,profiles!L2607)))))","v":0.2798032115187627},55.960642303752536,0.94464230375253777,55.015999999999998,0,0,0.94464230375253777,0,0.76516026603955567,0,-0.94464230375253777]
["h2606",{"$f":"IF($C$10=2012,profiles!C2610,IF($C$10=2013,profiles!E2610,IF($C$10=2014,profiles!G2610,IF($C$10=2015,profiles!I2610,IF($C$10=2016,profiles!K2610)))))","v":51.677},{"$f":"IF($C$10=2012,profiles!D2610,IF($C$10=2013,profiles!F2610,IF($C$10=2014,profiles!H2610,IF($C$10=2015,profiles!J2610,IF($C$10=2016,profiles!L2610)))))","v":0.37923621831402476},75.847243662804956,24.170243662804957,51.677,0,14.170243662804957,10,0,25.065160266039562,0,-24.170243662804957]
["h2610",{"$f":"IF($C$10=2012,profiles!C2614,IF($C$10=2013,profiles!E2614,IF($C$10=2014,profiles!G2614,IF($C$10=2015,profiles!I2614,IF($C$10=2016,profiles!K2614)))))","v":51.177},{"$f":"IF($C$10=2012,profiles!D2614,IF($C$10=2013,profiles!F2614,IF($C$10=2014,profiles!H2614,IF($C$10=2015,profiles!J2614,IF($C$10=2016,profiles!L2614)))))","v":0.21206700041839194},42.41340008367839,0,42.41340008367839,8.7635999163216098,0,0,8.7635999163216098,34.387366708334902,0,8.7635999163216098]
["h2613",{"$f":"IF($C$10=2012,profiles!C2617,IF($C$10=2013,profiles!E2617,IF($C$10=2014,profiles!G2617,IF($C$10=2015,profiles!I2617,IF($C$10=2016,profiles!K2617)))))","v":50.012999999999998},{"$f":"IF($C$10=2012,profiles!D2617,IF($C$10=2013,profiles!F2617,IF($C$10=2014,profiles!H2617,IF($C$10=2015,profiles!J2617,IF($C$10=2016,profiles!L2617)))))","v":0.16411062859780992},32.822125719561981,0,32.822125719561981,17.190874280438017,0,0,0,0,17.190874280438017,17.190874280438017]
["h2616",{"$f":"IF($C$10=2012,profiles!C2620,IF($C$10=2013,profiles!E2620,IF($C$10=2014,profiles!G2620,IF($C$10=2015,profiles!I2620,IF($C$10=2016,profiles!K2620)))))","v":40.957999999999998},{"$f":"IF($C$10=2012,profiles!D2620,IF($C$10=2013,profiles!F2620,IF($C$10=2014,profiles!H2620,IF($C$10=2015,profiles!J2620,IF($C$10=2016,profiles!L2620)))))","v":0.14865898172060074},29.731796344120148,0,29.731796344120148,11.22620365587985,0,0,0,0,11.22620365587985,11.22620365587985]
["h2620",{"$f":"IF($C$10=2012,profiles!C2624,IF($C$10=2013,profiles!E2624,IF($C$10=2014,profiles!G2624,IF($C$10=2015,profiles!I2624,IF($C$10=2016,profiles!K2624)))))","v":37.095999999999997},{"$f":"IF($C$10=2012,profiles!D2624,IF($C$10=2013,profiles!F2624,IF($C$10=2014,profiles!H2624,IF($C$10=2015,profiles!J2624,IF($C$10=2016,profiles!L2624)))))","v":0.11836163490254353},23.672326980508707,0,23.672326980508707,13.423673019491289,0,0,0,0,13.423673019491289,13.423673019491289]
["h2621",{"$f":"IF($C$10=2012,profiles!C2625,IF($C$10=2013,profiles!E2625,IF($C$10=2014,profiles!G2625,IF($C$10=2015,profiles!I2625,IF($C$10=2016,profiles!K2625)))))","v":37.42},{"$f":"IF($C$10=2012,profiles!D2625,IF($C$10=2013,profiles!F2625,IF($C$10=2014,profiles!H2625,IF($C$10=2015,profiles!J2625,IF($C$10=2016,profiles!L2625)))))","v":0.11491350828848845},22.982701657697689,0,22.982701657697689,14.437298342302313,0,0,0,0,14.437298342302313,14.437298342302313]
["h2624",{"$f":"IF($C$10=2012,profiles!C2628,IF($C$10=2013,profiles!E2628,IF($C$10=2014,profiles!G2628,IF($C$10=2015,profiles!I2628,IF($C$10=2016,profiles!K2628)))))","v":43.332000000000001},{"$f":"IF($C$10=2012,profiles!D2628,IF($C$10=2013,profiles!F2628,IF($C$10=2014,profiles!H2628,IF($C$10=2015,profiles!J2628,IF($C$10=2016,profiles!L2628)))))","v":0.17736932465771213},35.473864931542423,0,35.473864931542423,7.8581350684575781,0,0,0,0,7.8581350684575781,7.8581350684575781]
["h2628",{"$f":"IF($C$10=2012,profiles!C2632,IF($C$10=2013,profiles!E2632,IF($C$10=2014,profiles!G2632,IF($C$10=2015,profiles!I2632,IF($C$10=2016,profiles!K2632)))))","v":48.423000000000002},{"$f":"IF($C$10=2012,profiles!D2632,IF($C$10=2013,profiles!F2632,IF($C$10=2014,profiles!H2632,IF($C$10=2015,profiles!J2632,IF($C$10=2016,profiles!L2632)))))","v":0.40992310244831415},81.984620489662831,33.561620489662829,48.423000000000002,0,23.561620489662829,10,0,26.980594318237561,0,-33.561620489662829]
["h2631",{"$f":"IF($C$10=2012,profiles!C2635,IF($C$10=2013,profiles!E2635,IF($C$10=2014,profiles!G2635,IF($C$10=2015,profiles!I2635,IF($C$10=2016,profiles!K2635)))))","v":42.671999999999997},{"$f":"IF($C$10=2012,profiles!D2635,IF($C$10=2013,profiles!F2635,IF($C$10=2014,profiles!H2635,IF($C$10=2015,profiles!J2635,IF($C$10=2016,profiles!L2635)))))","v":0.39623158714815404},79.246317429630807,36.57431742963081,42.671999999999997,0,26.57431742963081,10,0,51.280594318237561,0,-36.57431742963081]
["h2635",{"$f":"IF($C$10=2012,profiles!C2639,IF($C$10=2013,profiles!E2639,IF($C$10=2014,profiles!G2639,IF($C$10=2015,profiles!I2639,IF($C$10=2016,profiles!K2639)))))","v":44.619},{"$f":"IF($C$10=2012,profiles!D2639,IF($C$10=2013,profiles!F2639,IF($C$10=2014,profiles!H2639,IF($C$10=2015,profiles!J2639,IF($C$10=2016,profiles!L2639)))))","v":0.13845887495852149},27.6917749917043,0,27.6917749917043,16.9272250082957,0,0,16.9272250082957,48.104954114234822,0,16.9272250082957]
["h2638",{"$f":"IF($C$10=2012,profiles!C2642,IF($C$10=2013,profiles!E2642,IF($C$10=2014,profiles!G2642,IF($C$10=2015,profiles!I2642,IF($C$10=2016,profiles!K2642)))))","v":45.249000000000002},{"$f":"IF($C$10=2012,profiles!D2642,IF($C$10=2013,profiles!F2642,IF($C$10=2014,profiles!H2642,IF($C$10=2015,profiles!J2642,IF($C$10=2016,profiles!L2642)))))","v":0.1056944584709939},21.138891694198779,0,21.138891694198779,24.110108305801223,0,0,0,0,24.110108305801223,24.110108305801223]
["h2641",{"$f":"IF($C$10=2012,profiles!C2645,IF($C$10=2013,profiles!E2645,IF($C$10=2014,profiles!G2645,IF($C$10=2015,profiles!I2645,IF($C$10=2016,profiles!K2645)))))","v":36.844999999999999},{"$f":"IF($C$10=2012,profiles!D2645,IF($C$10=2013,profiles!F2645,IF($C$10=2014,profiles!H2645,IF($C$10=2015,profiles!J2645,IF($C$10=2016,profiles!L2645)))))","v":7.6796560529770755E-2},15.359312105954151,0,15.359312105954151,21.485687894045846,0,0,0,0,21.485687894045846,21.485687894045846]
["h2643",{"$f":"IF($C$10=2012,profiles!C2647,IF($C$10=2013,profiles!E2647,IF($C$10=2014,profiles!G2647,IF($C$10=2015,profiles!I2647,IF($C$10=2016,profiles!K2647)))))","v":35.609000000000002},{"$f":"IF($C$10=2012,profiles!D2647,IF($C$10=2013,profiles!F2647,IF($C$10=2014,profiles!H2647,IF($C$10=2015,profiles!J2647,IF($C$10=2016,profiles!L2647)))))","v":6.7678501868336391E-2},13.535700373667279,0,13.535700373667279,22.073299626332723,0,0,0,0,22.073299626332723,22.073299626332723]
["h2646",{"$f":"IF($C$10=2012,profiles!C2650,IF($C$10=2013,profiles!E2650,IF($C$10=2014,profiles!G2650,IF($C$10=2015,profiles!I2650,IF($C$10=2016,profiles!K2650)))))","v":36.823},{"$f":"IF($C$10=2012,profiles!D2650,IF($C$10=2013,profiles!F2650,IF($C$10=2014,profiles!H2650,IF($C$10=2015,profiles!J2650,IF($C$10=2016,profiles!L2650)))))","v":6.3451300621816975E-2},12.690260124363395,0,12.690260124363395,24.132739875636606,0,0,0,0,24.132739875636606,24.132739875636606]
["h2649",{"$f":"IF($C$10=2012,profiles!C2653,IF($C$10=2013,profiles!E2653,IF($C$10=2014,profiles!G2653,IF($C$10=2015,profiles!I2653,IF($C$10=2016,profiles!K2653)))))","v":45.749000000000002},{"$f":"IF($C$10=2012,profiles!D2653,IF($C$10=2013,profiles!F2653,IF($C$10=2014,profiles!H2653,IF($C$10=2015,profiles!J2653,IF($C$10=2016,profiles!L2653)))))","v":0.18399145903365891},36.798291806731783,0,36.798291806731783,8.9507081932682198,0,0,0,0,8.9507081932682198,8.9507081932682198]
["h2653",{"$f":"IF($C$10=2012,profiles!C2657,IF($C$10=2013,profiles!E2657,IF($C$10=2014,profiles!G2657,IF($C$10=2015,profiles!I2657,IF($C$10=2016,profiles!K2657)))))","v":47.853999999999999},{"$f":"IF($C$10=2012,profiles!D2657,IF($C$10=2013,profiles!F2657,IF($C$10=2014,profiles!H2657,IF($C$10=2015,profiles!J2657,IF($C$10=2016,profiles!L2657)))))","v":0.3266486806226826},65.329736124536524,17.475736124536525,47.853999999999999,0,7.4757361245365246,10,0,21.800403198534191,0,-17.475736124536525]
["h2656",{"$f":"IF($C$10=2012,profiles!C2660,IF($C$10=2013,profiles!E2660,IF($C$10=2014,profiles!G2660,IF($C$10=2015,profiles!I2660,IF($C$10=2016,profiles!K2660)))))","v":44.865000000000002},{"$f":"IF($C$10=2012,profiles!D2660,IF($C$10=2013,profiles!F2660,IF($C$10=2014,profiles!H2660,IF($C$10=2015,profiles!J2660,IF($C$10=2016,profiles!L2660)))))","v":0.2244023487657438},44.880469753148759,1.5469753148757093E-2,44.865000000000002,0,0,1.5469753148757093E-2,0,38.012933698584689,0,-1.5469753148757093E-2]
["h2660",{"$f":"IF($C$10=2012,profiles!C2664,IF($C$10=2013,profiles!E2664,IF($C$10=2014,profiles!G2664,IF($C$10=2015,profiles!I2664,IF($C$10=2016,profiles!K2664)))))","v":49.515000000000001},{"$f":"IF($C$10=2012,profiles!D2664,IF($C$10=2013,profiles!F2664,IF($C$10=2014,profiles!H2664,IF($C$10=2015,profiles!J2664,IF($C$10=2016,profiles!L2664)))))","v":7.0434117697978735E-2},14.086823539595747,0,14.086823539595747,35.428176460404252,0,0,0,0,35.428176460404252,35.428176460404252]
["h2662",{"$f":"IF($C$10=2012,profiles!C2666,IF($C$10=2013,profiles!E2666,IF($C$10=2014,profiles!G2666,IF($C$10=2015,profiles!I2666,IF($C$10=2016,profiles!K2666)))))","v":48.606000000000002},{"$f":"IF($C$10=2012,profiles!D2666,IF($C$10=2013,profiles!F2666,IF($C$10=2014,profiles!H2666,IF($C$10=2015,profiles!J2666,IF($C$10=2016,profiles!L2666)))))","v":6.5384559894969191E-2},13.076911978993838,0,13.076911978993838,35.52908802100616,0,0,0,0,35.52908802100616,35.52908802100616]
["h2667",{"$f":"IF($C$10=2012,profiles!C2671,IF($C$10=2013,profiles!E2671,IF($C$10=2014,profiles!G2671,IF($C$10=2015,profiles!I2671,IF($C$10=2016,profiles!K2671)))))","v":40.182000000000002},{"$f":"IF($C$10=2012,profiles!D2671,IF($C$10=2013,profiles!F2671,IF($C$10=2014,profiles!H2671,IF($C$10=2015,profiles!J2671,IF($C$10=2016,profiles!L2671)))))","v":4.9044356292823658E-2},9.8088712585647322,0,9.8088712585647322,30.37312874143527,0,0,0,0,30.37312874143527,30.37312874143527]
["h2668",{"$f":"IF($C$10=2012,profiles!C2672,IF($C$10=2013,profiles!E2672,IF($C$10=2014,profiles!G2672,IF($C$10=2015,profiles!I2672,IF($C$10=2016,profiles!K2672)))))","v":42.223999999999997},{"$f":"IF($C$10=2012,profiles!D2672,IF($C$10=2013,profiles!F2672,IF($C$10=2014,profiles!H2672,IF($C$10=2015,profiles!J2672,IF($C$10=2016,profiles!L2672)))))","v":4.7371078254597909E-2},9.4742156509195823,0,9.4742156509195823,32.749784349080414,0,0,0,0,32.749784349080414,32.749784349080414]
["h2671",{"$f":"IF($C$10=2012,profiles!C2675,IF($C$10=2013,profiles!E2675,IF($C$10=2014,profiles!G2675,IF($C$10=2015,profiles!I2675,IF($C$10=2016,profiles!K2675)))))","v":61.526000000000003},{"$f":"IF($C$10=2012,profiles!D2675,IF($C$10=2013,profiles!F2675,IF($C$10=2014,profiles!H2675,IF($C$10=2015,profiles!J2675,IF($C$10=2016,profiles!L2675)))))","v":6.3512441399206629E-2},12.702488279841326,0,12.702488279841326,48.823511720158677,0,0,0,0,48.823511720158677,48.823511720158677]
["h2675",{"$f":"IF($C$10=2012,profiles!C2679,IF($C$10=2013,profiles!E2679,IF($C$10=2014,profiles!G2679,IF($C$10=2015,profiles!I2679,IF($C$10=2016,profiles!K2679)))))","v":70.099000000000004},{"$f":"IF($C$10=2012,profiles!D2679,IF($C$10=2013,profiles!F2679,IF($C$10=2014,profiles!H2679,IF($C$10=2015,profiles!J2679,IF($C$10=2016,profiles!L2679)))))","v":0.24005769924269743},48.011539848539485,0,48.011539848539485,22.087460151460519,0,0,0,0,22.087460151460519,22.087460151460519]
["h2678",{"$f":"IF($C$10=2012,profiles!C2682,IF($C$10=2013,profiles!E2682,IF($C$10=2014,profiles!G2682,IF($C$10=2015,profiles!I2682,IF($C$10=2016,profiles!K2682)))))","v":67.614000000000004},{"$f":"IF($C$10=2012,profiles!D2682,IF($C$10=2013,profiles!F2682,IF($C$10=2014,profiles!H2682,IF($C$10=2015,profiles!J2682,IF($C$10=2016,profiles!L2682)))))","v":0.23260007212405337},46.520014424810675,0,46.520014424810675,21.093985575189329,0,0,0,0,21.093985575189329,21.093985575189329]
["h2681",{"$f":"IF($C$10=2012,profiles!C2685,IF($C$10=2013,profiles!E2685,IF($C$10=2014,profiles!G2685,IF($C$10=2015,profiles!I2685,IF($C$10=2016,profiles!K2685)))))","v":63.593000000000004},{"$f":"IF($C$10=2012,profiles!D2685,IF($C$10=2013,profiles!F2685,IF($C$10=2014,profiles!H2685,IF($C$10=2015,profiles!J2685,IF($C$10=2016,profiles!L2685)))))","v":0.1327659574468085},26.553191489361698,0,26.553191489361698,37.039808510638309,0,0,0,0,37.039808510638309,37.039808510638309]
["h2683",{"$f":"IF($C$10=2012,profiles!C2687,IF($C$10=2013,profiles!E2687,IF($C$10=2014,profiles!G2687,IF($C$10=2015,profiles!I2687,IF($C$10=2016,profiles!K2687)))))","v":63.052999999999997},{"$f":"IF($C$10=2012,profiles!D2687,IF($C$10=2013,profiles!F2687,IF($C$10=2014,profiles!H2687,IF($C$10=2015,profiles!J2687,IF($C$10=2016,profiles!L2687)))))","v":4.0634691669671832E-2},8.1269383339343673,0,8.1269383339343673,54.926061666065628,0,0,0,0,54.926061666065628,54.926061666065628]
["h2689",{"$f":"IF($C$10=2012,profiles!C2693,IF($C$10=2013,profiles!E2693,IF($C$10=2014,profiles!G2693,IF($C$10=2015,profiles!I2693,IF($C$10=2016,profiles!K2693)))))","v":46.384},{"$f":"IF($C$10=2012,profiles!D2693,IF($C$10=2013,profiles!F2693,IF($C$10=2014,profiles!H2693,IF($C$10=2015,profiles!J2693,IF($C$10=2016,profiles!L2693)))))","v":9.201303758400876E-3},1.8402607516801752,{"$f":"D2706-F2706","v":0},{"$f":"MIN(D2706,B2706)","v":1.8402607516801752},{"$f":"B2706-F2706","v":44.543739248319824},{"$f":"-MIN(-E2706+$C$3,0)","v":0},{"$f":"E2706-H2706","v":0},0,0,44.543739248319824,44.543739248319824]
["h2692",{"$f":"IF($C$10=2012,profiles!C2696,IF($C$10=2013,profiles!E2696,IF($C$10=2014,profiles!G2696,IF($C$10=2015,profiles!I2696,IF($C$10=2016,profiles!K2696)))))","v":47.552},{"$f":"IF($C$10=2012,profiles!D2696,IF($C$10=2013,profiles!F2696,IF($C$10=2014,profiles!H2696,IF($C$10=2015,profiles!J2696,IF($C$10=2016,profiles!L2696)))))","v":1.0412760679569644E-2},2.0825521359139287,0,2.0825521359139287,45.469447864086071,0,0,0,0,45.469447864086071,45.469447864086071]
["h2693",{"$f":"IF($C$10=2012,profiles!C2697,IF($C$10=2013,profiles!E2697,IF($C$10=2014,profiles!G2697,IF($C$10=2015,profiles!I2697,IF($C$10=2016,profiles!K2697)))))","v":51.52},{"$f":"IF($C$10=2012,profiles!D2697,IF($C$10=2013,profiles!F2697,IF($C$10=2014,profiles!H2697,IF($C$10=2015,profiles!J2697,IF($C$10=2016,profiles!L2697)))))","v":1.1508840751103292E-2},2.3017681502206582,0,2.3017681502206582,49.218231849779343,0,0,0,0,49.218231849779343,49.218231849779343]
["h2696",{"$f":"IF($C$10=2012,profiles!C2700,IF($C$10=2013,profiles!E2700,IF($C$10=2014,profiles!G2700,IF($C$10=2015,profiles!I2700,IF($C$10=2016,profiles!K2700)))))","v":66.879000000000005},{"$f":"IF($C$10=2012,profiles!D2700,IF($C$10=2013,profiles!F2700,IF($C$10=2014,profiles!H2700,IF($C$10=2015,profiles!J2700,IF($C$10=2016,profiles!L2700)))))","v":0.10750237964752372},21.500475929504745,0,21.500475929504745,45.37852407049526,0,0,{"$f":"MIN(MAX(0,G2713),K2712*$F$3)","v":0},0,45.37852407049526,45.37852407049526]
["h2700",{"$f":"IF($C$10=2012,profiles!C2704,IF($C$10=2013,profiles!E2704,IF($C$10=2014,profiles!G2704,IF($C$10=2015,profiles!I2704,IF($C$10=2016,profiles!K2704)))))","v":70.090999999999994},{"$f":"IF($C$10=2012,profiles!D2704,IF($C$10=2013,profiles!F2704,IF($C$10=2014,profiles!H2704,IF($C$10=2015,profiles!J2704,IF($C$10=2016,profiles!L2704)))))","v":0.29555222244656609},59.110444489313217,0,59.110444489313217,10.980555510686777,0,0,0,0,10.980555510686777,10.980555510686777]
["h2703",{"$f":"IF($C$10=2012,profiles!C2707,IF($C$10=2013,profiles!E2707,IF($C$10=2014,profiles!G2707,IF($C$10=2015,profiles!I2707,IF($C$10=2016,profiles!K2707)))))","v":66.375},{"$f":"IF($C$10=2012,profiles!D2707,IF($C$10=2013,profiles!F2707,IF($C$10=2014,profiles!H2707,IF($C$10=2015,profiles!J2707,IF($C$10=2016,profiles!L2707)))))","v":0.23058063399578874},46.116126799157747,0,46.116126799157747,20.258873200842253,0,0,0,0,20.258873200842253,20.258873200842253]
["h2706",{"$f":"IF($C$10=2012,profiles!C2710,IF($C$10=2013,profiles!E2710,IF($C$10=2014,profiles!G2710,IF($C$10=2015,profiles!I2710,IF($C$10=2016,profiles!K2710)))))","v":63.825000000000003},{"$f":"IF($C$10=2012,profiles!D2710,IF($C$10=2013,profiles!F2710,IF($C$10=2014,profiles!H2710,IF($C$10=2015,profiles!J2710,IF($C$10=2016,profiles!L2710)))))","v":9.9065447517955527E-2},19.813089503591105,0,19.813089503591105,44.011910496408902,0,0,0,0,44.011910496408902,44.011910496408902]
["h2708",{"$f":"IF($C$10=2012,profiles!C2712,IF($C$10=2013,profiles!E2712,IF($C$10=2014,profiles!G2712,IF($C$10=2015,profiles!I2712,IF($C$10=2016,profiles!K2712)))))","v":62.975999999999999},{"$f":"IF($C$10=2012,profiles!D2712,IF($C$10=2013,profiles!F2712,IF($C$10=2014,profiles!H2712,IF($C$10=2015,profiles!J2712,IF($C$10=2016,profiles!L2712)))))","v":4.1925062736161992E-2},8.3850125472323978,0,8.3850125472323978,54.5909874527676,0,0,0,0,54.5909874527676,54.5909874527676]
["h2714",{"$f":"IF($C$10=2012,profiles!C2718,IF($C$10=2013,profiles!E2718,IF($C$10=2014,profiles!G2718,IF($C$10=2015,profiles!I2718,IF($C$10=2016,profiles!K2718)))))","v":45.83},{"$f":"IF($C$10=2012,profiles!D2718,IF($C$10=2013,profiles!F2718,IF($C$10=2014,profiles!H2718,IF($C$10=2015,profiles!J2718,IF($C$10=2016,profiles!L2718)))))","v":3.4896967424690326E-2},6.9793934849380648,0,6.9793934849380648,38.850606515061934,0,0,0,0,38.850606515061934,38.850606515061934]
["h2717",{"$f":"IF($C$10=2012,profiles!C2721,IF($C$10=2013,profiles!E2721,IF($C$10=2014,profiles!G2721,IF($C$10=2015,profiles!I2721,IF($C$10=2016,profiles!K2721)))))","v":51.417999999999999},{"$f":"IF($C$10=2012,profiles!D2721,IF($C$10=2013,profiles!F2721,IF($C$10=2014,profiles!H2721,IF($C$10=2015,profiles!J2721,IF($C$10=2016,profiles!L2721)))))","v":2.2654188357102686E-2},4.5308376714205369,0,4.5308376714205369,46.887162328579464,0,0,0,0,46.887162328579464,46.887162328579464]
["h2718",{"$f":"IF($C$10=2012,profiles!C2722,IF($C$10=2013,profiles!E2722,IF($C$10=2014,profiles!G2722,IF($C$10=2015,profiles!I2722,IF($C$10=2016,profiles!K2722)))))","v":57.869},{"$f":"IF($C$10=2012,profiles!D2722,IF($C$10=2013,profiles!F2722,IF($C$10=2014,profiles!H2722,IF($C$10=2015,profiles!J2722,IF($C$10=2016,profiles!L2722)))))","v":2.5754538768800381E-2},5.1509077537600767,0,5.1509077537600767,52.71809224623992,0,0,0,0,52.71809224623992,52.71809224623992]
["h2721",{"$f":"IF($C$10=2012,profiles!C2725,IF($C$10=2013,profiles!E2725,IF($C$10=2014,profiles!G2725,IF($C$10=2015,profiles!I2725,IF($C$10=2016,profiles!K2725)))))","v":68.400999999999996},{"$f":"IF($C$10=2012,profiles!D2725,IF($C$10=2013,profiles!F2725,IF($C$10=2014,profiles!H2725,IF($C$10=2015,profiles!J2725,IF($C$10=2016,profiles!L2725)))))","v":0.16235741993164809},32.471483986329616,0,32.471483986329616,35.92951601367038,0,0,0,0,35.92951601367038,35.92951601367038]
["h2725",{"$f":"IF($C$10=2012,profiles!C2729,IF($C$10=2013,profiles!E2729,IF($C$10=2014,profiles!G2729,IF($C$10=2015,profiles!I2729,IF($C$10=2016,profiles!K2729)))))","v":69.617000000000004},{"$f":"IF($C$10=2012,profiles!D2729,IF($C$10=2013,profiles!F2729,IF($C$10=2014,profiles!H2729,IF($C$10=2015,profiles!J2729,IF($C$10=2016,profiles!L2729)))))","v":0.26856244682538538},53.712489365077076,0,53.712489365077076,15.904510634922929,0,0,0,0,15.904510634922929,15.904510634922929]
["h2728",{"$f":"IF($C$10=2012,profiles!C2732,IF($C$10=2013,profiles!E2732,IF($C$10=2014,profiles!G2732,IF($C$10=2015,profiles!I2732,IF($C$10=2016,profiles!K2732)))))","v":64.927999999999997},{"$f":"IF($C$10=2012,profiles!D2732,IF($C$10=2013,profiles!F2732,IF($C$10=2014,profiles!H2732,IF($C$10=2015,profiles!J2732,IF($C$10=2016,profiles!L2732)))))","v":0.20958368783076411},41.916737566152825,0,41.916737566152825,23.011262433847172,0,0,0,0,23.011262433847172,23.011262433847172]
["h2733",{"$f":"IF($C$10=2012,profiles!C2737,IF($C$10=2013,profiles!E2737,IF($C$10=2014,profiles!G2737,IF($C$10=2015,profiles!I2737,IF($C$10=2016,profiles!K2737)))))","v":61.801000000000002},{"$f":"IF($C$10=2012,profiles!D2737,IF($C$10=2013,profiles!F2737,IF($C$10=2014,profiles!H2737,IF($C$10=2015,profiles!J2737,IF($C$10=2016,profiles!L2737)))))","v":5.7306011795751802E-2},11.461202359150361,0,11.461202359150361,50.339797640849639,0,0,0,0,50.339797640849639,50.339797640849639]
["h2736",{"$f":"IF($C$10=2012,profiles!C2740,IF($C$10=2013,profiles!E2740,IF($C$10=2014,profiles!G2740,IF($C$10=2015,profiles!I2740,IF($C$10=2016,profiles!K2740)))))","v":48.898000000000003},{"$f":"IF($C$10=2012,profiles!D2740,IF($C$10=2013,profiles!F2740,IF($C$10=2014,profiles!H2740,IF($C$10=2015,profiles!J2740,IF($C$10=2016,profiles!L2740)))))","v":6.143664571197878E-2},12.287329142395755,0,12.287329142395755,36.610670857604248,0,0,0,0,36.610670857604248,36.610670857604248]
["h2739",{"$f":"IF($C$10=2012,profiles!C2743,IF($C$10=2013,profiles!E2743,IF($C$10=2014,profiles!G2743,IF($C$10=2015,profiles!I2743,IF($C$10=2016,profiles!K2743)))))","v":45.868000000000002},{"$f":"IF($C$10=2012,profiles!D2743,IF($C$10=2013,profiles!F2743,IF($C$10=2014,profiles!H2743,IF($C$10=2015,profiles!J2743,IF($C$10=2016,profiles!L2743)))))","v":5.917296268527597E-2},11.834592537055194,0,11.834592537055194,34.033407462944808,0,0,0,0,34.033407462944808,34.033407462944808]
["h2740",{"$f":"IF($C$10=2012,profiles!C2744,IF($C$10=2013,profiles!E2744,IF($C$10=2014,profiles!G2744,IF($C$10=2015,profiles!I2744,IF($C$10=2016,profiles!K2744)))))","v":47.48},{"$f":"IF($C$10=2012,profiles!D2744,IF($C$10=2013,profiles!F2744,IF($C$10=2014,profiles!H2744,IF($C$10=2015,profiles!J2744,IF($C$10=2016,profiles!L2744)))))","v":5.9965972662783321E-2},11.993194532556664,0,11.993194532556664,35.486805467443332,0,0,0,0,35.486805467443332,35.486805467443332]
["h2743",{"$f":"IF($C$10=2012,profiles!C2747,IF($C$10=2013,profiles!E2747,IF($C$10=2014,profiles!G2747,IF($C$10=2015,profiles!I2747,IF($C$10=2016,profiles!K2747)))))","v":63.296999999999997},{"$f":"IF($C$10=2012,profiles!D2747,IF($C$10=2013,profiles!F2747,IF($C$10=2014,profiles!H2747,IF($C$10=2015,profiles!J2747,IF($C$10=2016,profiles!L2747)))))","v":9.1008708691389356E-2},18.201741738277871,0,18.201741738277871,45.095258261722122,0,0,0,0,45.095258261722122,45.095258261722122]
["h2746",{"$f":"IF($C$10=2012,profiles!C2750,IF($C$10=2013,profiles!E2750,IF($C$10=2014,profiles!G2750,IF($C$10=2015,profiles!I2750,IF($C$10=2016,profiles!K2750)))))","v":69.606999999999999},{"$f":"IF($C$10=2012,profiles!D2750,IF($C$10=2013,profiles!F2750,IF($C$10=2014,profiles!H2750,IF($C$10=2015,profiles!J2750,IF($C$10=2016,profiles!L2750)))))","v":0.27524655401118864},55.049310802237727,0,55.049310802237727,14.557689197762272,0,0,0,0,14.557689197762272,14.557689197762272]
["h2750",{"$f":"IF($C$10=2012,profiles!C2754,IF($C$10=2013,profiles!E2754,IF($C$10=2014,profiles!G2754,IF($C$10=2015,profiles!I2754,IF($C$10=2016,profiles!K2754)))))","v":66.272000000000006},{"$f":"IF($C$10=2012,profiles!D2754,IF($C$10=2013,profiles!F2754,IF($C$10=2014,profiles!H2754,IF($C$10=2015,profiles!J2754,IF($C$10=2016,profiles!L2754)))))","v":0.36898033335255781},73.796066670511564,7.5240666705115586,66.272000000000006,0,0,7.5240666705115586,0,19.810313696868324,0,-7.5240666705115586]
["h2754",{"$f":"IF($C$10=2012,profiles!C2758,IF($C$10=2013,profiles!E2758,IF($C$10=2014,profiles!G2758,IF($C$10=2015,profiles!I2758,IF($C$10=2016,profiles!K2758)))))","v":62.101999999999997},{"$f":"IF($C$10=2012,profiles!D2758,IF($C$10=2013,profiles!F2758,IF($C$10=2014,profiles!H2758,IF($C$10=2015,profiles!J2758,IF($C$10=2016,profiles!L2758)))))","v":0.14644731530076704},{"$f":"C2771*$C$2","v":29.289463060153409},0,29.289463060153409,32.812536939846588,0,0,0,0,{"$f":"MAX(G2771-J2771,0)","v":32.812536939846588},{"$f":"B2771-D2771","v":32.812536939846588}]
["h2757",{"$f":"IF($C$10=2012,profiles!C2761,IF($C$10=2013,profiles!E2761,IF($C$10=2014,profiles!G2761,IF($C$10=2015,profiles!I2761,IF($C$10=2016,profiles!K2761)))))","v":59.649000000000001},{"$f":"IF($C$10=2012,profiles!D2761,IF($C$10=2013,profiles!F2761,IF($C$10=2014,profiles!H2761,IF($C$10=2015,profiles!J2761,IF($C$10=2016,profiles!L2761)))))","v":0.10694100005767346},21.388200011534693,0,21.388200011534693,38.260799988465308,0,0,0,0,38.260799988465308,38.260799988465308]
["h2761",{"$f":"IF($C$10=2012,profiles!C2765,IF($C$10=2013,profiles!E2765,IF($C$10=2014,profiles!G2765,IF($C$10=2015,profiles!I2765,IF($C$10=2016,profiles!K2765)))))","v":45.517000000000003},{"$f":"IF($C$10=2012,profiles!D2765,IF($C$10=2013,profiles!F2765,IF($C$10=2014,profiles!H2765,IF($C$10=2015,profiles!J2765,IF($C$10=2016,profiles!L2765)))))","v":8.2616030105108346E-2},16.523206021021668,0,16.523206021021668,28.993793978978335,0,0,0,0,28.993793978978335,28.993793978978335]
["h2764",{"$f":"IF($C$10=2012,profiles!C2768,IF($C$10=2013,profiles!E2768,IF($C$10=2014,profiles!G2768,IF($C$10=2015,profiles!I2768,IF($C$10=2016,profiles!K2768)))))","v":43.908999999999999},{"$f":"IF($C$10=2012,profiles!D2768,IF($C$10=2013,profiles!F2768,IF($C$10=2014,profiles!H2768,IF($C$10=2015,profiles!J2768,IF($C$10=2016,profiles!L2768)))))","v":5.050679816024338E-2},10.101359632048675,0,10.101359632048675,33.807640367951322,0,0,0,0,33.807640367951322,33.807640367951322]
["h2765",{"$f":"IF($C$10=2012,profiles!C2769,IF($C$10=2013,profiles!E2769,IF($C$10=2014,profiles!G2769,IF($C$10=2015,profiles!I2769,IF($C$10=2016,profiles!K2769)))))","v":44.673999999999999},{"$f":"IF($C$10=2012,profiles!D2769,IF($C$10=2013,profiles!F2769,IF($C$10=2014,profiles!H2769,IF($C$10=2015,profiles!J2769,IF($C$10=2016,profiles!L2769)))))","v":4.2259613305073745E-2},8.4519226610147484,0,8.4519226610147484,36.222077338985251,0,0,0,0,36.222077338985251,36.222077338985251]
["h2768",{"$f":"IF($C$10=2012,profiles!C2772,IF($C$10=2013,profiles!E2772,IF($C$10=2014,profiles!G2772,IF($C$10=2015,profiles!I2772,IF($C$10=2016,profiles!K2772)))))","v":53.8},{"$f":"IF($C$10=2012,profiles!D2772,IF($C$10=2013,profiles!F2772,IF($C$10=2014,profiles!H2772,IF($C$10=2015,profiles!J2772,IF($C$10=2016,profiles!L2772)))))","v":9.5606788067534643E-2},19.12135761350693,0,19.12135761350693,34.678642386493067,0,0,0,0,34.678642386493067,34.678642386493067]
["h2771",{"$f":"IF($C$10=2012,profiles!C2775,IF($C$10=2013,profiles!E2775,IF($C$10=2014,profiles!G2775,IF($C$10=2015,profiles!I2775,IF($C$10=2016,profiles!K2775)))))","v":59.191000000000003},{"$f":"IF($C$10=2012,profiles!D2775,IF($C$10=2013,profiles!F2775,IF($C$10=2014,profiles!H2775,IF($C$10=2015,profiles!J2775,IF($C$10=2016,profiles!L2775)))))","v":0.22675432905114121},45.350865810228242,0,45.350865810228242,13.84013418977176,0,0,0,0,13.84013418977176,13.84013418977176]
["h2775",{"$f":"IF($C$10=2012,profiles!C2779,IF($C$10=2013,profiles!E2779,IF($C$10=2014,profiles!G2779,IF($C$10=2015,profiles!I2779,IF($C$10=2016,profiles!K2779)))))","v":53.170999999999999},{"$f":"IF($C$10=2012,profiles!D2779,IF($C$10=2013,profiles!F2779,IF($C$10=2014,profiles!H2779,IF($C$10=2015,profiles!J2779,IF($C$10=2016,profiles!L2779)))))","v":0.23043095866314864},46.086191732629729,0,46.086191732629729,7.0848082673702706,0,0,0,0,7.0848082673702706,7.0848082673702706]
["h2779",{"$f":"IF($C$10=2012,profiles!C2783,IF($C$10=2013,profiles!E2783,IF($C$10=2014,profiles!G2783,IF($C$10=2015,profiles!I2783,IF($C$10=2016,profiles!K2783)))))","v":53.569000000000003},{"$f":"IF($C$10=2012,profiles!D2783,IF($C$10=2013,profiles!F2783,IF($C$10=2014,profiles!H2783,IF($C$10=2015,profiles!J2783,IF($C$10=2016,profiles!L2783)))))","v":5.1948613694363946E-2},10.38972273887279,0,10.38972273887279,43.179277261127211,0,0,0,0,43.179277261127211,43.179277261127211]
["h2783",{"$f":"IF($C$10=2012,profiles!C2787,IF($C$10=2013,profiles!E2787,IF($C$10=2014,profiles!G2787,IF($C$10=2015,profiles!I2787,IF($C$10=2016,profiles!K2787)))))","v":46.04},{"$f":"IF($C$10=2012,profiles!D2787,IF($C$10=2013,profiles!F2787,IF($C$10=2014,profiles!H2787,IF($C$10=2015,profiles!J2787,IF($C$10=2016,profiles!L2787)))))","v":5.0002162723301179E-2},10.000432544660235,0,10.000432544660235,36.039567455339764,0,0,0,0,36.039567455339764,36.039567455339764]
["h2786",{"$f":"IF($C$10=2012,profiles!C2790,IF($C$10=2013,profiles!E2790,IF($C$10=2014,profiles!G2790,IF($C$10=2015,profiles!I2790,IF($C$10=2016,profiles!K2790)))))","v":39.200000000000003},{"$f":"IF($C$10=2012,profiles!D2790,IF($C$10=2013,profiles!F2790,IF($C$10=2014,profiles!H2790,IF($C$10=2015,profiles!J2790,IF($C$10=2016,profiles!L2790)))))","v":4.0384088582592022E-2},8.0768177165184039,0,8.0768177165184039,31.123182283481597,0,0,0,0,31.123182283481597,31.123182283481597]
["h2789",{"$f":"IF($C$10=2012,profiles!C2793,IF($C$10=2013,profiles!E2793,IF($C$10=2014,profiles!G2793,IF($C$10=2015,profiles!I2793,IF($C$10=2016,profiles!K2793)))))","v":39.212000000000003},{"$f":"IF($C$10=2012,profiles!D2793,IF($C$10=2013,profiles!F2793,IF($C$10=2014,profiles!H2793,IF($C$10=2015,profiles!J2793,IF($C$10=2016,profiles!L2793)))))","v":4.3094623624908089E-2},8.6189247249816177,0,8.6189247249816177,30.593075275018386,0,0,0,0,30.593075275018386,30.593075275018386]
["h2790",{"$f":"IF($C$10=2012,profiles!C2794,IF($C$10=2013,profiles!E2794,IF($C$10=2014,profiles!G2794,IF($C$10=2015,profiles!I2794,IF($C$10=2016,profiles!K2794)))))","v":39.238},{"$f":"IF($C$10=2012,profiles!D2794,IF($C$10=2013,profiles!F2794,IF($C$10=2014,profiles!H2794,IF($C$10=2015,profiles!J2794,IF($C$10=2016,profiles!L2794)))))","v":5.2120128606237111E-2},10.424025721247423,0,10.424025721247423,28.813974278752575,0,0,0,0,28.813974278752575,28.813974278752575]
["h2793",{"$f":"IF($C$10=2012,profiles!C2797,IF($C$10=2013,profiles!E2797,IF($C$10=2014,profiles!G2797,IF($C$10=2015,profiles!I2797,IF($C$10=2016,profiles!K2797)))))","v":48.447000000000003},{"$f":"IF($C$10=2012,profiles!D2797,IF($C$10=2013,profiles!F2797,IF($C$10=2014,profiles!H2797,IF($C$10=2015,profiles!J2797,IF($C$10=2016,profiles!L2797)))))","v":0.12270938162314912},24.541876324629825,0,24.541876324629825,23.905123675370177,0,0,0,0,23.905123675370177,23.905123675370177]
["h2796",{"$f":"IF($C$10=2012,profiles!C2800,IF($C$10=2013,profiles!E2800,IF($C$10=2014,profiles!G2800,IF($C$10=2015,profiles!I2800,IF($C$10=2016,profiles!K2800)))))","v":53.859000000000002},{"$f":"IF($C$10=2012,profiles!D2800,IF($C$10=2013,profiles!F2800,IF($C$10=2014,profiles!H2800,IF($C$10=2015,profiles!J2800,IF($C$10=2016,profiles!L2800)))))","v":0.22236479764702491},44.472959529404982,0,44.472959529404982,9.3860404705950202,0,0,0,0,9.3860404705950202,9.3860404705950202]
["h2801",{"$f":"IF($C$10=2012,profiles!C2805,IF($C$10=2013,profiles!E2805,IF($C$10=2014,profiles!G2805,IF($C$10=2015,profiles!I2805,IF($C$10=2016,profiles!K2805)))))","v":50.055999999999997},{"$f":"IF($C$10=2012,profiles!D2805,IF($C$10=2013,profiles!F2805,IF($C$10=2014,profiles!H2805,IF($C$10=2015,profiles!J2805,IF($C$10=2016,profiles!L2805)))))","v":0.15023284649432661},30.046569298865322,0,30.046569298865322,20.009430701134676,0,0,0,0,20.009430701134676,20.009430701134676]
["h2804",{"$f":"IF($C$10=2012,profiles!C2808,IF($C$10=2013,profiles!E2808,IF($C$10=2014,profiles!G2808,IF($C$10=2015,profiles!I2808,IF($C$10=2016,profiles!K2808)))))","v":51.987000000000002},{"$f":"IF($C$10=2012,profiles!D2808,IF($C$10=2013,profiles!F2808,IF($C$10=2014,profiles!H2808,IF($C$10=2015,profiles!J2808,IF($C$10=2016,profiles!L2808)))))","v":5.3994434752519499E-2},10.798886950503899,0,10.798886950503899,41.188113049496103,0,0,0,0,41.188113049496103,41.188113049496103]
["h2808",{"$f":"IF($C$10=2012,profiles!C2812,IF($C$10=2013,profiles!E2812,IF($C$10=2014,profiles!G2812,IF($C$10=2015,profiles!I2812,IF($C$10=2016,profiles!K2812)))))","v":44.192999999999998},{"$f":"IF($C$10=2012,profiles!D2812,IF($C$10=2013,profiles!F2812,IF($C$10=2014,profiles!H2812,IF($C$10=2015,profiles!J2812,IF($C$10=2016,profiles!L2812)))))","v":3.2477080089949838E-2},6.4954160179899674,0,6.4954160179899674,37.69758398201003,0,0,0,0,37.69758398201003,37.69758398201003]
["h2811",{"$f":"IF($C$10=2012,profiles!C2815,IF($C$10=2013,profiles!E2815,IF($C$10=2014,profiles!G2815,IF($C$10=2015,profiles!I2815,IF($C$10=2016,profiles!K2815)))))","v":42.829000000000001},{"$f":"IF($C$10=2012,profiles!D2815,IF($C$10=2013,profiles!F2815,IF($C$10=2014,profiles!H2815,IF($C$10=2015,profiles!J2815,IF($C$10=2016,profiles!L2815)))))","v":2.9060716139076286E-2},5.8121432278152572,0,5.8121432278152572,37.016856772184745,0,0,0,0,37.016856772184745,37.016856772184745]
["h2814",{"$f":"IF($C$10=2012,profiles!C2818,IF($C$10=2013,profiles!E2818,IF($C$10=2014,profiles!G2818,IF($C$10=2015,profiles!I2818,IF($C$10=2016,profiles!K2818)))))","v":57.87},{"$f":"IF($C$10=2012,profiles!D2818,IF($C$10=2013,profiles!F2818,IF($C$10=2014,profiles!H2818,IF($C$10=2015,profiles!J2818,IF($C$10=2016,profiles!L2818)))))","v":2.4073113071556247E-2},4.8146226143112498,0,4.8146226143112498,53.05537738568875,0,0,0,0,53.05537738568875,53.05537738568875]
["h2815",{"$f":"IF($C$10=2012,profiles!C2819,IF($C$10=2013,profiles!E2819,IF($C$10=2014,profiles!G2819,IF($C$10=2015,profiles!I2819,IF($C$10=2016,profiles!K2819)))))","v":64.429000000000002},{"$f":"IF($C$10=2012,profiles!D2819,IF($C$10=2013,profiles!F2819,IF($C$10=2014,profiles!H2819,IF($C$10=2015,profiles!J2819,IF($C$10=2016,profiles!L2819)))))","v":3.1914893617021274E-2},6.3829787234042552,0,6.3829787234042552,58.046021276595745,0,0,0,0,58.046021276595745,58.046021276595745]
["h2818",{"$f":"IF($C$10=2012,profiles!C2822,IF($C$10=2013,profiles!E2822,IF($C$10=2014,profiles!G2822,IF($C$10=2015,profiles!I2822,IF($C$10=2016,profiles!K2822)))))","v":70.486000000000004},{"$f":"IF($C$10=2012,profiles!D2822,IF($C$10=2013,profiles!F2822,IF($C$10=2014,profiles!H2822,IF($C$10=2015,profiles!J2822,IF($C$10=2016,profiles!L2822)))))","v":0.10390359222741163},{"$f":"C2835*$C$2","v":20.780718445482329},0,20.780718445482329,49.705281554517676,0,0,0,0,{"$f":"MAX(G2835-J2835,0)","v":49.705281554517676},{"$f":"B2835-D2835","v":49.705281554517676}]
["h2821",{"$f":"IF($C$10=2012,profiles!C2825,IF($C$10=2013,profiles!E2825,IF($C$10=2014,profiles!G2825,IF($C$10=2015,profiles!I2825,IF($C$10=2016,profiles!K2825)))))","v":70.338999999999999},{"$f":"IF($C$10=2012,profiles!D2825,IF($C$10=2013,profiles!F2825,IF($C$10=2014,profiles!H2825,IF($C$10=2015,profiles!J2825,IF($C$10=2016,profiles!L2825)))))","v":0.15017586346076225},30.03517269215245,0,30.03517269215245,40.303827307847548,0,0,0,0,40.303827307847548,40.303827307847548]
["h2826",{"$f":"IF($C$10=2012,profiles!C2830,IF($C$10=2013,profiles!E2830,IF($C$10=2014,profiles!G2830,IF($C$10=2015,profiles!I2830,IF($C$10=2016,profiles!K2830)))))","v":65.215999999999994},{"$f":"IF($C$10=2012,profiles!D2830,IF($C$10=2013,profiles!F2830,IF($C$10=2014,profiles!H2830,IF($C$10=2015,profiles!J2830,IF($C$10=2016,profiles!L2830)))))","v":6.0543158623075591E-2},12.108631724615119,0,12.108631724615119,53.107368275384871,0,0,0,0,53.107368275384871,53.107368275384871]
["h2829",{"$f":"IF($C$10=2012,profiles!C2833,IF($C$10=2013,profiles!E2833,IF($C$10=2014,profiles!G2833,IF($C$10=2015,profiles!I2833,IF($C$10=2016,profiles!K2833)))))","v":61.872},{"$f":"IF($C$10=2012,profiles!D2833,IF($C$10=2013,profiles!F2833,IF($C$10=2014,profiles!H2833,IF($C$10=2015,profiles!J2833,IF($C$10=2016,profiles!L2833)))))","v":3.2347344750043243E-2},6.4694689500086486,0,6.4694689500086486,55.402531049991353,0,0,0,0,55.402531049991353,55.402531049991353]
["h2833",{"$f":"IF($C$10=2012,profiles!C2837,IF($C$10=2013,profiles!E2837,IF($C$10=2014,profiles!G2837,IF($C$10=2015,profiles!I2837,IF($C$10=2016,profiles!K2837)))))","v":46.780999999999999},{"$f":"IF($C$10=2012,profiles!D2837,IF($C$10=2013,profiles!F2837,IF($C$10=2014,profiles!H2837,IF($C$10=2015,profiles!J2837,IF($C$10=2016,profiles!L2837)))))","v":1.9364599092284416E-2},3.8729198184568832,0,3.8729198184568832,42.908080181543113,0,0,0,0,42.908080181543113,42.908080181543113]
["h2836",{"$f":"IF($C$10=2012,profiles!C2840,IF($C$10=2013,profiles!E2840,IF($C$10=2014,profiles!G2840,IF($C$10=2015,profiles!I2840,IF($C$10=2016,profiles!K2840)))))","v":47.731000000000002},{"$f":"IF($C$10=2012,profiles!D2840,IF($C$10=2013,profiles!F2840,IF($C$10=2014,profiles!H2840,IF($C$10=2015,profiles!J2840,IF($C$10=2016,profiles!L2840)))))","v":1.2304589006555724E-2},2.4609178013111448,0,2.4609178013111448,45.270082198688854,0,0,0,0,45.270082198688854,45.270082198688854]
["h2839",{"$f":"IF($C$10=2012,profiles!C2843,IF($C$10=2013,profiles!E2843,IF($C$10=2014,profiles!G2843,IF($C$10=2015,profiles!I2843,IF($C$10=2016,profiles!K2843)))))","v":65.649000000000001},{"$f":"IF($C$10=2012,profiles!D2843,IF($C$10=2013,profiles!F2843,IF($C$10=2014,profiles!H2843,IF($C$10=2015,profiles!J2843,IF($C$10=2016,profiles!L2843)))))","v":3.4680498523161157E-2},6.9360997046322312,0,6.9360997046322312,58.712900295367767,0,0,0,0,58.712900295367767,58.712900295367767]
["h2840",{"$f":"IF($C$10=2012,profiles!C2844,IF($C$10=2013,profiles!E2844,IF($C$10=2014,profiles!G2844,IF($C$10=2015,profiles!I2844,IF($C$10=2016,profiles!K2844)))))","v":68.649000000000001},{"$f":"IF($C$10=2012,profiles!D2844,IF($C$10=2013,profiles!F2844,IF($C$10=2014,profiles!H2844,IF($C$10=2015,profiles!J2844,IF($C$10=2016,profiles!L2844)))))","v":6.6018298393487496E-2},13.203659678697498,0,13.203659678697498,55.445340321302503,0,0,0,0,55.445340321302503,55.445340321302503]
["h2846",{"$f":"IF($C$10=2012,profiles!C2850,IF($C$10=2013,profiles!E2850,IF($C$10=2014,profiles!G2850,IF($C$10=2015,profiles!I2850,IF($C$10=2016,profiles!K2850)))))","v":68.665000000000006},{"$f":"IF($C$10=2012,profiles!D2850,IF($C$10=2013,profiles!F2850,IF($C$10=2014,profiles!H2850,IF($C$10=2015,profiles!J2850,IF($C$10=2016,profiles!L2850)))))","v":0.20227649304805129},40.45529860961026,0,40.45529860961026,28.209701390389746,0,0,0,0,28.209701390389746,28.209701390389746]
["h2848",{"$f":"IF($C$10=2012,profiles!C2852,IF($C$10=2013,profiles!E2852,IF($C$10=2014,profiles!G2852,IF($C$10=2015,profiles!I2852,IF($C$10=2016,profiles!K2852)))))","v":65.959000000000003},{"$f":"IF($C$10=2012,profiles!D2852,IF($C$10=2013,profiles!F2852,IF($C$10=2014,profiles!H2852,IF($C$10=2015,profiles!J2852,IF($C$10=2016,profiles!L2852)))))","v":0.15219364599092283},30.438729198184568,0,30.438729198184568,35.520270801815435,0,0,0,0,35.520270801815435,35.520270801815435]
["h2851",{"$f":"IF($C$10=2012,profiles!C2855,IF($C$10=2013,profiles!E2855,IF($C$10=2014,profiles!G2855,IF($C$10=2015,profiles!I2855,IF($C$10=2016,profiles!K2855)))))","v":64.734999999999999},{"$f":"IF($C$10=2012,profiles!D2855,IF($C$10=2013,profiles!F2855,IF($C$10=2014,profiles!H2855,IF($C$10=2015,profiles!J2855,IF($C$10=2016,profiles!L2855)))))","v":3.1597147179598009E-2},6.3194294359196022,0,6.3194294359196022,58.415570564080397,0,0,0,0,58.415570564080397,58.415570564080397]
["h2854",{"$f":"IF($C$10=2012,profiles!C2858,IF($C$10=2013,profiles!E2858,IF($C$10=2014,profiles!G2858,IF($C$10=2015,profiles!I2858,IF($C$10=2016,profiles!K2858)))))","v":58.393999999999998},{"$f":"IF($C$10=2012,profiles!D2858,IF($C$10=2013,profiles!F2858,IF($C$10=2014,profiles!H2858,IF($C$10=2015,profiles!J2858,IF($C$10=2016,profiles!L2858)))))","v":2.2332684965060155E-2},4.4665369930120313,0,4.4665369930120313,53.927463006987963,0,0,0,0,53.927463006987963,53.927463006987963]
["h2858",{"$f":"IF($C$10=2012,profiles!C2862,IF($C$10=2013,profiles!E2862,IF($C$10=2014,profiles!G2862,IF($C$10=2015,profiles!I2862,IF($C$10=2016,profiles!K2862)))))","v":45.77},{"$f":"IF($C$10=2012,profiles!D2862,IF($C$10=2013,profiles!F2862,IF($C$10=2014,profiles!H2862,IF($C$10=2015,profiles!J2862,IF($C$10=2016,profiles!L2862)))))","v":1.1883695167393212E-2},2.3767390334786422,0,2.3767390334786422,43.39326096652136,0,0,0,0,43.39326096652136,43.39326096652136]
["h2861",{"$f":"IF($C$10=2012,profiles!C2865,IF($C$10=2013,profiles!E2865,IF($C$10=2014,profiles!G2865,IF($C$10=2015,profiles!I2865,IF($C$10=2016,profiles!K2865)))))","v":51.383000000000003},{"$f":"IF($C$10=2012,profiles!D2865,IF($C$10=2013,profiles!F2865,IF($C$10=2014,profiles!H2865,IF($C$10=2015,profiles!J2865,IF($C$10=2016,profiles!L2865)))))","v":6.2152013466269581E-3},1.2430402693253917,0,1.2430402693253917,50.139959730674612,0,0,0,0,50.139959730674612,50.139959730674612]
["h2864",{"$f":"IF($C$10=2012,profiles!C2868,IF($C$10=2013,profiles!E2868,IF($C$10=2014,profiles!G2868,IF($C$10=2015,profiles!I2868,IF($C$10=2016,profiles!K2868)))))","v":67.927000000000007},{"$f":"IF($C$10=2012,profiles!D2868,IF($C$10=2013,profiles!F2868,IF($C$10=2014,profiles!H2868,IF($C$10=2015,profiles!J2868,IF($C$10=2016,profiles!L2868)))))","v":7.838059476023998E-2},15.676118952047997,0,15.676118952047997,52.250881047952006,0,0,0,0,52.250881047952006,52.250881047952006]
["h2867",{"$f":"IF($C$10=2012,profiles!C2871,IF($C$10=2013,profiles!E2871,IF($C$10=2014,profiles!G2871,IF($C$10=2015,profiles!I2871,IF($C$10=2016,profiles!K2871)))))","v":70.108000000000004},{"$f":"IF($C$10=2012,profiles!D2871,IF($C$10=2013,profiles!F2871,IF($C$10=2014,profiles!H2871,IF($C$10=2015,profiles!J2871,IF($C$10=2016,profiles!L2871)))))","v":0.21718675816824204},43.437351633648404,0,43.437351633648404,26.6706483663516,0,0,0,0,26.6706483663516,26.6706483663516]
["h2869",{"$f":"IF($C$10=2012,profiles!C2873,IF($C$10=2013,profiles!E2873,IF($C$10=2014,profiles!G2873,IF($C$10=2015,profiles!I2873,IF($C$10=2016,profiles!K2873)))))","v":68.867999999999995},{"$f":"IF($C$10=2012,profiles!D2873,IF($C$10=2013,profiles!F2873,IF($C$10=2014,profiles!H2873,IF($C$10=2015,profiles!J2873,IF($C$10=2016,profiles!L2873)))))","v":0.24524148646898875},49.048297293797752,0,49.048297293797752,19.819702706202243,0,0,0,0,19.819702706202243,19.819702706202243]
["h2873",{"$f":"IF($C$10=2012,profiles!C2877,IF($C$10=2013,profiles!E2877,IF($C$10=2014,profiles!G2877,IF($C$10=2015,profiles!I2877,IF($C$10=2016,profiles!K2877)))))","v":63.542000000000002},{"$f":"IF($C$10=2012,profiles!D2877,IF($C$10=2013,profiles!F2877,IF($C$10=2014,profiles!H2877,IF($C$10=2015,profiles!J2877,IF($C$10=2016,profiles!L2877)))))","v":0.12546937718503173},25.093875437006346,0,25.093875437006346,38.448124562993655,0,0,0,0,38.448124562993655,38.448124562993655]
["h2876",{"$f":"IF($C$10=2012,profiles!C2880,IF($C$10=2013,profiles!E2880,IF($C$10=2014,profiles!G2880,IF($C$10=2015,profiles!I2880,IF($C$10=2016,profiles!K2880)))))","v":60.54},{"$f":"IF($C$10=2012,profiles!D2880,IF($C$10=2013,profiles!F2880,IF($C$10=2014,profiles!H2880,IF($C$10=2015,profiles!J2880,IF($C$10=2016,profiles!L2880)))))","v":2.2659588242910787E-2},4.5319176485821577,0,4.5319176485821577,56.008082351417841,0,0,0,0,56.008082351417841,56.008082351417841]
["h2879",{"$f":"IF($C$10=2012,profiles!C2883,IF($C$10=2013,profiles!E2883,IF($C$10=2014,profiles!G2883,IF($C$10=2015,profiles!I2883,IF($C$10=2016,profiles!K2883)))))","v":50.533999999999999},{"$f":"IF($C$10=2012,profiles!D2883,IF($C$10=2013,profiles!F2883,IF($C$10=2014,profiles!H2883,IF($C$10=2015,profiles!J2883,IF($C$10=2016,profiles!L2883)))))","v":2.7479246694577526E-2},5.4958493389155052,0,5.4958493389155052,45.038150661084494,0,0,0,0,45.038150661084494,45.038150661084494]
["h2883",{"$f":"IF($C$10=2012,profiles!C2887,IF($C$10=2013,profiles!E2887,IF($C$10=2014,profiles!G2887,IF($C$10=2015,profiles!I2887,IF($C$10=2016,profiles!K2887)))))","v":42.029000000000003},{"$f":"IF($C$10=2012,profiles!D2887,IF($C$10=2013,profiles!F2887,IF($C$10=2014,profiles!H2887,IF($C$10=2015,profiles!J2887,IF($C$10=2016,profiles!L2887)))))","v":2.829727241339625E-2},5.6594544826792497,0,5.6594544826792497,36.369545517320752,0,0,0,{"$f":"K2899+I2900*$F$2-J2900/$F$3","v":0},36.369545517320752,36.369545517320752]
["h2886",{"$f":"IF($C$10=2012,profiles!C2890,IF($C$10=2013,profiles!E2890,IF($C$10=2014,profiles!G2890,IF($C$10=2015,profiles!I2890,IF($C$10=2016,profiles!K2890)))))","v":39.084000000000003},{"$f":"IF($C$10=2012,profiles!D2890,IF($C$10=2013,profiles!F2890,IF($C$10=2014,profiles!H2890,IF($C$10=2015,profiles!J2890,IF($C$10=2016,profiles!L2890)))))","v":2.7721832201634249E-2},5.5443664403268498,0,5.5443664403268498,33.539633559673156,0,0,0,0,33.539633559673156,33.539633559673156]
["h2888",{"$f":"IF($C$10=2012,profiles!C2892,IF($C$10=2013,profiles!E2892,IF($C$10=2014,profiles!G2892,IF($C$10=2015,profiles!I2892,IF($C$10=2016,profiles!K2892)))))","v":44.643999999999998},{"$f":"IF($C$10=2012,profiles!D2892,IF($C$10=2013,profiles!F2892,IF($C$10=2014,profiles!H2892,IF($C$10=2015,profiles!J2892,IF($C$10=2016,profiles!L2892)))))","v":7.0721602025549543E-2},14.144320405109909,0,14.144320405109909,30.49967959489009,0,0,{"$f":"MIN(MAX(0,G2905),K2904*$F$3)","v":0},0,30.49967959489009,30.49967959489009]
["h2891",{"$f":"IF($C$10=2012,profiles!C2895,IF($C$10=2013,profiles!E2895,IF($C$10=2014,profiles!G2895,IF($C$10=2015,profiles!I2895,IF($C$10=2016,profiles!K2895)))))","v":51.697000000000003},{"$f":"IF($C$10=2012,profiles!D2895,IF($C$10=2013,profiles!F2895,IF($C$10=2014,profiles!H2895,IF($C$10=2015,profiles!J2895,IF($C$10=2016,profiles!L2895)))))","v":0.16822994590862009},33.645989181724019,0,33.645989181724019,18.051010818275984,0,0,0,0,18.051010818275984,18.051010818275984]
["h2894",{"$f":"IF($C$10=2012,profiles!C2898,IF($C$10=2013,profiles!E2898,IF($C$10=2014,profiles!G2898,IF($C$10=2015,profiles!I2898,IF($C$10=2016,profiles!K2898)))))","v":47.689},{"$f":"IF($C$10=2012,profiles!D2898,IF($C$10=2013,profiles!F2898,IF($C$10=2014,profiles!H2898,IF($C$10=2015,profiles!J2898,IF($C$10=2016,profiles!L2898)))))","v":0.21567499136839682},43.134998273679365,0,43.134998273679365,4.5540017263206352,0,0,0,0,4.5540017263206352,4.5540017263206352]
["h2898",{"$f":"IF($C$10=2012,profiles!C2902,IF($C$10=2013,profiles!E2902,IF($C$10=2014,profiles!G2902,IF($C$10=2015,profiles!I2902,IF($C$10=2016,profiles!K2902)))))","v":48.981999999999999},{"$f":"IF($C$10=2012,profiles!D2902,IF($C$10=2013,profiles!F2902,IF($C$10=2014,profiles!H2902,IF($C$10=2015,profiles!J2902,IF($C$10=2016,profiles!L2902)))))","v":9.2516400046035216E-2},18.503280009207042,0,18.503280009207042,30.478719990792957,0,0,0,0,30.478719990792957,30.478719990792957]
["h2901",{"$f":"IF($C$10=2012,profiles!C2905,IF($C$10=2013,profiles!E2905,IF($C$10=2014,profiles!G2905,IF($C$10=2015,profiles!I2905,IF($C$10=2016,profiles!K2905)))))","v":49.633000000000003},{"$f":"IF($C$10=2012,profiles!D2905,IF($C$10=2013,profiles!F2905,IF($C$10=2014,profiles!H2905,IF($C$10=2015,profiles!J2905,IF($C$10=2016,profiles!L2905)))))","v":5.5947174588560251E-2},11.189434917712051,0,11.189434917712051,38.443565082287954,0,0,0,0,38.443565082287954,38.443565082287954]
["h2904",{"$f":"IF($C$10=2012,profiles!C2908,IF($C$10=2013,profiles!E2908,IF($C$10=2014,profiles!G2908,IF($C$10=2015,profiles!I2908,IF($C$10=2016,profiles!K2908)))))","v":40.954000000000001},{"$f":"IF($C$10=2012,profiles!D2908,IF($C$10=2013,profiles!F2908,IF($C$10=2014,profiles!H2908,IF($C$10=2015,profiles!J2908,IF($C$10=2016,profiles!L2908)))))","v":6.7494281974193368E-2},13.498856394838674,0,13.498856394838674,27.455143605161325,0,0,0,0,27.455143605161325,27.455143605161325]
["h2908",{"$f":"IF($C$10=2012,profiles!C2912,IF($C$10=2013,profiles!E2912,IF($C$10=2014,profiles!G2912,IF($C$10=2015,profiles!I2912,IF($C$10=2016,profiles!K2912)))))","v":39.979999999999997},{"$f":"IF($C$10=2012,profiles!D2912,IF($C$10=2013,profiles!F2912,IF($C$10=2014,profiles!H2912,IF($C$10=2015,profiles!J2912,IF($C$10=2016,profiles!L2912)))))","v":7.0658975502395097E-2},14.131795100479019,0,14.131795100479019,25.848204899520979,0,0,0,0,25.848204899520979,25.848204899520979]
["h2911",{"$f":"IF($C$10=2012,profiles!C2915,IF($C$10=2013,profiles!E2915,IF($C$10=2014,profiles!G2915,IF($C$10=2015,profiles!I2915,IF($C$10=2016,profiles!K2915)))))","v":55.536999999999999},{"$f":"IF($C$10=2012,profiles!D2915,IF($C$10=2013,profiles!F2915,IF($C$10=2014,profiles!H2915,IF($C$10=2015,profiles!J2915,IF($C$10=2016,profiles!L2915)))))","v":9.6278608110246411E-2},19.255721622049283,0,19.255721622049283,36.281278377950713,0,0,0,0,36.281278377950713,36.281278377950713]
["h2913",{"$f":"IF($C$10=2012,profiles!C2917,IF($C$10=2013,profiles!E2917,IF($C$10=2014,profiles!G2917,IF($C$10=2015,profiles!I2917,IF($C$10=2016,profiles!K2917)))))","v":61.738999999999997},{"$f":"IF($C$10=2012,profiles!D2917,IF($C$10=2013,profiles!F2917,IF($C$10=2014,profiles!H2917,IF($C$10=2015,profiles!J2917,IF($C$10=2016,profiles!L2917)))))","v":0.14771926291410734},29.543852582821469,0,29.543852582821469,32.195147417178532,0,0,0,0,32.195147417178532,32.195147417178532]
["h2916",{"$f":"IF($C$10=2012,profiles!C2920,IF($C$10=2013,profiles!E2920,IF($C$10=2014,profiles!G2920,IF($C$10=2015,profiles!I2920,IF($C$10=2016,profiles!K2920)))))","v":64.125},{"$f":"IF($C$10=2012,profiles!D2920,IF($C$10=2013,profiles!F2920,IF($C$10=2014,profiles!H2920,IF($C$10=2015,profiles!J2920,IF($C$10=2016,profiles!L2920)))))","v":0.22577211329602831},45.154422659205665,0,45.154422659205665,18.970577340794335,0,0,0,0,18.970577340794335,18.970577340794335]
["h2919",{"$f":"IF($C$10=2012,profiles!C2923,IF($C$10=2013,profiles!E2923,IF($C$10=2014,profiles!G2923,IF($C$10=2015,profiles!I2923,IF($C$10=2016,profiles!K2923)))))","v":60.292999999999999},{"$f":"IF($C$10=2012,profiles!D2923,IF($C$10=2013,profiles!F2923,IF($C$10=2014,profiles!H2923,IF($C$10=2015,profiles!J2923,IF($C$10=2016,profiles!L2923)))))","v":0.23089316282348202},46.1786325646964,0,46.1786325646964,14.114367435303599,0,0,0,0,14.114367435303599,14.114367435303599]
["h2923",{"$f":"IF($C$10=2012,profiles!C2927,IF($C$10=2013,profiles!E2927,IF($C$10=2014,profiles!G2927,IF($C$10=2015,profiles!I2927,IF($C$10=2016,profiles!K2927)))))","v":59.253999999999998},{"$f":"IF($C$10=2012,profiles!D2927,IF($C$10=2013,profiles!F2927,IF($C$10=2014,profiles!H2927,IF($C$10=2015,profiles!J2927,IF($C$10=2016,profiles!L2927)))))","v":7.8541939381733969E-2},15.708387876346794,0,15.708387876346794,43.5456121236532,0,0,0,0,43.5456121236532,43.5456121236532]
["h2926",{"$f":"IF($C$10=2012,profiles!C2930,IF($C$10=2013,profiles!E2930,IF($C$10=2014,profiles!G2930,IF($C$10=2015,profiles!I2930,IF($C$10=2016,profiles!K2930)))))","v":53.784999999999997},{"$f":"IF($C$10=2012,profiles!D2930,IF($C$10=2013,profiles!F2930,IF($C$10=2014,profiles!H2930,IF($C$10=2015,profiles!J2930,IF($C$10=2016,profiles!L2930)))))","v":4.4449559100651639E-2},8.8899118201303278,0,8.8899118201303278,44.895088179869667,0,0,0,0,44.895088179869667,44.895088179869667]
["h2929",{"$f":"IF($C$10=2012,profiles!C2933,IF($C$10=2013,profiles!E2933,IF($C$10=2014,profiles!G2933,IF($C$10=2015,profiles!I2933,IF($C$10=2016,profiles!K2933)))))","v":43.268999999999998},{"$f":"IF($C$10=2012,profiles!D2933,IF($C$10=2013,profiles!F2933,IF($C$10=2014,profiles!H2933,IF($C$10=2015,profiles!J2933,IF($C$10=2016,profiles!L2933)))))","v":4.7872493454932538E-2},9.5744986909865073,0,9.5744986909865073,33.694501309013489,0,0,0,0,33.694501309013489,33.694501309013489]
["h2933",{"$f":"IF($C$10=2012,profiles!C2937,IF($C$10=2013,profiles!E2937,IF($C$10=2014,profiles!G2937,IF($C$10=2015,profiles!I2937,IF($C$10=2016,profiles!K2937)))))","v":43.688000000000002},{"$f":"IF($C$10=2012,profiles!D2937,IF($C$10=2013,profiles!F2937,IF($C$10=2014,profiles!H2937,IF($C$10=2015,profiles!J2937,IF($C$10=2016,profiles!L2937)))))","v":5.2389309243649124E-2},10.477861848729825,0,10.477861848729825,33.210138151270179,0,0,0,0,33.210138151270179,33.210138151270179]
["h2934",{"$f":"IF($C$10=2012,profiles!C2938,IF($C$10=2013,profiles!E2938,IF($C$10=2014,profiles!G2938,IF($C$10=2015,profiles!I2938,IF($C$10=2016,profiles!K2938)))))","v":44.685000000000002},{"$f":"IF($C$10=2012,profiles!D2938,IF($C$10=2013,profiles!F2938,IF($C$10=2014,profiles!H2938,IF($C$10=2015,profiles!J2938,IF($C$10=2016,profiles!L2938)))))","v":5.6632814522857393E-2},11.326562904571478,0,11.326562904571478,33.358437095428528,0,0,0,0,33.358437095428528,33.358437095428528]
["h2938",{"$f":"IF($C$10=2012,profiles!C2942,IF($C$10=2013,profiles!E2942,IF($C$10=2014,profiles!G2942,IF($C$10=2015,profiles!I2942,IF($C$10=2016,profiles!K2942)))))","v":57.06},{"$f":"IF($C$10=2012,profiles!D2942,IF($C$10=2013,profiles!F2942,IF($C$10=2014,profiles!H2942,IF($C$10=2015,profiles!J2942,IF($C$10=2016,profiles!L2942)))))","v":0.18844040392416353},37.688080784832707,0,37.688080784832707,19.371919215167296,0,0,0,0,19.371919215167296,19.371919215167296]
["h2941",{"$f":"IF($C$10=2012,profiles!C2945,IF($C$10=2013,profiles!E2945,IF($C$10=2014,profiles!G2945,IF($C$10=2015,profiles!I2945,IF($C$10=2016,profiles!K2945)))))","v":54.683},{"$f":"IF($C$10=2012,profiles!D2945,IF($C$10=2013,profiles!F2945,IF($C$10=2014,profiles!H2945,IF($C$10=2015,profiles!J2945,IF($C$10=2016,profiles!L2945)))))","v":0.21469259760062143},42.938519520124288,0,42.938519520124288,11.744480479875712,0,0,0,0,11.744480479875712,11.744480479875712]
["h2944",{"$f":"IF($C$10=2012,profiles!C2948,IF($C$10=2013,profiles!E2948,IF($C$10=2014,profiles!G2948,IF($C$10=2015,profiles!I2948,IF($C$10=2016,profiles!K2948)))))","v":51.572000000000003},{"$f":"IF($C$10=2012,profiles!D2948,IF($C$10=2013,profiles!F2948,IF($C$10=2014,profiles!H2948,IF($C$10=2015,profiles!J2948,IF($C$10=2016,profiles!L2948)))))","v":0.16142581777381398},32.285163554762796,0,32.285163554762796,19.286836445237206,0,0,0,0,19.286836445237206,19.286836445237206]
["h2948",{"$f":"IF($C$10=2012,profiles!C2952,IF($C$10=2013,profiles!E2952,IF($C$10=2014,profiles!G2952,IF($C$10=2015,profiles!I2952,IF($C$10=2016,profiles!K2952)))))","v":51.398000000000003},{"$f":"IF($C$10=2012,profiles!D2952,IF($C$10=2013,profiles!F2952,IF($C$10=2014,profiles!H2952,IF($C$10=2015,profiles!J2952,IF($C$10=2016,profiles!L2952)))))","v":4.2650824246957625E-2},8.5301648493915252,0,8.5301648493915252,42.867835150608478,0,0,0,0,42.867835150608478,42.867835150608478]
["h2951",{"$f":"IF($C$10=2012,profiles!C2955,IF($C$10=2013,profiles!E2955,IF($C$10=2014,profiles!G2955,IF($C$10=2015,profiles!I2955,IF($C$10=2016,profiles!K2955)))))","v":46.344999999999999},{"$f":"IF($C$10=2012,profiles!D2955,IF($C$10=2013,profiles!F2955,IF($C$10=2014,profiles!H2955,IF($C$10=2015,profiles!J2955,IF($C$10=2016,profiles!L2955)))))","v":4.8634885928824187E-2},9.7269771857648379,0,9.7269771857648379,36.618022814235161,0,0,0,0,36.618022814235161,36.618022814235161]
["h2955",{"$f":"IF($C$10=2012,profiles!C2959,IF($C$10=2013,profiles!E2959,IF($C$10=2014,profiles!G2959,IF($C$10=2015,profiles!I2959,IF($C$10=2016,profiles!K2959)))))","v":38.975999999999999},{"$f":"IF($C$10=2012,profiles!D2959,IF($C$10=2013,profiles!F2959,IF($C$10=2014,profiles!H2959,IF($C$10=2015,profiles!J2959,IF($C$10=2016,profiles!L2959)))))","v":4.9267815529790843E-2},9.8535631059581679,0,9.8535631059581679,29.122436894041833,0,0,0,0,29.122436894041833,29.122436894041833]
["h2959",{"$f":"IF($C$10=2012,profiles!C2963,IF($C$10=2013,profiles!E2963,IF($C$10=2014,profiles!G2963,IF($C$10=2015,profiles!I2963,IF($C$10=2016,profiles!K2963)))))","v":41.107999999999997},{"$f":"IF($C$10=2012,profiles!D2963,IF($C$10=2013,profiles!F2963,IF($C$10=2014,profiles!H2963,IF($C$10=2015,profiles!J2963,IF($C$10=2016,profiles!L2963)))))","v":8.7099743951206884E-2},17.419948790241378,0,17.419948790241378,23.688051209758619,0,0,0,0,23.688051209758619,23.688051209758619]
["h2962",{"$f":"IF($C$10=2012,profiles!C2966,IF($C$10=2013,profiles!E2966,IF($C$10=2014,profiles!G2966,IF($C$10=2015,profiles!I2966,IF($C$10=2016,profiles!K2966)))))","v":50.337000000000003},{"$f":"IF($C$10=2012,profiles!D2966,IF($C$10=2013,profiles!F2966,IF($C$10=2014,profiles!H2966,IF($C$10=2015,profiles!J2966,IF($C$10=2016,profiles!L2966)))))","v":0.25226560027618744},50.453120055237491,0.11612005523748792,50.337000000000003,0,0,0.11612005523748792,0,9.4057244742365223E-2,0,-0.11612005523748792]
["h2963",{"$f":"IF($C$10=2012,profiles!C2967,IF($C$10=2013,profiles!E2967,IF($C$10=2014,profiles!G2967,IF($C$10=2015,profiles!I2967,IF($C$10=2016,profiles!K2967)))))","v":52.677999999999997},{"$f":"IF($C$10=2012,profiles!D2967,IF($C$10=2013,profiles!F2967,IF($C$10=2014,profiles!H2967,IF($C$10=2015,profiles!J2967,IF($C$10=2016,profiles!L2967)))))","v":0.26325555971115394},52.651111942230791,0,52.651111942230791,2.6888057769205886E-2,0,0,2.6888057769205886E-2,6.502046529397873E-2,0,2.6888057769205886E-2]
["h2966",{"$f":"IF($C$10=2012,profiles!C2970,IF($C$10=2013,profiles!E2970,IF($C$10=2014,profiles!G2970,IF($C$10=2015,profiles!I2970,IF($C$10=2016,profiles!K2970)))))","v":48.286999999999999},{"$f":"IF($C$10=2012,profiles!D2970,IF($C$10=2013,profiles!F2970,IF($C$10=2014,profiles!H2970,IF($C$10=2015,profiles!J2970,IF($C$10=2016,profiles!L2970)))))","v":0.29412526252193677},58.825052504387351,10.538052504387352,48.286999999999999,0,0.53805250438735186,10,0,18.448182385659933,0,-10.538052504387352]
["h2969",{"$f":"IF($C$10=2012,profiles!C2973,IF($C$10=2013,profiles!E2973,IF($C$10=2014,profiles!G2973,IF($C$10=2015,profiles!I2973,IF($C$10=2016,profiles!K2973)))))","v":48.1},{"$f":"IF($C$10=2012,profiles!D2973,IF($C$10=2013,profiles!F2973,IF($C$10=2014,profiles!H2973,IF($C$10=2015,profiles!J2973,IF($C$10=2016,profiles!L2973)))))","v":0.1705169884058805},34.103397681176098,0,34.103397681176098,13.996602318823903,0,0,13.996602318823903,8.7392676811524908,0,13.996602318823903]
["h2973",{"$f":"IF($C$10=2012,profiles!C2977,IF($C$10=2013,profiles!E2977,IF($C$10=2014,profiles!G2977,IF($C$10=2015,profiles!I2977,IF($C$10=2016,profiles!K2977)))))","v":51.527999999999999},{"$f":"IF($C$10=2012,profiles!D2977,IF($C$10=2013,profiles!F2977,IF($C$10=2014,profiles!H2977,IF($C$10=2015,profiles!J2977,IF($C$10=2016,profiles!L2977)))))","v":1.3823757875658102E-2},2.7647515751316205,0,2.7647515751316205,48.76324842486838,0,0,0,0,48.76324842486838,48.76324842486838]
["h2976",{"$f":"IF($C$10=2012,profiles!C2980,IF($C$10=2013,profiles!E2980,IF($C$10=2014,profiles!G2980,IF($C$10=2015,profiles!I2980,IF($C$10=2016,profiles!K2980)))))","v":43.945999999999998},{"$f":"IF($C$10=2012,profiles!D2980,IF($C$10=2013,profiles!F2980,IF($C$10=2014,profiles!H2980,IF($C$10=2015,profiles!J2980,IF($C$10=2016,profiles!L2980)))))","v":1.2872882087276702E-2},2.5745764174553405,0,2.5745764174553405,41.371423582544658,0,0,0,0,41.371423582544658,41.371423582544658]
["h2980",{"$f":"IF($C$10=2012,profiles!C2984,IF($C$10=2013,profiles!E2984,IF($C$10=2014,profiles!G2984,IF($C$10=2015,profiles!I2984,IF($C$10=2016,profiles!K2984)))))","v":44.417000000000002},{"$f":"IF($C$10=2012,profiles!D2984,IF($C$10=2013,profiles!F2984,IF($C$10=2014,profiles!H2984,IF($C$10=2015,profiles!J2984,IF($C$10=2016,profiles!L2984)))))","v":1.0240773235911745E-2},2.0481546471823489,0,2.0481546471823489,42.368845352817651,0,0,0,0,42.368845352817651,42.368845352817651]
["h2984",{"$f":"IF($C$10=2012,profiles!C2988,IF($C$10=2013,profiles!E2988,IF($C$10=2014,profiles!G2988,IF($C$10=2015,profiles!I2988,IF($C$10=2016,profiles!K2988)))))","v":66.783000000000001},{"$f":"IF($C$10=2012,profiles!D2988,IF($C$10=2013,profiles!F2988,IF($C$10=2014,profiles!H2988,IF($C$10=2015,profiles!J2988,IF($C$10=2016,profiles!L2988)))))","v":0.1196099300980928},23.921986019618561,0,23.921986019618561,42.861013980381443,0,0,0,0,42.861013980381443,42.861013980381443]
["h2987",{"$f":"IF($C$10=2012,profiles!C2991,IF($C$10=2013,profiles!E2991,IF($C$10=2014,profiles!G2991,IF($C$10=2015,profiles!I2991,IF($C$10=2016,profiles!K2991)))))","v":70.117999999999995},{"$f":"IF($C$10=2012,profiles!D2991,IF($C$10=2013,profiles!F2991,IF($C$10=2014,profiles!H2991,IF($C$10=2015,profiles!J2991,IF($C$10=2016,profiles!L2991)))))","v":0.29187642033196215},58.375284066392432,0,58.375284066392432,11.742715933607563,0,0,0,0,11.742715933607563,11.742715933607563]
["h2988",{"$f":"IF($C$10=2012,profiles!C2992,IF($C$10=2013,profiles!E2992,IF($C$10=2014,profiles!G2992,IF($C$10=2015,profiles!I2992,IF($C$10=2016,profiles!K2992)))))","v":69.599999999999994},{"$f":"IF($C$10=2012,profiles!D2992,IF($C$10=2013,profiles!F2992,IF($C$10=2014,profiles!H2992,IF($C$10=2015,profiles!J2992,IF($C$10=2016,profiles!L2992)))))","v":0.31611195811638809},63.222391623277616,0,63.222391623277616,6.3776083767223781,0,0,0,0,6.3776083767223781,6.3776083767223781]
["h2991",{"$f":"IF($C$10=2012,profiles!C2995,IF($C$10=2013,profiles!E2995,IF($C$10=2014,profiles!G2995,IF($C$10=2015,profiles!I2995,IF($C$10=2016,profiles!K2995)))))","v":66.033000000000001},{"$f":"IF($C$10=2012,profiles!D2995,IF($C$10=2013,profiles!F2995,IF($C$10=2014,profiles!H2995,IF($C$10=2015,profiles!J2995,IF($C$10=2016,profiles!L2995)))))","v":0.27612691654920463},55.225383309840922,0,55.225383309840922,10.80761669015908,0,0,0,0,10.80761669015908,10.80761669015908]
["h2994",{"$f":"IF($C$10=2012,profiles!C2998,IF($C$10=2013,profiles!E2998,IF($C$10=2014,profiles!G2998,IF($C$10=2015,profiles!I2998,IF($C$10=2016,profiles!K2998)))))","v":63.018000000000001},{"$f":"IF($C$10=2012,profiles!D2998,IF($C$10=2013,profiles!F2998,IF($C$10=2014,profiles!H2998,IF($C$10=2015,profiles!J2998,IF($C$10=2016,profiles!L2998)))))","v":0.10052354514857752},20.104709029715504,0,20.104709029715504,42.913290970284493,0,0,0,0,42.913290970284493,42.913290970284493]
["h2998",{"$f":"IF($C$10=2012,profiles!C3002,IF($C$10=2013,profiles!E3002,IF($C$10=2014,profiles!G3002,IF($C$10=2015,profiles!I3002,IF($C$10=2016,profiles!K3002)))))","v":57.32},{"$f":"IF($C$10=2012,profiles!D3002,IF($C$10=2013,profiles!F3002,IF($C$10=2014,profiles!H3002,IF($C$10=2015,profiles!J3002,IF($C$10=2016,profiles!L3002)))))","v":6.0653568449213241E-2},12.130713689842649,0,12.130713689842649,45.18928631015735,0,0,0,0,45.18928631015735,45.18928631015735]
["h3001",{"$f":"IF($C$10=2012,profiles!C3005,IF($C$10=2013,profiles!E3005,IF($C$10=2014,profiles!G3005,IF($C$10=2015,profiles!I3005,IF($C$10=2016,profiles!K3005)))))","v":46.62},{"$f":"IF($C$10=2012,profiles!D3005,IF($C$10=2013,profiles!F3005,IF($C$10=2014,profiles!H3005,IF($C$10=2015,profiles!J3005,IF($C$10=2016,profiles!L3005)))))","v":8.7491731139808446E-2},17.49834622796169,0,17.49834622796169,29.121653772038307,0,0,0,0,29.121653772038307,29.121653772038307]
["h3006",{"$f":"IF($C$10=2012,profiles!C3010,IF($C$10=2013,profiles!E3010,IF($C$10=2014,profiles!G3010,IF($C$10=2015,profiles!I3010,IF($C$10=2016,profiles!K3010)))))","v":58.29},{"$f":"IF($C$10=2012,profiles!D3010,IF($C$10=2013,profiles!F3010,IF($C$10=2014,profiles!H3010,IF($C$10=2015,profiles!J3010,IF($C$10=2016,profiles!L3010)))))","v":0.11206822169173689},22.413644338347378,0,22.413644338347378,35.876355661652624,0,0,0,0,35.876355661652624,35.876355661652624]
["h3009",{"$f":"IF($C$10=2012,profiles!C3013,IF($C$10=2013,profiles!E3013,IF($C$10=2014,profiles!G3013,IF($C$10=2015,profiles!I3013,IF($C$10=2016,profiles!K3013)))))","v":67.927999999999997},{"$f":"IF($C$10=2012,profiles!D3013,IF($C$10=2013,profiles!F3013,IF($C$10=2014,profiles!H3013,IF($C$10=2015,profiles!J3013,IF($C$10=2016,profiles!L3013)))))","v":0.24529034484742154},49.05806896948431,{"$f":"D3026-F3026","v":0},{"$f":"MIN(D3026,B3026)","v":49.05806896948431},{"$f":"B3026-F3026","v":18.869931030515687},{"$f":"-MIN(-E3026+$C$3,0)","v":0},{"$f":"E3026-H3026","v":0},0,0,18.869931030515687,18.869931030515687]
["h3012",{"$f":"IF($C$10=2012,profiles!C3016,IF($C$10=2013,profiles!E3016,IF($C$10=2014,profiles!G3016,IF($C$10=2015,profiles!I3016,IF($C$10=2016,profiles!K3016)))))","v":70.165999999999997},{"$f":"IF($C$10=2012,profiles!D3016,IF($C$10=2013,profiles!F3016,IF($C$10=2014,profiles!H3016,IF($C$10=2015,profiles!J3016,IF($C$10=2016,profiles!L3016)))))","v":0.32313267565935172},64.626535131870341,0,64.626535131870341,5.5394648681296559,0,0,0,0,5.5394648681296559,5.5394648681296559]
["h3013",{"$f":"IF($C$10=2012,profiles!C3017,IF($C$10=2013,profiles!E3017,IF($C$10=2014,profiles!G3017,IF($C$10=2015,profiles!I3017,IF($C$10=2016,profiles!K3017)))))","v":69.741},{"$f":"IF($C$10=2012,profiles!D3017,IF($C$10=2013,profiles!F3017,IF($C$10=2014,profiles!H3017,IF($C$10=2015,profiles!J3017,IF($C$10=2016,profiles!L3017)))))","v":0.31315252092381146},62.630504184762295,0,62.630504184762295,7.1104958152377051,0,0,0,0,7.1104958152377051,7.1104958152377051]
["h3016",{"$f":"IF($C$10=2012,profiles!C3020,IF($C$10=2013,profiles!E3020,IF($C$10=2014,profiles!G3020,IF($C$10=2015,profiles!I3020,IF($C$10=2016,profiles!K3020)))))","v":65.433999999999997},{"$f":"IF($C$10=2012,profiles!D3020,IF($C$10=2013,profiles!F3020,IF($C$10=2014,profiles!H3020,IF($C$10=2015,profiles!J3020,IF($C$10=2016,profiles!L3020)))))","v":0.2084615605855791},41.692312117115819,0,41.692312117115819,23.741687882884179,0,0,{"$f":"MIN(MAX(0,G3033),K3032*$F$3)","v":0},0,23.741687882884179,23.741687882884179]
["h3020",{"$f":"IF($C$10=2012,profiles!C3024,IF($C$10=2013,profiles!E3024,IF($C$10=2014,profiles!G3024,IF($C$10=2015,profiles!I3024,IF($C$10=2016,profiles!K3024)))))","v":62.462000000000003},{"$f":"IF($C$10=2012,profiles!D3024,IF($C$10=2013,profiles!F3024,IF($C$10=2014,profiles!H3024,IF($C$10=2015,profiles!J3024,IF($C$10=2016,profiles!L3024)))))","v":6.2210589893295754E-2},12.442117978659152,0,12.442117978659152,50.019882021340848,0,0,0,0,50.019882021340848,50.019882021340848]
["h3023",{"$f":"IF($C$10=2012,profiles!C3027,IF($C$10=2013,profiles!E3027,IF($C$10=2014,profiles!G3027,IF($C$10=2015,profiles!I3027,IF($C$10=2016,profiles!K3027)))))","v":52.185000000000002},{"$f":"IF($C$10=2012,profiles!D3027,IF($C$10=2013,profiles!F3027,IF($C$10=2014,profiles!H3027,IF($C$10=2015,profiles!J3027,IF($C$10=2016,profiles!L3027)))))","v":7.075268198682734E-2},14.150536397365467,0,14.150536397365467,38.034463602634531,0,0,0,0,38.034463602634531,38.034463602634531]
["h3026",{"$f":"IF($C$10=2012,profiles!C3030,IF($C$10=2013,profiles!E3030,IF($C$10=2014,profiles!G3030,IF($C$10=2015,profiles!I3030,IF($C$10=2016,profiles!K3030)))))","v":45.48},{"$f":"IF($C$10=2012,profiles!D3030,IF($C$10=2013,profiles!F3030,IF($C$10=2014,profiles!H3030,IF($C$10=2015,profiles!J3030,IF($C$10=2016,profiles!L3030)))))","v":8.10744740512791E-2},16.214894810255821,0,16.214894810255821,29.265105189744176,0,0,0,0,29.265105189744176,29.265105189744176]
["h3031",{"$f":"IF($C$10=2012,profiles!C3035,IF($C$10=2013,profiles!E3035,IF($C$10=2014,profiles!G3035,IF($C$10=2015,profiles!I3035,IF($C$10=2016,profiles!K3035)))))","v":65.363},{"$f":"IF($C$10=2012,profiles!D3035,IF($C$10=2013,profiles!F3035,IF($C$10=2014,profiles!H3035,IF($C$10=2015,profiles!J3035,IF($C$10=2016,profiles!L3035)))))","v":0.13753037776275867},27.506075552551735,0,27.506075552551735,37.856924447448264,0,0,0,0,37.856924447448264,37.856924447448264]
["h3034",{"$f":"IF($C$10=2012,profiles!C3038,IF($C$10=2013,profiles!E3038,IF($C$10=2014,profiles!G3038,IF($C$10=2015,profiles!I3038,IF($C$10=2016,profiles!K3038)))))","v":70.8},{"$f":"IF($C$10=2012,profiles!D3038,IF($C$10=2013,profiles!F3038,IF($C$10=2014,profiles!H3038,IF($C$10=2015,profiles!J3038,IF($C$10=2016,profiles!L3038)))))","v":0.24077882112710489},48.155764225420974,0,48.155764225420974,22.644235774579023,0,0,0,0,22.644235774579023,22.644235774579023]
["h3037",{"$f":"IF($C$10=2012,profiles!C3041,IF($C$10=2013,profiles!E3041,IF($C$10=2014,profiles!G3041,IF($C$10=2015,profiles!I3041,IF($C$10=2016,profiles!K3041)))))","v":70.266999999999996},{"$f":"IF($C$10=2012,profiles!D3041,IF($C$10=2013,profiles!F3041,IF($C$10=2014,profiles!H3041,IF($C$10=2015,profiles!J3041,IF($C$10=2016,profiles!L3041)))))","v":0.325362016652047},65.072403330409401,0,65.072403330409401,5.1945966695905952,0,0,0,0,5.1945966695905952,5.1945966695905952]
["h3038",{"$f":"IF($C$10=2012,profiles!C3042,IF($C$10=2013,profiles!E3042,IF($C$10=2014,profiles!G3042,IF($C$10=2015,profiles!I3042,IF($C$10=2016,profiles!K3042)))))","v":68.709000000000003},{"$f":"IF($C$10=2012,profiles!D3042,IF($C$10=2013,profiles!F3042,IF($C$10=2014,profiles!H3042,IF($C$10=2015,profiles!J3042,IF($C$10=2016,profiles!L3042)))))","v":0.32467177636214606},64.934355272429215,0,64.934355272429215,3.7746447275707879,0,0,0,0,3.7746447275707879,3.7746447275707879]
["h3041",{"$f":"IF($C$10=2012,profiles!C3045,IF($C$10=2013,profiles!E3045,IF($C$10=2014,profiles!G3045,IF($C$10=2015,profiles!I3045,IF($C$10=2016,profiles!K3045)))))","v":65.555999999999997},{"$f":"IF($C$10=2012,profiles!D3045,IF($C$10=2013,profiles!F3045,IF($C$10=2014,profiles!H3045,IF($C$10=2015,profiles!J3045,IF($C$10=2016,profiles!L3045)))))","v":0.20761852719978141},41.523705439956281,0,41.523705439956281,24.032294560043717,0,0,0,0,24.032294560043717,24.032294560043717]
["h3045",{"$f":"IF($C$10=2012,profiles!C3049,IF($C$10=2013,profiles!E3049,IF($C$10=2014,profiles!G3049,IF($C$10=2015,profiles!I3049,IF($C$10=2016,profiles!K3049)))))","v":61.747999999999998},{"$f":"IF($C$10=2012,profiles!D3049,IF($C$10=2013,profiles!F3049,IF($C$10=2014,profiles!H3049,IF($C$10=2015,profiles!J3049,IF($C$10=2016,profiles!L3049)))))","v":5.7390604104053722E-2},11.478120820810744,0,11.478120820810744,50.269879179189253,0,0,0,0,50.269879179189253,50.269879179189253]
["h3047",{"$f":"IF($C$10=2012,profiles!C3051,IF($C$10=2013,profiles!E3051,IF($C$10=2014,profiles!G3051,IF($C$10=2015,profiles!I3051,IF($C$10=2016,profiles!K3051)))))","v":52.603000000000002},{"$f":"IF($C$10=2012,profiles!D3051,IF($C$10=2013,profiles!F3051,IF($C$10=2014,profiles!H3051,IF($C$10=2015,profiles!J3051,IF($C$10=2016,profiles!L3051)))))","v":6.6061747745934055E-2},13.212349549186811,0,13.212349549186811,39.39065045081319,0,0,0,0,39.39065045081319,39.39065045081319]
["h3052",{"$f":"IF($C$10=2012,profiles!C3056,IF($C$10=2013,profiles!E3056,IF($C$10=2014,profiles!G3056,IF($C$10=2015,profiles!I3056,IF($C$10=2016,profiles!K3056)))))","v":48.186999999999998},{"$f":"IF($C$10=2012,profiles!D3056,IF($C$10=2013,profiles!F3056,IF($C$10=2014,profiles!H3056,IF($C$10=2015,profiles!J3056,IF($C$10=2016,profiles!L3056)))))","v":0.10007762412672858},20.015524825345715,0,20.015524825345715,28.171475174654283,0,0,0,0,28.171475174654283,28.171475174654283]
["h3056",{"$f":"IF($C$10=2012,profiles!C3060,IF($C$10=2013,profiles!E3060,IF($C$10=2014,profiles!G3060,IF($C$10=2015,profiles!I3060,IF($C$10=2016,profiles!K3060)))))","v":68.266000000000005},{"$f":"IF($C$10=2012,profiles!D3060,IF($C$10=2013,profiles!F3060,IF($C$10=2014,profiles!H3060,IF($C$10=2015,profiles!J3060,IF($C$10=2016,profiles!L3060)))))","v":0.20462582295949169},40.925164591898337,0,40.925164591898337,27.340835408101668,0,0,0,0,27.340835408101668,27.340835408101668]
["h3059",{"$f":"IF($C$10=2012,profiles!C3063,IF($C$10=2013,profiles!E3063,IF($C$10=2014,profiles!G3063,IF($C$10=2015,profiles!I3063,IF($C$10=2016,profiles!K3063)))))","v":71.867999999999995},{"$f":"IF($C$10=2012,profiles!D3063,IF($C$10=2013,profiles!F3063,IF($C$10=2014,profiles!H3063,IF($C$10=2015,profiles!J3063,IF($C$10=2016,profiles!L3063)))))","v":0.31613144352126038},63.226288704252077,0,63.226288704252077,8.6417112957479176,0,0,0,0,8.6417112957479176,8.6417112957479176]
["h3060",{"$f":"IF($C$10=2012,profiles!C3064,IF($C$10=2013,profiles!E3064,IF($C$10=2014,profiles!G3064,IF($C$10=2015,profiles!I3064,IF($C$10=2016,profiles!K3064)))))","v":70.869},{"$f":"IF($C$10=2012,profiles!D3064,IF($C$10=2013,profiles!F3064,IF($C$10=2014,profiles!H3064,IF($C$10=2015,profiles!J3064,IF($C$10=2016,profiles!L3064)))))","v":0.33214501336859958},66.429002673719921,0,66.429002673719921,4.4399973262800785,0,0,0,0,4.4399973262800785,4.4399973262800785]
["h3063",{"$f":"IF($C$10=2012,profiles!C3067,IF($C$10=2013,profiles!E3067,IF($C$10=2014,profiles!G3067,IF($C$10=2015,profiles!I3067,IF($C$10=2016,profiles!K3067)))))","v":68.061000000000007},{"$f":"IF($C$10=2012,profiles!D3067,IF($C$10=2013,profiles!F3067,IF($C$10=2014,profiles!H3067,IF($C$10=2015,profiles!J3067,IF($C$10=2016,profiles!L3067)))))","v":0.32318948911824741},64.637897823649482,0,64.637897823649482,3.4231021763505254,0,0,0.53645529835149874,0,2.8866468779990266,3.4231021763505254]
["h3066",{"$f":"IF($C$10=2012,profiles!C3070,IF($C$10=2013,profiles!E3070,IF($C$10=2014,profiles!G3070,IF($C$10=2015,profiles!I3070,IF($C$10=2016,profiles!K3070)))))","v":65.819999999999993},{"$f":"IF($C$10=2012,profiles!D3070,IF($C$10=2013,profiles!F3070,IF($C$10=2014,profiles!H3070,IF($C$10=2015,profiles!J3070,IF($C$10=2016,profiles!L3070)))))","v":0.16000632492884456},32.001264985768913,0,32.001264985768913,33.818735014231081,0,0,0,0,33.818735014231081,33.818735014231081]
["h3072",{"$f":"IF($C$10=2012,profiles!C3076,IF($C$10=2013,profiles!E3076,IF($C$10=2014,profiles!G3076,IF($C$10=2015,profiles!I3076,IF($C$10=2016,profiles!K3076)))))","v":49.259},{"$f":"IF($C$10=2012,profiles!D3076,IF($C$10=2013,profiles!F3076,IF($C$10=2014,profiles!H3076,IF($C$10=2015,profiles!J3076,IF($C$10=2016,profiles!L3076)))))","v":9.8505532404081039E-2},19.701106480816208,0,19.701106480816208,29.557893519183793,0,0,0,0,29.557893519183793,29.557893519183793]
["h3074",{"$f":"IF($C$10=2012,profiles!C3078,IF($C$10=2013,profiles!E3078,IF($C$10=2014,profiles!G3078,IF($C$10=2015,profiles!I3078,IF($C$10=2016,profiles!K3078)))))","v":46.305999999999997},{"$f":"IF($C$10=2012,profiles!D3078,IF($C$10=2013,profiles!F3078,IF($C$10=2014,profiles!H3078,IF($C$10=2015,profiles!J3078,IF($C$10=2016,profiles!L3078)))))","v":0.11613737605977871},{"$f":"C3091*$C$2","v":23.227475211955742},0,23.227475211955742,23.078524788044255,0,0,0,0,{"$f":"MAX(G3091-J3091,0)","v":23.078524788044255},{"$f":"B3091-D3091","v":23.078524788044255}]
["h3077",{"$f":"IF($C$10=2012,profiles!C3081,IF($C$10=2013,profiles!E3081,IF($C$10=2014,profiles!G3081,IF($C$10=2015,profiles!I3081,IF($C$10=2016,profiles!K3081)))))","v":51.872999999999998},{"$f":"IF($C$10=2012,profiles!D3081,IF($C$10=2013,profiles!F3081,IF($C$10=2014,profiles!H3081,IF($C$10=2015,profiles!J3081,IF($C$10=2016,profiles!L3081)))))","v":0.13241845092685731},26.483690185371461,0,26.483690185371461,25.389309814628536,0,0,0,0,25.389309814628536,25.389309814628536]
["h3081",{"$f":"IF($C$10=2012,profiles!C3085,IF($C$10=2013,profiles!E3085,IF($C$10=2014,profiles!G3085,IF($C$10=2015,profiles!I3085,IF($C$10=2016,profiles!K3085)))))","v":69.48},{"$f":"IF($C$10=2012,profiles!D3085,IF($C$10=2013,profiles!F3085,IF($C$10=2014,profiles!H3085,IF($C$10=2015,profiles!J3085,IF($C$10=2016,profiles!L3085)))))","v":0.25280931168271303},50.561862336542603,0,50.561862336542603,18.918137663457401,0,0,0,0,18.918137663457401,18.918137663457401]
["h3084",{"$f":"IF($C$10=2012,profiles!C3088,IF($C$10=2013,profiles!E3088,IF($C$10=2014,profiles!G3088,IF($C$10=2015,profiles!I3088,IF($C$10=2016,profiles!K3088)))))","v":70.483000000000004},{"$f":"IF($C$10=2012,profiles!D3088,IF($C$10=2013,profiles!F3088,IF($C$10=2014,profiles!H3088,IF($C$10=2015,profiles!J3088,IF($C$10=2016,profiles!L3088)))))","v":0.40636585716338552},81.273171432677103,10.790171432677099,70.483000000000004,0,0.79017143267709855,10,0,8.6867072452938743,0,-10.790171432677099]
["h3085",{"$f":"IF($C$10=2012,profiles!C3089,IF($C$10=2013,profiles!E3089,IF($C$10=2014,profiles!G3089,IF($C$10=2015,profiles!I3089,IF($C$10=2016,profiles!K3089)))))","v":69.099999999999994},{"$f":"IF($C$10=2012,profiles!D3089,IF($C$10=2013,profiles!F3089,IF($C$10=2014,profiles!H3089,IF($C$10=2015,profiles!J3089,IF($C$10=2016,profiles!L3089)))))","v":0.43721799109067394},87.443598218134781,18.343598218134787,69.099999999999994,0,8.3435982181347867,10,0,16.786707245293876,0,-18.343598218134787]
["h3088",{"$f":"IF($C$10=2012,profiles!C3092,IF($C$10=2013,profiles!E3092,IF($C$10=2014,profiles!G3092,IF($C$10=2015,profiles!I3092,IF($C$10=2016,profiles!K3092)))))","v":65.128},{"$f":"IF($C$10=2012,profiles!D3092,IF($C$10=2013,profiles!F3092,IF($C$10=2014,profiles!H3092,IF($C$10=2015,profiles!J3092,IF($C$10=2016,profiles!L3092)))))","v":0.3813191550510131},76.263831010202622,11.135831010202622,65.128,0,1.1358310102026223,10,0,41.08670724529388,0,-11.135831010202622]
["h3093",{"$f":"IF($C$10=2012,profiles!C3097,IF($C$10=2013,profiles!E3097,IF($C$10=2014,profiles!G3097,IF($C$10=2015,profiles!I3097,IF($C$10=2016,profiles!K3097)))))","v":59.445999999999998},{"$f":"IF($C$10=2012,profiles!D3097,IF($C$10=2013,profiles!F3097,IF($C$10=2014,profiles!H3097,IF($C$10=2015,profiles!J3097,IF($C$10=2016,profiles!L3097)))))","v":0.16033912918522777},32.067825837045554,0,32.067825837045554,27.378174162954444,0,0,0,0,27.378174162954444,27.378174162954444]
["h3096",{"$f":"IF($C$10=2012,profiles!C3100,IF($C$10=2013,profiles!E3100,IF($C$10=2014,profiles!G3100,IF($C$10=2015,profiles!I3100,IF($C$10=2016,profiles!K3100)))))","v":47.831000000000003},{"$f":"IF($C$10=2012,profiles!D3100,IF($C$10=2013,profiles!F3100,IF($C$10=2014,profiles!H3100,IF($C$10=2015,profiles!J3100,IF($C$10=2016,profiles!L3100)))))","v":0.15063945969248455},30.127891938496909,0,30.127891938496909,17.703108061503094,0,0,0,0,17.703108061503094,17.703108061503094]
["h3099",{"$f":"IF($C$10=2012,profiles!C3103,IF($C$10=2013,profiles!E3103,IF($C$10=2014,profiles!G3103,IF($C$10=2015,profiles!I3103,IF($C$10=2016,profiles!K3103)))))","v":44.023000000000003},{"$f":"IF($C$10=2012,profiles!D3103,IF($C$10=2013,profiles!F3103,IF($C$10=2014,profiles!H3103,IF($C$10=2015,profiles!J3103,IF($C$10=2016,profiles!L3103)))))","v":0.15568328782871102},31.136657565742205,0,31.136657565742205,12.886342434257799,0,0,0,0,12.886342434257799,12.886342434257799]
["h3102",{"$f":"IF($C$10=2012,profiles!C3106,IF($C$10=2013,profiles!E3106,IF($C$10=2014,profiles!G3106,IF($C$10=2015,profiles!I3106,IF($C$10=2016,profiles!K3106)))))","v":45.540999999999997},{"$f":"IF($C$10=2012,profiles!D3106,IF($C$10=2013,profiles!F3106,IF($C$10=2014,profiles!H3106,IF($C$10=2015,profiles!J3106,IF($C$10=2016,profiles!L3106)))))","v":0.13500502945825549},27.001005891651097,0,27.001005891651097,18.5399941083489,0,0,0,0,18.5399941083489,18.5399941083489]
["h3106",{"$f":"IF($C$10=2012,profiles!C3110,IF($C$10=2013,profiles!E3110,IF($C$10=2014,profiles!G3110,IF($C$10=2015,profiles!I3110,IF($C$10=2016,profiles!K3110)))))","v":58.408999999999999},{"$f":"IF($C$10=2012,profiles!D3110,IF($C$10=2013,profiles!F3110,IF($C$10=2014,profiles!H3110,IF($C$10=2015,profiles!J3110,IF($C$10=2016,profiles!L3110)))))","v":0.28649231211380943},57.298462422761887,0,57.298462422761887,1.1105375772381123,0,0,0,0,1.1105375772381123,1.1105375772381123]
["h3109",{"$f":"IF($C$10=2012,profiles!C3113,IF($C$10=2013,profiles!E3113,IF($C$10=2014,profiles!G3113,IF($C$10=2015,profiles!I3113,IF($C$10=2016,profiles!K3113)))))","v":56.231000000000002},{"$f":"IF($C$10=2012,profiles!D3113,IF($C$10=2013,profiles!F3113,IF($C$10=2014,profiles!H3113,IF($C$10=2015,profiles!J3113,IF($C$10=2016,profiles!L3113)))))","v":0.30968529961201324},61.937059922402646,5.7060599224026447,56.231000000000002,0,0,5.7060599224026447,0,7.682786796953585,0,-5.7060599224026447]
["h3110",{"$f":"IF($C$10=2012,profiles!C3114,IF($C$10=2013,profiles!E3114,IF($C$10=2014,profiles!G3114,IF($C$10=2015,profiles!I3114,IF($C$10=2016,profiles!K3114)))))","v":54.680999999999997},{"$f":"IF($C$10=2012,profiles!D3114,IF($C$10=2013,profiles!F3114,IF($C$10=2014,profiles!H3114,IF($C$10=2015,profiles!J3114,IF($C$10=2016,profiles!L3114)))))","v":0.30452651242994683},60.905302485989367,6.2243024859893694,54.680999999999997,0,0,6.2243024859893694,0,12.724471810604975,0,-6.2243024859893694]
["h3113",{"$f":"IF($C$10=2012,profiles!C3117,IF($C$10=2013,profiles!E3117,IF($C$10=2014,profiles!G3117,IF($C$10=2015,profiles!I3117,IF($C$10=2016,profiles!K3117)))))","v":53.966000000000001},{"$f":"IF($C$10=2012,profiles!D3117,IF($C$10=2013,profiles!F3117,IF($C$10=2014,profiles!H3117,IF($C$10=2015,profiles!J3117,IF($C$10=2016,profiles!L3117)))))","v":0.19735594194568185},39.471188389136373,0,39.471188389136373,14.494811610863628,0,0,8.0133955396579921,0,6.4814160712056363,14.494811610863628]
["h3118",{"$f":"IF($C$10=2012,profiles!C3122,IF($C$10=2013,profiles!E3122,IF($C$10=2014,profiles!G3122,IF($C$10=2015,profiles!I3122,IF($C$10=2016,profiles!K3122)))))","v":49.537999999999997},{"$f":"IF($C$10=2012,profiles!D3122,IF($C$10=2013,profiles!F3122,IF($C$10=2014,profiles!H3122,IF($C$10=2015,profiles!J3122,IF($C$10=2016,profiles!L3122)))))","v":0.14892944388561574},29.785888777123148,0,29.785888777123148,19.752111222876849,0,0,0,0,19.752111222876849,19.752111222876849]
["h3121",{"$f":"IF($C$10=2012,profiles!C3125,IF($C$10=2013,profiles!E3125,IF($C$10=2014,profiles!G3125,IF($C$10=2015,profiles!I3125,IF($C$10=2016,profiles!K3125)))))","v":40.299999999999997},{"$f":"IF($C$10=2012,profiles!D3125,IF($C$10=2013,profiles!F3125,IF($C$10=2014,profiles!H3125,IF($C$10=2015,profiles!J3125,IF($C$10=2016,profiles!L3125)))))","v":0.18110360684006321},36.22072136801264,0,36.22072136801264,4.0792786319873571,0,0,0,0,4.0792786319873571,4.0792786319873571]
["h3124",{"$f":"IF($C$10=2012,profiles!C3128,IF($C$10=2013,profiles!E3128,IF($C$10=2014,profiles!G3128,IF($C$10=2015,profiles!I3128,IF($C$10=2016,profiles!K3128)))))","v":38.94},{"$f":"IF($C$10=2012,profiles!D3128,IF($C$10=2013,profiles!F3128,IF($C$10=2014,profiles!H3128,IF($C$10=2015,profiles!J3128,IF($C$10=2016,profiles!L3128)))))","v":0.21020261531829285},42.040523063658569,3.1005230636585708,38.94,0,0,3.1005230636585708,0,2.5114236815634423,0,-3.1005230636585708]
["h3128",{"$f":"IF($C$10=2012,profiles!C3132,IF($C$10=2013,profiles!E3132,IF($C$10=2014,profiles!G3132,IF($C$10=2015,profiles!I3132,IF($C$10=2016,profiles!K3132)))))","v":45.698},{"$f":"IF($C$10=2012,profiles!D3132,IF($C$10=2013,profiles!F3132,IF($C$10=2014,profiles!H3132,IF($C$10=2015,profiles!J3132,IF($C$10=2016,profiles!L3132)))))","v":0.34243425779566028},68.486851559132049,22.788851559132048,45.698,0,12.788851559132048,10,0,30.935299662307806,0,-22.788851559132048]
["h3131",{"$f":"IF($C$10=2012,profiles!C3135,IF($C$10=2013,profiles!E3135,IF($C$10=2014,profiles!G3135,IF($C$10=2015,profiles!I3135,IF($C$10=2016,profiles!K3135)))))","v":53.938000000000002},{"$f":"IF($C$10=2012,profiles!D3135,IF($C$10=2013,profiles!F3135,IF($C$10=2014,profiles!H3135,IF($C$10=2015,profiles!J3135,IF($C$10=2016,profiles!L3135)))))","v":0.48565885903147005},97.131771806294012,43.193771806294009,53.938000000000002,0,33.193771806294009,10,0,55.23529966230781,0,-43.193771806294009]
["h3134",{"$f":"IF($C$10=2012,profiles!C3138,IF($C$10=2013,profiles!E3138,IF($C$10=2014,profiles!G3138,IF($C$10=2015,profiles!I3138,IF($C$10=2016,profiles!K3138)))))","v":49.783999999999999},{"$f":"IF($C$10=2012,profiles!D3138,IF($C$10=2013,profiles!F3138,IF($C$10=2014,profiles!H3138,IF($C$10=2015,profiles!J3138,IF($C$10=2016,profiles!L3138)))))","v":0.47640465584135649},95.280931168271294,45.496931168271296,49.783999999999999,0,35.496931168271296,10,0,79.535299662307807,0,-45.496931168271296]
["h3135",{"$f":"IF($C$10=2012,profiles!C3139,IF($C$10=2013,profiles!E3139,IF($C$10=2014,profiles!G3139,IF($C$10=2015,profiles!I3139,IF($C$10=2016,profiles!K3139)))))","v":48.543999999999997},{"$f":"IF($C$10=2012,profiles!D3139,IF($C$10=2013,profiles!F3139,IF($C$10=2014,profiles!H3139,IF($C$10=2015,profiles!J3139,IF($C$10=2016,profiles!L3139)))))","v":0.45888777123149876},91.777554246299758,43.233554246299761,48.543999999999997,0,33.233554246299761,10,0,87.635299662307801,0,-43.233554246299761]
["h3139",{"$f":"IF($C$10=2012,profiles!C3143,IF($C$10=2013,profiles!E3143,IF($C$10=2014,profiles!G3143,IF($C$10=2015,profiles!I3143,IF($C$10=2016,profiles!K3143)))))","v":50.497999999999998},{"$f":"IF($C$10=2012,profiles!D3143,IF($C$10=2013,profiles!F3143,IF($C$10=2014,profiles!H3143,IF($C$10=2015,profiles!J3143,IF($C$10=2016,profiles!L3143)))))","v":0.20533122575082627},41.066245150165251,0,41.066245150165251,9.4317548498347463,0,0,9.4317548498347463,{"$f":"K3155+I3156*$F$2-J3156/$F$3","v":95.071860570577371},0,9.4317548498347463]
["h3142",{"$f":"IF($C$10=2012,profiles!C3146,IF($C$10=2013,profiles!E3146,IF($C$10=2014,profiles!G3146,IF($C$10=2015,profiles!I3146,IF($C$10=2016,profiles!K3146)))))","v":51.082000000000001},{"$f":"IF($C$10=2012,profiles!D3146,IF($C$10=2013,profiles!F3146,IF($C$10=2014,profiles!H3146,IF($C$10=2015,profiles!J3146,IF($C$10=2016,profiles!L3146)))))","v":0.15295301049001292},30.590602098002584,0,30.590602098002584,20.491397901997416,0,0,20.491397901997416,29.0540529364153,0,20.491397901997416]
["h3146",{"$f":"IF($C$10=2012,profiles!C3150,IF($C$10=2013,profiles!E3150,IF($C$10=2014,profiles!G3150,IF($C$10=2015,profiles!I3150,IF($C$10=2016,profiles!K3150)))))","v":41.877000000000002},{"$f":"IF($C$10=2012,profiles!D3150,IF($C$10=2013,profiles!F3150,IF($C$10=2014,profiles!H3150,IF($C$10=2015,profiles!J3150,IF($C$10=2016,profiles!L3150)))))","v":0.17118760955144968},34.237521910289935,0,34.237521910289935,7.6394780897100674,0,0,0,0,7.6394780897100674,7.6394780897100674]
["h3149",{"$f":"IF($C$10=2012,profiles!C3153,IF($C$10=2013,profiles!E3153,IF($C$10=2014,profiles!G3153,IF($C$10=2015,profiles!I3153,IF($C$10=2016,profiles!K3153)))))","v":48.625},{"$f":"IF($C$10=2012,profiles!D3153,IF($C$10=2013,profiles!F3153,IF($C$10=2014,profiles!H3153,IF($C$10=2015,profiles!J3153,IF($C$10=2016,profiles!L3153)))))","v":0.17890290508893422},35.780581017786844,0,35.780581017786844,12.844418982213156,0,0,0,0,12.844418982213156,12.844418982213156]
["h3153",{"$f":"IF($C$10=2012,profiles!C3157,IF($C$10=2013,profiles!E3157,IF($C$10=2014,profiles!G3157,IF($C$10=2015,profiles!I3157,IF($C$10=2016,profiles!K3157)))))","v":69.048000000000002},{"$f":"IF($C$10=2012,profiles!D3157,IF($C$10=2013,profiles!F3157,IF($C$10=2014,profiles!H3157,IF($C$10=2015,profiles!J3157,IF($C$10=2016,profiles!L3157)))))","v":0.32203097612137582},64.406195224275166,0,64.406195224275166,4.641804775724836,0,0,0,0,4.641804775724836,4.641804775724836]
["h3156",{"$f":"IF($C$10=2012,profiles!C3160,IF($C$10=2013,profiles!E3160,IF($C$10=2014,profiles!G3160,IF($C$10=2015,profiles!I3160,IF($C$10=2016,profiles!K3160)))))","v":71.022000000000006},{"$f":"IF($C$10=2012,profiles!D3160,IF($C$10=2013,profiles!F3160,IF($C$10=2014,profiles!H3160,IF($C$10=2015,profiles!J3160,IF($C$10=2016,profiles!L3160)))))","v":0.37958679348294588},75.917358696589176,4.8953586965891702,71.022000000000006,0,0,4.8953586965891702,0,7.6314028154363296,0,-4.8953586965891702]
["h3159",{"$f":"IF($C$10=2012,profiles!C3163,IF($C$10=2013,profiles!E3163,IF($C$10=2014,profiles!G3163,IF($C$10=2015,profiles!I3163,IF($C$10=2016,profiles!K3163)))))","v":68.606999999999999},{"$f":"IF($C$10=2012,profiles!D3163,IF($C$10=2013,profiles!F3163,IF($C$10=2014,profiles!H3163,IF($C$10=2015,profiles!J3163,IF($C$10=2016,profiles!L3163)))))","v":0.34122582684405622},68.245165368811243,0,68.245165368811243,0.36183463118875636,0,0,0.36183463118875636,17.242211126969167,0,0.36183463118875636]
["h3160",{"$f":"IF($C$10=2012,profiles!C3164,IF($C$10=2013,profiles!E3164,IF($C$10=2014,profiles!G3164,IF($C$10=2015,profiles!I3164,IF($C$10=2016,profiles!K3164)))))","v":66.427999999999997},{"$f":"IF($C$10=2012,profiles!D3164,IF($C$10=2013,profiles!F3164,IF($C$10=2014,profiles!H3164,IF($C$10=2015,profiles!J3164,IF($C$10=2016,profiles!L3164)))))","v":0.2926065342949915},58.521306858998301,0,58.521306858998301,7.9066931410016963,0,0,7.9066931410016963,8.7036656183280261,0,7.9066931410016963]
["h3164",{"$f":"IF($C$10=2012,profiles!C3168,IF($C$10=2013,profiles!E3168,IF($C$10=2014,profiles!G3168,IF($C$10=2015,profiles!I3168,IF($C$10=2016,profiles!K3168)))))","v":62.460999999999999},{"$f":"IF($C$10=2012,profiles!D3168,IF($C$10=2013,profiles!F3168,IF($C$10=2014,profiles!H3168,IF($C$10=2015,profiles!J3168,IF($C$10=2016,profiles!L3168)))))","v":8.539984483204506E-2},17.079968966409012,0,17.079968966409012,45.381031033590986,0,0,0,0,45.381031033590986,45.381031033590986]
["h3168",{"$f":"IF($C$10=2012,profiles!C3172,IF($C$10=2013,profiles!E3172,IF($C$10=2014,profiles!G3172,IF($C$10=2015,profiles!I3172,IF($C$10=2016,profiles!K3172)))))","v":49.017000000000003},{"$f":"IF($C$10=2012,profiles!D3172,IF($C$10=2013,profiles!F3172,IF($C$10=2014,profiles!H3172,IF($C$10=2015,profiles!J3172,IF($C$10=2016,profiles!L3172)))))","v":7.3655326973911042E-2},14.731065394782208,0,14.731065394782208,34.285934605217797,0,0,0,0,34.285934605217797,34.285934605217797]
["h3171",{"$f":"IF($C$10=2012,profiles!C3175,IF($C$10=2013,profiles!E3175,IF($C$10=2014,profiles!G3175,IF($C$10=2015,profiles!I3175,IF($C$10=2016,profiles!K3175)))))","v":46.505000000000003},{"$f":"IF($C$10=2012,profiles!D3175,IF($C$10=2013,profiles!F3175,IF($C$10=2014,profiles!H3175,IF($C$10=2015,profiles!J3175,IF($C$10=2016,profiles!L3175)))))","v":6.4130559705780951E-2},12.82611194115619,0,12.82611194115619,33.67888805884381,0,0,0,0,33.67888805884381,33.67888805884381]
["h3174",{"$f":"IF($C$10=2012,profiles!C3178,IF($C$10=2013,profiles!E3178,IF($C$10=2014,profiles!G3178,IF($C$10=2015,profiles!I3178,IF($C$10=2016,profiles!K3178)))))","v":59.164000000000001},{"$f":"IF($C$10=2012,profiles!D3178,IF($C$10=2013,profiles!F3178,IF($C$10=2014,profiles!H3178,IF($C$10=2015,profiles!J3178,IF($C$10=2016,profiles!L3178)))))","v":5.5525226985403978E-2},11.105045397080795,0,11.105045397080795,48.058954602919208,0,0,0,0,48.058954602919208,48.058954602919208]
["h3178",{"$f":"IF($C$10=2012,profiles!C3182,IF($C$10=2013,profiles!E3182,IF($C$10=2014,profiles!G3182,IF($C$10=2015,profiles!I3182,IF($C$10=2016,profiles!K3182)))))","v":70.402000000000001},{"$f":"IF($C$10=2012,profiles!D3182,IF($C$10=2013,profiles!F3182,IF($C$10=2014,profiles!H3182,IF($C$10=2015,profiles!J3182,IF($C$10=2016,profiles!L3182)))))","v":0.21174290311458452},42.348580622916906,0,42.348580622916906,28.053419377083095,0,0,0,0,28.053419377083095,28.053419377083095]
["h3181",{"$f":"IF($C$10=2012,profiles!C3185,IF($C$10=2013,profiles!E3185,IF($C$10=2014,profiles!G3185,IF($C$10=2015,profiles!I3185,IF($C$10=2016,profiles!K3185)))))","v":70.459999999999994},{"$f":"IF($C$10=2012,profiles!D3185,IF($C$10=2013,profiles!F3185,IF($C$10=2014,profiles!H3185,IF($C$10=2015,profiles!J3185,IF($C$10=2016,profiles!L3185)))))","v":0.29816975060337891},59.633950120675784,0,59.633950120675784,10.826049879324209,0,0,0,0,10.826049879324209,10.826049879324209]
["h3185",{"$f":"IF($C$10=2012,profiles!C3189,IF($C$10=2013,profiles!E3189,IF($C$10=2014,profiles!G3189,IF($C$10=2015,profiles!I3189,IF($C$10=2016,profiles!K3189)))))","v":66.019000000000005},{"$f":"IF($C$10=2012,profiles!D3189,IF($C$10=2013,profiles!F3189,IF($C$10=2014,profiles!H3189,IF($C$10=2015,profiles!J3189,IF($C$10=2016,profiles!L3189)))))","v":0.23994368463395013},47.988736926790025,0,47.988736926790025,18.03026307320998,0,0,0,0,18.03026307320998,18.03026307320998]
["h3186",{"$f":"IF($C$10=2012,profiles!C3190,IF($C$10=2013,profiles!E3190,IF($C$10=2014,profiles!G3190,IF($C$10=2015,profiles!I3190,IF($C$10=2016,profiles!K3190)))))","v":65.366},{"$f":"IF($C$10=2012,profiles!D3190,IF($C$10=2013,profiles!F3190,IF($C$10=2014,profiles!H3190,IF($C$10=2015,profiles!J3190,IF($C$10=2016,profiles!L3190)))))","v":0.19545167222158372},39.090334444316746,0,39.090334444316746,26.275665555683254,0,0,0,0,26.275665555683254,26.275665555683254]
["h3189",{"$f":"IF($C$10=2012,profiles!C3193,IF($C$10=2013,profiles!E3193,IF($C$10=2014,profiles!G3193,IF($C$10=2015,profiles!I3193,IF($C$10=2016,profiles!K3193)))))","v":61.768000000000001},{"$f":"IF($C$10=2012,profiles!D3193,IF($C$10=2013,profiles!F3193,IF($C$10=2014,profiles!H3193,IF($C$10=2015,profiles!J3193,IF($C$10=2016,profiles!L3193)))))","v":8.2835306286633714E-2},16.567061257326742,0,16.567061257326742,45.200938742673259,0,0,0,0,45.200938742673259,45.200938742673259]
["h3193",{"$f":"IF($C$10=2012,profiles!C3197,IF($C$10=2013,profiles!E3197,IF($C$10=2014,profiles!G3197,IF($C$10=2015,profiles!I3197,IF($C$10=2016,profiles!K3197)))))","v":47.526000000000003},{"$f":"IF($C$10=2012,profiles!D3197,IF($C$10=2013,profiles!F3197,IF($C$10=2014,profiles!H3197,IF($C$10=2015,profiles!J3197,IF($C$10=2016,profiles!L3197)))))","v":0.10062622084338733},20.125244168677465,0,20.125244168677465,27.400755831322538,0,0,0,0,27.400755831322538,27.400755831322538]
["h3196",{"$f":"IF($C$10=2012,profiles!C3200,IF($C$10=2013,profiles!E3200,IF($C$10=2014,profiles!G3200,IF($C$10=2015,profiles!I3200,IF($C$10=2016,profiles!K3200)))))","v":48.84},{"$f":"IF($C$10=2012,profiles!D3200,IF($C$10=2013,profiles!F3200,IF($C$10=2014,profiles!H3200,IF($C$10=2015,profiles!J3200,IF($C$10=2016,profiles!L3200)))))","v":0.11425657819142825},22.851315638285648,0,22.851315638285648,25.988684361714355,0,0,0,0,25.988684361714355,25.988684361714355]
["h3199",{"$f":"IF($C$10=2012,profiles!C3203,IF($C$10=2013,profiles!E3203,IF($C$10=2014,profiles!G3203,IF($C$10=2015,profiles!I3203,IF($C$10=2016,profiles!K3203)))))","v":65.602999999999994},{"$f":"IF($C$10=2012,profiles!D3203,IF($C$10=2013,profiles!F3203,IF($C$10=2014,profiles!H3203,IF($C$10=2015,profiles!J3203,IF($C$10=2016,profiles!L3203)))))","v":0.13403424106629896},26.806848213259794,0,26.806848213259794,38.796151786740197,0,0,0,0,38.796151786740197,38.796151786740197]
["h3203",{"$f":"IF($C$10=2012,profiles!C3207,IF($C$10=2013,profiles!E3207,IF($C$10=2014,profiles!G3207,IF($C$10=2015,profiles!I3207,IF($C$10=2016,profiles!K3207)))))","v":72.037999999999997},{"$f":"IF($C$10=2012,profiles!D3207,IF($C$10=2013,profiles!F3207,IF($C$10=2014,profiles!H3207,IF($C$10=2015,profiles!J3207,IF($C$10=2016,profiles!L3207)))))","v":0.34068711938412044},68.137423876824087,0,68.137423876824087,3.9005761231759095,0,0,0,{"$f":"K3219+I3220*$F$2-J3220/$F$3","v":0},3.9005761231759095,3.9005761231759095]
["h3206",{"$f":"IF($C$10=2012,profiles!C3210,IF($C$10=2013,profiles!E3210,IF($C$10=2014,profiles!G3210,IF($C$10=2015,profiles!I3210,IF($C$10=2016,profiles!K3210)))))","v":69.204999999999998},{"$f":"IF($C$10=2012,profiles!D3210,IF($C$10=2013,profiles!F3210,IF($C$10=2014,profiles!H3210,IF($C$10=2015,profiles!J3210,IF($C$10=2016,profiles!L3210)))))","v":0.33886303573480409},67.772607146960823,0,67.772607146960823,1.4323928530391754,0,0,0,0,1.4323928530391754,1.4323928530391754]
["h3210",{"$f":"IF($C$10=2012,profiles!C3214,IF($C$10=2013,profiles!E3214,IF($C$10=2014,profiles!G3214,IF($C$10=2015,profiles!I3214,IF($C$10=2016,profiles!K3214)))))","v":65.41},{"$f":"IF($C$10=2012,profiles!D3214,IF($C$10=2013,profiles!F3214,IF($C$10=2014,profiles!H3214,IF($C$10=2015,profiles!J3214,IF($C$10=2016,profiles!L3214)))))","v":0.17328794668505113},34.657589337010222,0,34.657589337010222,30.752410662989774,0,0,0,0,30.752410662989774,30.752410662989774]
["h3211",{"$f":"IF($C$10=2012,profiles!C3215,IF($C$10=2013,profiles!E3215,IF($C$10=2014,profiles!G3215,IF($C$10=2015,profiles!I3215,IF($C$10=2016,profiles!K3215)))))","v":64.5},{"$f":"IF($C$10=2012,profiles!D3215,IF($C$10=2013,profiles!F3215,IF($C$10=2014,profiles!H3215,IF($C$10=2015,profiles!J3215,IF($C$10=2016,profiles!L3215)))))","v":0.11642537056187521},23.285074112375042,0,23.285074112375042,41.214925887624958,0,0,0,0,41.214925887624958,41.214925887624958]
["h3214",{"$f":"IF($C$10=2012,profiles!C3218,IF($C$10=2013,profiles!E3218,IF($C$10=2014,profiles!G3218,IF($C$10=2015,profiles!I3218,IF($C$10=2016,profiles!K3218)))))","v":58.563000000000002},{"$f":"IF($C$10=2012,profiles!D3218,IF($C$10=2013,profiles!F3218,IF($C$10=2014,profiles!H3218,IF($C$10=2015,profiles!J3218,IF($C$10=2016,profiles!L3218)))))","v":5.1332873721705162E-2},10.266574744341032,0,10.266574744341032,48.296425255658974,0,0,0,0,48.296425255658974,48.296425255658974]
["h3218",{"$f":"IF($C$10=2012,profiles!C3222,IF($C$10=2013,profiles!E3222,IF($C$10=2014,profiles!G3222,IF($C$10=2015,profiles!I3222,IF($C$10=2016,profiles!K3222)))))","v":46.465000000000003},{"$f":"IF($C$10=2012,profiles!D3222,IF($C$10=2013,profiles!F3222,IF($C$10=2014,profiles!H3222,IF($C$10=2015,profiles!J3222,IF($C$10=2016,profiles!L3222)))))","v":4.8036188698212107E-2},9.6072377396424216,0,9.6072377396424216,36.857762260357582,0,0,0,0,36.857762260357582,36.857762260357582]
["h3221",{"$f":"IF($C$10=2012,profiles!C3225,IF($C$10=2013,profiles!E3225,IF($C$10=2014,profiles!G3225,IF($C$10=2015,profiles!I3225,IF($C$10=2016,profiles!K3225)))))","v":51.820999999999998},{"$f":"IF($C$10=2012,profiles!D3225,IF($C$10=2013,profiles!F3225,IF($C$10=2014,profiles!H3225,IF($C$10=2015,profiles!J3225,IF($C$10=2016,profiles!L3225)))))","v":3.5470668485675309E-2},7.0941336971350619,0,7.0941336971350619,44.726866302864934,0,0,0,0,44.726866302864934,44.726866302864934]
["h3224",{"$f":"IF($C$10=2012,profiles!C3228,IF($C$10=2013,profiles!E3228,IF($C$10=2014,profiles!G3228,IF($C$10=2015,profiles!I3228,IF($C$10=2016,profiles!K3228)))))","v":68.076999999999998},{"$f":"IF($C$10=2012,profiles!D3228,IF($C$10=2013,profiles!F3228,IF($C$10=2014,profiles!H3228,IF($C$10=2015,profiles!J3228,IF($C$10=2016,profiles!L3228)))))","v":0.1009549795361528},20.190995907230562,0,20.190995907230562,47.88600409276944,0,0,0,0,47.88600409276944,47.88600409276944]
["h3228",{"$f":"IF($C$10=2012,profiles!C3232,IF($C$10=2013,profiles!E3232,IF($C$10=2014,profiles!G3232,IF($C$10=2015,profiles!I3232,IF($C$10=2016,profiles!K3232)))))","v":70.385999999999996},{"$f":"IF($C$10=2012,profiles!D3232,IF($C$10=2013,profiles!F3232,IF($C$10=2014,profiles!H3232,IF($C$10=2015,profiles!J3232,IF($C$10=2016,profiles!L3232)))))","v":0.20636174337617577},41.272348675235158,0,41.272348675235158,29.113651324764838,0,0,0,0,29.113651324764838,29.113651324764838]
["h3231",{"$f":"IF($C$10=2012,profiles!C3235,IF($C$10=2013,profiles!E3235,IF($C$10=2014,profiles!G3235,IF($C$10=2015,profiles!I3235,IF($C$10=2016,profiles!K3235)))))","v":67.498000000000005},{"$f":"IF($C$10=2012,profiles!D3235,IF($C$10=2013,profiles!F3235,IF($C$10=2014,profiles!H3235,IF($C$10=2015,profiles!J3235,IF($C$10=2016,profiles!L3235)))))","v":0.22605011847490486},45.210023694980976,0,45.210023694980976,22.287976305019029,0,0,0,0,22.287976305019029,22.287976305019029]
["h3233",{"$f":"IF($C$10=2012,profiles!C3237,IF($C$10=2013,profiles!E3237,IF($C$10=2014,profiles!G3237,IF($C$10=2015,profiles!I3237,IF($C$10=2016,profiles!K3237)))))","v":65.456999999999994},{"$f":"IF($C$10=2012,profiles!D3237,IF($C$10=2013,profiles!F3237,IF($C$10=2014,profiles!H3237,IF($C$10=2015,profiles!J3237,IF($C$10=2016,profiles!L3237)))))","v":0.17321749120413585},34.643498240827171,0,34.643498240827171,30.813501759172823,0,0,0,0,30.813501759172823,30.813501759172823]
["h3236",{"$f":"IF($C$10=2012,profiles!C3240,IF($C$10=2013,profiles!E3240,IF($C$10=2014,profiles!G3240,IF($C$10=2015,profiles!I3240,IF($C$10=2016,profiles!K3240)))))","v":62.521999999999998},{"$f":"IF($C$10=2012,profiles!D3240,IF($C$10=2013,profiles!F3240,IF($C$10=2014,profiles!H3240,IF($C$10=2015,profiles!J3240,IF($C$10=2016,profiles!L3240)))))","v":6.2698355711926473E-2},12.539671142385295,0,12.539671142385295,49.982328857614704,0,0,0,0,49.982328857614704,49.982328857614704]
["h3239",{"$f":"IF($C$10=2012,profiles!C3243,IF($C$10=2013,profiles!E3243,IF($C$10=2014,profiles!G3243,IF($C$10=2015,profiles!I3243,IF($C$10=2016,profiles!K3243)))))","v":53.460999999999999},{"$f":"IF($C$10=2012,profiles!D3243,IF($C$10=2013,profiles!F3243,IF($C$10=2014,profiles!H3243,IF($C$10=2015,profiles!J3243,IF($C$10=2016,profiles!L3243)))))","v":6.5800244130106988E-2},13.160048826021399,0,13.160048826021399,40.300951173978603,0,0,0,0,40.300951173978603,40.300951173978603]
["h3243",{"$f":"IF($C$10=2012,profiles!C3247,IF($C$10=2013,profiles!E3247,IF($C$10=2014,profiles!G3247,IF($C$10=2015,profiles!I3247,IF($C$10=2016,profiles!K3247)))))","v":46.706000000000003},{"$f":"IF($C$10=2012,profiles!D3247,IF($C$10=2013,profiles!F3247,IF($C$10=2014,profiles!H3247,IF($C$10=2015,profiles!J3247,IF($C$10=2016,profiles!L3247)))))","v":5.2204626053496822E-2},10.440925210699364,0,10.440925210699364,36.265074789300641,0,0,0,0,36.265074789300641,36.265074789300641]
["h3246",{"$f":"IF($C$10=2012,profiles!C3250,IF($C$10=2013,profiles!E3250,IF($C$10=2014,profiles!G3250,IF($C$10=2015,profiles!I3250,IF($C$10=2016,profiles!K3250)))))","v":58.929000000000002},{"$f":"IF($C$10=2012,profiles!D3250,IF($C$10=2013,profiles!F3250,IF($C$10=2014,profiles!H3250,IF($C$10=2015,profiles!J3250,IF($C$10=2016,profiles!L3250)))))","v":6.7509942712745338E-2},13.501988542549068,0,13.501988542549068,45.427011457450931,0,0,0,0,45.427011457450931,45.427011457450931]
["h3249",{"$f":"IF($C$10=2012,profiles!C3253,IF($C$10=2013,profiles!E3253,IF($C$10=2014,profiles!G3253,IF($C$10=2015,profiles!I3253,IF($C$10=2016,profiles!K3253)))))","v":68.697999999999993},{"$f":"IF($C$10=2012,profiles!D3253,IF($C$10=2013,profiles!F3253,IF($C$10=2014,profiles!H3253,IF($C$10=2015,profiles!J3253,IF($C$10=2016,profiles!L3253)))))","v":0.21094344498844206},42.188688997688409,0,42.188688997688409,26.509311002311584,0,0,0,0,26.509311002311584,26.509311002311584]
["h3252",{"$f":"IF($C$10=2012,profiles!C3256,IF($C$10=2013,profiles!E3256,IF($C$10=2014,profiles!G3256,IF($C$10=2015,profiles!I3256,IF($C$10=2016,profiles!K3256)))))","v":69.644999999999996},{"$f":"IF($C$10=2012,profiles!D3256,IF($C$10=2013,profiles!F3256,IF($C$10=2014,profiles!H3256,IF($C$10=2015,profiles!J3256,IF($C$10=2016,profiles!L3256)))))","v":0.34712630475670864},69.425260951341727,0,69.425260951341727,0.2197390486582691,0,0,0,0,0.2197390486582691,0.2197390486582691]
["h3257",{"$f":"IF($C$10=2012,profiles!C3261,IF($C$10=2013,profiles!E3261,IF($C$10=2014,profiles!G3261,IF($C$10=2015,profiles!I3261,IF($C$10=2016,profiles!K3261)))))","v":62.655000000000001},{"$f":"IF($C$10=2012,profiles!D3261,IF($C$10=2013,profiles!F3261,IF($C$10=2014,profiles!H3261,IF($C$10=2015,profiles!J3261,IF($C$10=2016,profiles!L3261)))))","v":0.21476259529928643},42.952519059857288,0,42.952519059857288,19.702480940142713,0,0,0,0,19.702480940142713,19.702480940142713]
["h3258",{"$f":"IF($C$10=2012,profiles!C3262,IF($C$10=2013,profiles!E3262,IF($C$10=2014,profiles!G3262,IF($C$10=2015,profiles!I3262,IF($C$10=2016,profiles!K3262)))))","v":62.304000000000002},{"$f":"IF($C$10=2012,profiles!D3262,IF($C$10=2013,profiles!F3262,IF($C$10=2014,profiles!H3262,IF($C$10=2015,profiles!J3262,IF($C$10=2016,profiles!L3262)))))","v":0.15361311720196988},30.722623440393974,0,30.722623440393974,31.581376559606028,0,0,0,0,31.581376559606028,31.581376559606028]
["h3261",{"$f":"IF($C$10=2012,profiles!C3265,IF($C$10=2013,profiles!E3265,IF($C$10=2014,profiles!G3265,IF($C$10=2015,profiles!I3265,IF($C$10=2016,profiles!K3265)))))","v":58.444000000000003},{"$f":"IF($C$10=2012,profiles!D3265,IF($C$10=2013,profiles!F3265,IF($C$10=2014,profiles!H3265,IF($C$10=2015,profiles!J3265,IF($C$10=2016,profiles!L3265)))))","v":5.389883558988643E-2},10.779767117977286,0,10.779767117977286,47.664232882022716,0,0,0,0,47.664232882022716,47.664232882022716]
["h3264",{"$f":"IF($C$10=2012,profiles!C3268,IF($C$10=2013,profiles!E3268,IF($C$10=2014,profiles!G3268,IF($C$10=2015,profiles!I3268,IF($C$10=2016,profiles!K3268)))))","v":47.552999999999997},{"$f":"IF($C$10=2012,profiles!D3268,IF($C$10=2013,profiles!F3268,IF($C$10=2014,profiles!H3268,IF($C$10=2015,profiles!J3268,IF($C$10=2016,profiles!L3268)))))","v":5.0969131371141424E-2},10.193826274228284,0,10.193826274228284,37.359173725771711,0,0,0,0,37.359173725771711,37.359173725771711]
["h3268",{"$f":"IF($C$10=2012,profiles!C3272,IF($C$10=2013,profiles!E3272,IF($C$10=2014,profiles!G3272,IF($C$10=2015,profiles!I3272,IF($C$10=2016,profiles!K3272)))))","v":44.142000000000003},{"$f":"IF($C$10=2012,profiles!D3272,IF($C$10=2013,profiles!F3272,IF($C$10=2014,profiles!H3272,IF($C$10=2015,profiles!J3272,IF($C$10=2016,profiles!L3272)))))","v":2.8169418521177315E-2},5.6338837042354628,0,5.6338837042354628,38.508116295764538,0,0,0,0,38.508116295764538,38.508116295764538]
["h3271",{"$f":"IF($C$10=2012,profiles!C3275,IF($C$10=2013,profiles!E3275,IF($C$10=2014,profiles!G3275,IF($C$10=2015,profiles!I3275,IF($C$10=2016,profiles!K3275)))))","v":49.558},{"$f":"IF($C$10=2012,profiles!D3275,IF($C$10=2013,profiles!F3275,IF($C$10=2014,profiles!H3275,IF($C$10=2015,profiles!J3275,IF($C$10=2016,profiles!L3275)))))","v":4.9892318736539841E-2},9.978463747307968,0,9.978463747307968,39.57953625269203,0,0,0,0,39.57953625269203,39.57953625269203]
["h3273",{"$f":"IF($C$10=2012,profiles!C3277,IF($C$10=2013,profiles!E3277,IF($C$10=2014,profiles!G3277,IF($C$10=2015,profiles!I3277,IF($C$10=2016,profiles!K3277)))))","v":57.097999999999999},{"$f":"IF($C$10=2012,profiles!D3277,IF($C$10=2013,profiles!F3277,IF($C$10=2014,profiles!H3277,IF($C$10=2015,profiles!J3277,IF($C$10=2016,profiles!L3277)))))","v":0.13865039483129935},27.730078966259867,0,27.730078966259867,29.367921033740132,0,0,0,0,29.367921033740132,29.367921033740132]
["h3279",{"$f":"IF($C$10=2012,profiles!C3283,IF($C$10=2013,profiles!E3283,IF($C$10=2014,profiles!G3283,IF($C$10=2015,profiles!I3283,IF($C$10=2016,profiles!K3283)))))","v":52.548999999999999},{"$f":"IF($C$10=2012,profiles!D3283,IF($C$10=2013,profiles!F3283,IF($C$10=2014,profiles!H3283,IF($C$10=2015,profiles!J3283,IF($C$10=2016,profiles!L3283)))))","v":0.26934673366834172},53.869346733668344,1.3203467336683445,52.548999999999999,0,0,1.3203467336683445,0,4.1304685283560678,0,-1.3203467336683445]
["h3282",{"$f":"IF($C$10=2012,profiles!C3286,IF($C$10=2013,profiles!E3286,IF($C$10=2014,profiles!G3286,IF($C$10=2015,profiles!I3286,IF($C$10=2016,profiles!K3286)))))","v":52.954000000000001},{"$f":"IF($C$10=2012,profiles!D3286,IF($C$10=2013,profiles!F3286,IF($C$10=2014,profiles!H3286,IF($C$10=2015,profiles!J3286,IF($C$10=2016,profiles!L3286)))))","v":0.15208901651112705},30.417803302225408,0,30.417803302225408,22.536196697774592,0,0,0,0,22.536196697774592,22.536196697774592]
["h3283",{"$f":"IF($C$10=2012,profiles!C3287,IF($C$10=2013,profiles!E3287,IF($C$10=2014,profiles!G3287,IF($C$10=2015,profiles!I3287,IF($C$10=2016,profiles!K3287)))))","v":52.375999999999998},{"$f":"IF($C$10=2012,profiles!D3287,IF($C$10=2013,profiles!F3287,IF($C$10=2014,profiles!H3287,IF($C$10=2015,profiles!J3287,IF($C$10=2016,profiles!L3287)))))","v":0.10516870064608758},21.033740129217517,0,21.033740129217517,31.342259870782481,0,0,0,0,31.342259870782481,31.342259870782481]
["h3286",{"$f":"IF($C$10=2012,profiles!C3290,IF($C$10=2013,profiles!E3290,IF($C$10=2014,profiles!G3290,IF($C$10=2015,profiles!I3290,IF($C$10=2016,profiles!K3290)))))","v":49.11},{"$f":"IF($C$10=2012,profiles!D3290,IF($C$10=2013,profiles!F3290,IF($C$10=2014,profiles!H3290,IF($C$10=2015,profiles!J3290,IF($C$10=2016,profiles!L3290)))))","v":5.2404881550610197E-2},10.48097631012204,0,10.48097631012204,38.629023689877961,0,0,0,0,38.629023689877961,38.629023689877961]
["h3289",{"$f":"IF($C$10=2012,profiles!C3293,IF($C$10=2013,profiles!E3293,IF($C$10=2014,profiles!G3293,IF($C$10=2015,profiles!I3293,IF($C$10=2016,profiles!K3293)))))","v":39.765999999999998},{"$f":"IF($C$10=2012,profiles!D3293,IF($C$10=2013,profiles!F3293,IF($C$10=2014,profiles!H3293,IF($C$10=2015,profiles!J3293,IF($C$10=2016,profiles!L3293)))))","v":3.7229002153625269E-2},7.445800430725054,0,7.445800430725054,32.320199569274948,0,0,0,0,32.320199569274948,32.320199569274948]
["h3293",{"$f":"IF($C$10=2012,profiles!C3297,IF($C$10=2013,profiles!E3297,IF($C$10=2014,profiles!G3297,IF($C$10=2015,profiles!I3297,IF($C$10=2016,profiles!K3297)))))","v":38.234999999999999},{"$f":"IF($C$10=2012,profiles!D3297,IF($C$10=2013,profiles!F3297,IF($C$10=2014,profiles!H3297,IF($C$10=2015,profiles!J3297,IF($C$10=2016,profiles!L3297)))))","v":3.903804737975592E-2},7.8076094759511845,0,7.8076094759511845,30.427390524048814,0,0,0,0,30.427390524048814,30.427390524048814]
["h3298",{"$f":"IF($C$10=2012,profiles!C3302,IF($C$10=2013,profiles!E3302,IF($C$10=2014,profiles!G3302,IF($C$10=2015,profiles!I3302,IF($C$10=2016,profiles!K3302)))))","v":50.87},{"$f":"IF($C$10=2012,profiles!D3302,IF($C$10=2013,profiles!F3302,IF($C$10=2014,profiles!H3302,IF($C$10=2015,profiles!J3302,IF($C$10=2016,profiles!L3302)))))","v":0.20353194544149317},40.706389088298636,0,40.706389088298636,10.163610911701362,0,0,0,0,10.163610911701362,10.163610911701362]
["h3301",{"$f":"IF($C$10=2012,profiles!C3305,IF($C$10=2013,profiles!E3305,IF($C$10=2014,profiles!G3305,IF($C$10=2015,profiles!I3305,IF($C$10=2016,profiles!K3305)))))","v":50.122999999999998},{"$f":"IF($C$10=2012,profiles!D3305,IF($C$10=2013,profiles!F3305,IF($C$10=2014,profiles!H3305,IF($C$10=2015,profiles!J3305,IF($C$10=2016,profiles!L3305)))))","v":0.21699928212491026},43.399856424982055,0,43.399856424982055,6.7231435750179429,0,0,0,0,6.7231435750179429,6.7231435750179429]
["h3304",{"$f":"IF($C$10=2012,profiles!C3308,IF($C$10=2013,profiles!E3308,IF($C$10=2014,profiles!G3308,IF($C$10=2015,profiles!I3308,IF($C$10=2016,profiles!K3308)))))","v":47.469000000000001},{"$f":"IF($C$10=2012,profiles!D3308,IF($C$10=2013,profiles!F3308,IF($C$10=2014,profiles!H3308,IF($C$10=2015,profiles!J3308,IF($C$10=2016,profiles!L3308)))))","v":0.16488155061019383},32.976310122038768,0,32.976310122038768,14.492689877961233,0,0,0,0,14.492689877961233,14.492689877961233]
["h3307",{"$f":"IF($C$10=2012,profiles!C3311,IF($C$10=2013,profiles!E3311,IF($C$10=2014,profiles!G3311,IF($C$10=2015,profiles!I3311,IF($C$10=2016,profiles!K3311)))))","v":50.35},{"$f":"IF($C$10=2012,profiles!D3311,IF($C$10=2013,profiles!F3311,IF($C$10=2014,profiles!H3311,IF($C$10=2015,profiles!J3311,IF($C$10=2016,profiles!L3311)))))","v":4.6690595836324476E-2},9.338119167264896,0,9.338119167264896,41.011880832735102,0,0,0,0,41.011880832735102,41.011880832735102]
["h3308",{"$f":"IF($C$10=2012,profiles!C3312,IF($C$10=2013,profiles!E3312,IF($C$10=2014,profiles!G3312,IF($C$10=2015,profiles!I3312,IF($C$10=2016,profiles!K3312)))))","v":49.688000000000002},{"$f":"IF($C$10=2012,profiles!D3312,IF($C$10=2013,profiles!F3312,IF($C$10=2014,profiles!H3312,IF($C$10=2015,profiles!J3312,IF($C$10=2016,profiles!L3312)))))","v":2.2699210337401292E-2},4.539842067480258,0,4.539842067480258,45.148157932519744,0,0,0,0,45.148157932519744,45.148157932519744]
["h3311",{"$f":"IF($C$10=2012,profiles!C3315,IF($C$10=2013,profiles!E3315,IF($C$10=2014,profiles!G3315,IF($C$10=2015,profiles!I3315,IF($C$10=2016,profiles!K3315)))))","v":46.396000000000001},{"$f":"IF($C$10=2012,profiles!D3315,IF($C$10=2013,profiles!F3315,IF($C$10=2014,profiles!H3315,IF($C$10=2015,profiles!J3315,IF($C$10=2016,profiles!L3315)))))","v":1.7142857142857144E-2},3.4285714285714288,0,3.4285714285714288,42.96742857142857,0,0,0,0,42.96742857142857,42.96742857142857]
["h3314",{"$f":"IF($C$10=2012,profiles!C3318,IF($C$10=2013,profiles!E3318,IF($C$10=2014,profiles!G3318,IF($C$10=2015,profiles!I3318,IF($C$10=2016,profiles!K3318)))))","v":41.112000000000002},{"$f":"IF($C$10=2012,profiles!D3318,IF($C$10=2013,profiles!F3318,IF($C$10=2014,profiles!H3318,IF($C$10=2015,profiles!J3318,IF($C$10=2016,profiles!L3318)))))","v":1.3839836908145978E-2},2.7679673816291954,0,2.7679673816291954,38.344032618370804,0,0,0,0,38.344032618370804,38.344032618370804]
["h3319",{"$f":"IF($C$10=2012,profiles!C3323,IF($C$10=2013,profiles!E3323,IF($C$10=2014,profiles!G3323,IF($C$10=2015,profiles!I3323,IF($C$10=2016,profiles!K3323)))))","v":63.070999999999998},{"$f":"IF($C$10=2012,profiles!D3323,IF($C$10=2013,profiles!F3323,IF($C$10=2014,profiles!H3323,IF($C$10=2015,profiles!J3323,IF($C$10=2016,profiles!L3323)))))","v":5.863267005484251E-2},11.726534010968502,0,11.726534010968502,51.344465989031498,0,0,0,0,51.344465989031498,51.344465989031498]
["h3322",{"$f":"IF($C$10=2012,profiles!C3326,IF($C$10=2013,profiles!E3326,IF($C$10=2014,profiles!G3326,IF($C$10=2015,profiles!I3326,IF($C$10=2016,profiles!K3326)))))","v":69.275999999999996},{"$f":"IF($C$10=2012,profiles!D3326,IF($C$10=2013,profiles!F3326,IF($C$10=2014,profiles!H3326,IF($C$10=2015,profiles!J3326,IF($C$10=2016,profiles!L3326)))))","v":0.23837826973325293},47.675653946650584,0,47.675653946650584,21.600346053349412,0,0,0,0,21.600346053349412,21.600346053349412]
["h3326",{"$f":"IF($C$10=2012,profiles!C3330,IF($C$10=2013,profiles!E3330,IF($C$10=2014,profiles!G3330,IF($C$10=2015,profiles!I3330,IF($C$10=2016,profiles!K3330)))))","v":68.147999999999996},{"$f":"IF($C$10=2012,profiles!D3330,IF($C$10=2013,profiles!F3330,IF($C$10=2014,profiles!H3330,IF($C$10=2015,profiles!J3330,IF($C$10=2016,profiles!L3330)))))","v":0.28373101329428319},56.746202658856639,0,56.746202658856639,11.401797341143357,0,0,0,0,11.401797341143357,11.401797341143357]
["h3329",{"$f":"IF($C$10=2012,profiles!C3333,IF($C$10=2013,profiles!E3333,IF($C$10=2014,profiles!G3333,IF($C$10=2015,profiles!I3333,IF($C$10=2016,profiles!K3333)))))","v":64.326999999999998},{"$f":"IF($C$10=2012,profiles!D3333,IF($C$10=2013,profiles!F3333,IF($C$10=2014,profiles!H3333,IF($C$10=2015,profiles!J3333,IF($C$10=2016,profiles!L3333)))))","v":0.15842593390185775},31.685186780371549,{"$f":"D3346-F3346","v":0},{"$f":"MIN(D3346,B3346)","v":31.685186780371549},{"$f":"B3346-F3346","v":32.641813219628446},{"$f":"-MIN(-E3346+$C$3,0)","v":0},{"$f":"E3346-H3346","v":0},0,0,32.641813219628446,32.641813219628446]
["h3332",{"$f":"IF($C$10=2012,profiles!C3336,IF($C$10=2013,profiles!E3336,IF($C$10=2014,profiles!G3336,IF($C$10=2015,profiles!I3336,IF($C$10=2016,profiles!K3336)))))","v":60.774999999999999},{"$f":"IF($C$10=2012,profiles!D3336,IF($C$10=2013,profiles!F3336,IF($C$10=2014,profiles!H3336,IF($C$10=2015,profiles!J3336,IF($C$10=2016,profiles!L3336)))))","v":2.6143509346196917E-2},5.2287018692393836,0,5.2287018692393836,55.546298130760619,0,0,0,0,55.546298130760619,55.546298130760619]
["h3333",{"$f":"IF($C$10=2012,profiles!C3337,IF($C$10=2013,profiles!E3337,IF($C$10=2014,profiles!G3337,IF($C$10=2015,profiles!I3337,IF($C$10=2016,profiles!K3337)))))","v":59.834000000000003},{"$f":"IF($C$10=2012,profiles!D3337,IF($C$10=2013,profiles!F3337,IF($C$10=2014,profiles!H3337,IF($C$10=2015,profiles!J3337,IF($C$10=2016,profiles!L3337)))))","v":2.8971774772446664E-2},5.7943549544893331,0,5.7943549544893331,54.039645045510667,0,0,0,0,54.039645045510667,54.039645045510667]
["h3336",{"$f":"IF($C$10=2012,profiles!C3340,IF($C$10=2013,profiles!E3340,IF($C$10=2014,profiles!G3340,IF($C$10=2015,profiles!I3340,IF($C$10=2016,profiles!K3340)))))","v":48.167999999999999},{"$f":"IF($C$10=2012,profiles!D3340,IF($C$10=2013,profiles!F3340,IF($C$10=2014,profiles!H3340,IF($C$10=2015,profiles!J3340,IF($C$10=2016,profiles!L3340)))))","v":5.2338434153483965E-2},10.467686830696794,0,10.467686830696794,37.700313169303207,0,0,{"$f":"MIN(MAX(0,G3353),K3352*$F$3)","v":0},0,37.700313169303207,37.700313169303207]
["h3340",{"$f":"IF($C$10=2012,profiles!C3344,IF($C$10=2013,profiles!E3344,IF($C$10=2014,profiles!G3344,IF($C$10=2015,profiles!I3344,IF($C$10=2016,profiles!K3344)))))","v":46.706000000000003},{"$f":"IF($C$10=2012,profiles!D3344,IF($C$10=2013,profiles!F3344,IF($C$10=2014,profiles!H3344,IF($C$10=2015,profiles!J3344,IF($C$10=2016,profiles!L3344)))))","v":3.2858660388734175E-2},6.5717320777468347,0,6.5717320777468347,40.134267922253166,0,0,0,0,40.134267922253166,40.134267922253166]
["h3344",{"$f":"IF($C$10=2012,profiles!C3348,IF($C$10=2013,profiles!E3348,IF($C$10=2014,profiles!G3348,IF($C$10=2015,profiles!I3348,IF($C$10=2016,profiles!K3348)))))","v":67.966999999999999},{"$f":"IF($C$10=2012,profiles!D3348,IF($C$10=2013,profiles!F3348,IF($C$10=2014,profiles!H3348,IF($C$10=2015,profiles!J3348,IF($C$10=2016,profiles!L3348)))))","v":0.14939278229163677},29.878556458327353,0,29.878556458327353,38.088443541672646,0,0,0,0,38.088443541672646,38.088443541672646]
["h3347",{"$f":"IF($C$10=2012,profiles!C3351,IF($C$10=2013,profiles!E3351,IF($C$10=2014,profiles!G3351,IF($C$10=2015,profiles!I3351,IF($C$10=2016,profiles!K3351)))))","v":71.5},{"$f":"IF($C$10=2012,profiles!D3351,IF($C$10=2013,profiles!F3351,IF($C$10=2014,profiles!H3351,IF($C$10=2015,profiles!J3351,IF($C$10=2016,profiles!L3351)))))","v":0.32361976400333037},64.723952800666069,0,64.723952800666069,6.7760471993339308,0,0,0,0,6.7760471993339308,6.7760471993339308]
["h3351",{"$f":"IF($C$10=2012,profiles!C3355,IF($C$10=2013,profiles!E3355,IF($C$10=2014,profiles!G3355,IF($C$10=2015,profiles!I3355,IF($C$10=2016,profiles!K3355)))))","v":67.653999999999996},{"$f":"IF($C$10=2012,profiles!D3355,IF($C$10=2013,profiles!F3355,IF($C$10=2014,profiles!H3355,IF($C$10=2015,profiles!J3355,IF($C$10=2016,profiles!L3355)))))","v":0.29066061841463064},58.132123682926128,0,58.132123682926128,9.5218763170738683,0,0,0,0,9.5218763170738683,9.5218763170738683]
["h3354",{"$f":"IF($C$10=2012,profiles!C3358,IF($C$10=2013,profiles!E3358,IF($C$10=2014,profiles!G3358,IF($C$10=2015,profiles!I3358,IF($C$10=2016,profiles!K3358)))))","v":64.338999999999999},{"$f":"IF($C$10=2012,profiles!D3358,IF($C$10=2013,profiles!F3358,IF($C$10=2014,profiles!H3358,IF($C$10=2015,profiles!J3358,IF($C$10=2016,profiles!L3358)))))","v":0.10908386207688553},21.816772415377105,0,21.816772415377105,42.522227584622897,0,0,0,0,42.522227584622897,42.522227584622897]
["h3357",{"$f":"IF($C$10=2012,profiles!C3361,IF($C$10=2013,profiles!E3361,IF($C$10=2014,profiles!G3361,IF($C$10=2015,profiles!I3361,IF($C$10=2016,profiles!K3361)))))","v":60.283999999999999},{"$f":"IF($C$10=2012,profiles!D3361,IF($C$10=2013,profiles!F3361,IF($C$10=2014,profiles!H3361,IF($C$10=2015,profiles!J3361,IF($C$10=2016,profiles!L3361)))))","v":3.4796589245212596E-2},6.9593178490425194,0,6.9593178490425194,53.324682150957479,0,0,0,0,53.324682150957479,53.324682150957479]
["h3358",{"$f":"IF($C$10=2012,profiles!C3362,IF($C$10=2013,profiles!E3362,IF($C$10=2014,profiles!G3362,IF($C$10=2015,profiles!I3362,IF($C$10=2016,profiles!K3362)))))","v":57.125999999999998},{"$f":"IF($C$10=2012,profiles!D3362,IF($C$10=2013,profiles!F3362,IF($C$10=2014,profiles!H3362,IF($C$10=2015,profiles!J3362,IF($C$10=2016,profiles!L3362)))))","v":4.2462174499727251E-2},8.4924348999454509,0,8.4924348999454509,48.633565100054547,0,0,0,0,48.633565100054547,48.633565100054547]
["h3361",{"$f":"IF($C$10=2012,profiles!C3365,IF($C$10=2013,profiles!E3365,IF($C$10=2014,profiles!G3365,IF($C$10=2015,profiles!I3365,IF($C$10=2016,profiles!K3365)))))","v":46.301000000000002},{"$f":"IF($C$10=2012,profiles!D3365,IF($C$10=2013,profiles!F3365,IF($C$10=2014,profiles!H3365,IF($C$10=2015,profiles!J3365,IF($C$10=2016,profiles!L3365)))))","v":5.2086173984183255E-2},10.417234796836651,0,10.417234796836651,35.88376520316335,0,0,0,0,35.88376520316335,35.88376520316335]
["h3365",{"$f":"IF($C$10=2012,profiles!C3369,IF($C$10=2013,profiles!E3369,IF($C$10=2014,profiles!G3369,IF($C$10=2015,profiles!I3369,IF($C$10=2016,profiles!K3369)))))","v":49.706000000000003},{"$f":"IF($C$10=2012,profiles!D3369,IF($C$10=2013,profiles!F3369,IF($C$10=2014,profiles!H3369,IF($C$10=2015,profiles!J3369,IF($C$10=2016,profiles!L3369)))))","v":4.0991488812021873E-2},8.1982977624043745,0,8.1982977624043745,41.50770223759563,0,0,0,0,41.50770223759563,41.50770223759563]
["h3369",{"$f":"IF($C$10=2012,profiles!C3373,IF($C$10=2013,profiles!E3373,IF($C$10=2014,profiles!G3373,IF($C$10=2015,profiles!I3373,IF($C$10=2016,profiles!K3373)))))","v":68.945999999999998},{"$f":"IF($C$10=2012,profiles!D3373,IF($C$10=2013,profiles!F3373,IF($C$10=2014,profiles!H3373,IF($C$10=2015,profiles!J3373,IF($C$10=2016,profiles!L3373)))))","v":0.21234911658748726},42.46982331749745,0,42.46982331749745,26.476176682502548,0,0,0,0,26.476176682502548,26.476176682502548]
["h3372",{"$f":"IF($C$10=2012,profiles!C3376,IF($C$10=2013,profiles!E3376,IF($C$10=2014,profiles!G3376,IF($C$10=2015,profiles!I3376,IF($C$10=2016,profiles!K3376)))))","v":71.287999999999997},{"$f":"IF($C$10=2012,profiles!D3376,IF($C$10=2013,profiles!F3376,IF($C$10=2014,profiles!H3376,IF($C$10=2015,profiles!J3376,IF($C$10=2016,profiles!L3376)))))","v":0.33840942689420578},67.681885378841159,0,67.681885378841159,3.606114621158838,0,0,0,0,3.606114621158838,3.606114621158838]
["h3376",{"$f":"IF($C$10=2012,profiles!C3380,IF($C$10=2013,profiles!E3380,IF($C$10=2014,profiles!G3380,IF($C$10=2015,profiles!I3380,IF($C$10=2016,profiles!K3380)))))","v":66.025999999999996},{"$f":"IF($C$10=2012,profiles!D3380,IF($C$10=2013,profiles!F3380,IF($C$10=2014,profiles!H3380,IF($C$10=2015,profiles!J3380,IF($C$10=2016,profiles!L3380)))))","v":0.24178663183729709},48.357326367459422,0,48.357326367459422,17.668673632540575,0,0,0,0,17.668673632540575,17.668673632540575]
["h3379",{"$f":"IF($C$10=2012,profiles!C3383,IF($C$10=2013,profiles!E3383,IF($C$10=2014,profiles!G3383,IF($C$10=2015,profiles!I3383,IF($C$10=2016,profiles!K3383)))))","v":63.896000000000001},{"$f":"IF($C$10=2012,profiles!D3383,IF($C$10=2013,profiles!F3383,IF($C$10=2014,profiles!H3383,IF($C$10=2015,profiles!J3383,IF($C$10=2016,profiles!L3383)))))","v":8.5212349116587482E-2},17.042469823317496,0,17.042469823317496,46.853530176682504,0,0,0,0,46.853530176682504,46.853530176682504]
["h3382",{"$f":"IF($C$10=2012,profiles!C3386,IF($C$10=2013,profiles!E3386,IF($C$10=2014,profiles!G3386,IF($C$10=2015,profiles!I3386,IF($C$10=2016,profiles!K3386)))))","v":57.703000000000003},{"$f":"IF($C$10=2012,profiles!D3386,IF($C$10=2013,profiles!F3386,IF($C$10=2014,profiles!H3386,IF($C$10=2015,profiles!J3386,IF($C$10=2016,profiles!L3386)))))","v":0.13032308067687626},26.064616135375253,0,26.064616135375253,31.63838386462475,0,0,0,0,31.63838386462475,31.63838386462475]
["h3383",{"$f":"IF($C$10=2012,profiles!C3387,IF($C$10=2013,profiles!E3387,IF($C$10=2014,profiles!G3387,IF($C$10=2015,profiles!I3387,IF($C$10=2016,profiles!K3387)))))","v":52.722999999999999},{"$f":"IF($C$10=2012,profiles!D3387,IF($C$10=2013,profiles!F3387,IF($C$10=2014,profiles!H3387,IF($C$10=2015,profiles!J3387,IF($C$10=2016,profiles!L3387)))))","v":0.14984283725402953},29.968567450805907,0,29.968567450805907,22.754432549194092,0,0,0,0,22.754432549194092,22.754432549194092]
["h3386",{"$f":"IF($C$10=2012,profiles!C3390,IF($C$10=2013,profiles!E3390,IF($C$10=2014,profiles!G3390,IF($C$10=2015,profiles!I3390,IF($C$10=2016,profiles!K3390)))))","v":46.091000000000001},{"$f":"IF($C$10=2012,profiles!D3390,IF($C$10=2013,profiles!F3390,IF($C$10=2014,profiles!H3390,IF($C$10=2015,profiles!J3390,IF($C$10=2016,profiles!L3390)))))","v":0.15632084947625197},31.264169895250394,0,31.264169895250394,14.826830104749607,0,0,0,0,14.826830104749607,14.826830104749607]
["h3391",{"$f":"IF($C$10=2012,profiles!C3395,IF($C$10=2013,profiles!E3395,IF($C$10=2014,profiles!G3395,IF($C$10=2015,profiles!I3395,IF($C$10=2016,profiles!K3395)))))","v":64.465999999999994},{"$f":"IF($C$10=2012,profiles!D3395,IF($C$10=2013,profiles!F3395,IF($C$10=2014,profiles!H3395,IF($C$10=2015,profiles!J3395,IF($C$10=2016,profiles!L3395)))))","v":0.14233031998852058},28.466063997704115,0,28.466063997704115,35.999936002295883,0,0,0,0,35.999936002295883,35.999936002295883]
["h3394",{"$f":"IF($C$10=2012,profiles!C3398,IF($C$10=2013,profiles!E3398,IF($C$10=2014,profiles!G3398,IF($C$10=2015,profiles!I3398,IF($C$10=2016,profiles!K3398)))))","v":70.287999999999997},{"$f":"IF($C$10=2012,profiles!D3398,IF($C$10=2013,profiles!F3398,IF($C$10=2014,profiles!H3398,IF($C$10=2015,profiles!J3398,IF($C$10=2016,profiles!L3398)))))","v":0.31182379107475966},{"$f":"C3411*$C$2","v":62.364758214951934},0,62.364758214951934,7.923241785048063,0,0,0,0,{"$f":"MAX(G3411-J3411,0)","v":7.923241785048063},{"$f":"B3411-D3411","v":7.923241785048063}]
["h3397",{"$f":"IF($C$10=2012,profiles!C3401,IF($C$10=2013,profiles!E3401,IF($C$10=2014,profiles!G3401,IF($C$10=2015,profiles!I3401,IF($C$10=2016,profiles!K3401)))))","v":70.031999999999996},{"$f":"IF($C$10=2012,profiles!D3401,IF($C$10=2013,profiles!F3401,IF($C$10=2014,profiles!H3401,IF($C$10=2015,profiles!J3401,IF($C$10=2016,profiles!L3401)))))","v":0.35604821351700389},71.209642703400775,1.1776427034007781,70.031999999999996,0,0,1.1776427034007781,0,1.9500600645716786,0,-1.1776427034007781]
["h3401",{"$f":"IF($C$10=2012,profiles!C3405,IF($C$10=2013,profiles!E3405,IF($C$10=2014,profiles!G3405,IF($C$10=2015,profiles!I3405,IF($C$10=2016,profiles!K3405)))))","v":66.337999999999994},{"$f":"IF($C$10=2012,profiles!D3405,IF($C$10=2013,profiles!F3405,IF($C$10=2014,profiles!H3405,IF($C$10=2015,profiles!J3405,IF($C$10=2016,profiles!L3405)))))","v":0.16780025828669823},33.560051657339649,0,33.560051657339649,32.777948342660345,0,0,0,0,32.777948342660345,32.777948342660345]
["h3404",{"$f":"IF($C$10=2012,profiles!C3408,IF($C$10=2013,profiles!E3408,IF($C$10=2014,profiles!G3408,IF($C$10=2015,profiles!I3408,IF($C$10=2016,profiles!K3408)))))","v":62.197000000000003},{"$f":"IF($C$10=2012,profiles!D3408,IF($C$10=2013,profiles!F3408,IF($C$10=2014,profiles!H3408,IF($C$10=2015,profiles!J3408,IF($C$10=2016,profiles!L3408)))))","v":6.190271201033147E-2},12.380542402066293,0,12.380542402066293,49.816457597933706,0,0,0,0,49.816457597933706,49.816457597933706]
["h3405",{"$f":"IF($C$10=2012,profiles!C3409,IF($C$10=2013,profiles!E3409,IF($C$10=2014,profiles!G3409,IF($C$10=2015,profiles!I3409,IF($C$10=2016,profiles!K3409)))))","v":60.756999999999998},{"$f":"IF($C$10=2012,profiles!D3409,IF($C$10=2013,profiles!F3409,IF($C$10=2014,profiles!H3409,IF($C$10=2015,profiles!J3409,IF($C$10=2016,profiles!L3409)))))","v":6.8560769120390302E-2},13.71215382407806,0,13.71215382407806,47.04484617592194,0,0,0,0,47.04484617592194,47.04484617592194]
["h3411",{"$f":"IF($C$10=2012,profiles!C3415,IF($C$10=2013,profiles!E3415,IF($C$10=2014,profiles!G3415,IF($C$10=2015,profiles!I3415,IF($C$10=2016,profiles!K3415)))))","v":45.917000000000002},{"$f":"IF($C$10=2012,profiles!D3415,IF($C$10=2013,profiles!F3415,IF($C$10=2014,profiles!H3415,IF($C$10=2015,profiles!J3415,IF($C$10=2016,profiles!L3415)))))","v":7.8797876918663037E-2},15.759575383732608,0,15.759575383732608,30.157424616267392,0,0,0,0,30.157424616267392,30.157424616267392]
["h3412",{"$f":"IF($C$10=2012,profiles!C3416,IF($C$10=2013,profiles!E3416,IF($C$10=2014,profiles!G3416,IF($C$10=2015,profiles!I3416,IF($C$10=2016,profiles!K3416)))))","v":46.905999999999999},{"$f":"IF($C$10=2012,profiles!D3416,IF($C$10=2013,profiles!F3416,IF($C$10=2014,profiles!H3416,IF($C$10=2015,profiles!J3416,IF($C$10=2016,profiles!L3416)))))","v":6.3706785253191789E-2},12.741357050638358,0,12.741357050638358,34.164642949361642,0,0,0,0,34.164642949361642,34.164642949361642]
["h3416",{"$f":"IF($C$10=2012,profiles!C3420,IF($C$10=2013,profiles!E3420,IF($C$10=2014,profiles!G3420,IF($C$10=2015,profiles!I3420,IF($C$10=2016,profiles!K3420)))))","v":68.209000000000003},{"$f":"IF($C$10=2012,profiles!D3420,IF($C$10=2013,profiles!F3420,IF($C$10=2014,profiles!H3420,IF($C$10=2015,profiles!J3420,IF($C$10=2016,profiles!L3420)))))","v":9.486443838760579E-2},18.972887677521157,0,18.972887677521157,49.236112322478846,0,0,0,0,49.236112322478846,49.236112322478846]
["h3419",{"$f":"IF($C$10=2012,profiles!C3423,IF($C$10=2013,profiles!E3423,IF($C$10=2014,profiles!G3423,IF($C$10=2015,profiles!I3423,IF($C$10=2016,profiles!K3423)))))","v":71.587000000000003},{"$f":"IF($C$10=2012,profiles!D3423,IF($C$10=2013,profiles!F3423,IF($C$10=2014,profiles!H3423,IF($C$10=2015,profiles!J3423,IF($C$10=2016,profiles!L3423)))))","v":0.17578539664323625},35.157079328647249,0,35.157079328647249,36.429920671352754,0,0,0,0,36.429920671352754,36.429920671352754]
["h3422",{"$f":"IF($C$10=2012,profiles!C3426,IF($C$10=2013,profiles!E3426,IF($C$10=2014,profiles!G3426,IF($C$10=2015,profiles!I3426,IF($C$10=2016,profiles!K3426)))))","v":67.311999999999998},{"$f":"IF($C$10=2012,profiles!D3426,IF($C$10=2013,profiles!F3426,IF($C$10=2014,profiles!H3426,IF($C$10=2015,profiles!J3426,IF($C$10=2016,profiles!L3426)))))","v":0.22758571223640797},45.517142447281593,0,45.517142447281593,21.794857552718405,0,0,0,0,21.794857552718405,21.794857552718405]
["h3426",{"$f":"IF($C$10=2012,profiles!C3430,IF($C$10=2013,profiles!E3430,IF($C$10=2014,profiles!G3430,IF($C$10=2015,profiles!I3430,IF($C$10=2016,profiles!K3430)))))","v":62.795000000000002},{"$f":"IF($C$10=2012,profiles!D3430,IF($C$10=2013,profiles!F3430,IF($C$10=2014,profiles!H3430,IF($C$10=2015,profiles!J3430,IF($C$10=2016,profiles!L3430)))))","v":0.11318318749103429},22.636637498206859,0,22.636637498206859,40.158362501793142,0,0,0,0,40.158362501793142,40.158362501793142]
["h3429",{"$f":"IF($C$10=2012,profiles!C3433,IF($C$10=2013,profiles!E3433,IF($C$10=2014,profiles!G3433,IF($C$10=2015,profiles!I3433,IF($C$10=2016,profiles!K3433)))))","v":57.360999999999997},{"$f":"IF($C$10=2012,profiles!D3433,IF($C$10=2013,profiles!F3433,IF($C$10=2014,profiles!H3433,IF($C$10=2015,profiles!J3433,IF($C$10=2016,profiles!L3433)))))","v":1.7845359345861424E-2},3.5690718691722849,0,3.5690718691722849,53.791928130827714,0,0,0,0,53.791928130827714,53.791928130827714]
["h3430",{"$f":"IF($C$10=2012,profiles!C3434,IF($C$10=2013,profiles!E3434,IF($C$10=2014,profiles!G3434,IF($C$10=2015,profiles!I3434,IF($C$10=2016,profiles!K3434)))))","v":55.186},{"$f":"IF($C$10=2012,profiles!D3434,IF($C$10=2013,profiles!F3434,IF($C$10=2014,profiles!H3434,IF($C$10=2015,profiles!J3434,IF($C$10=2016,profiles!L3434)))))","v":2.0312724142877638E-2},4.0625448285755272,0,4.0625448285755272,51.123455171424474,0,0,0,0,51.123455171424474,51.123455171424474]
["h3436",{"$f":"IF($C$10=2012,profiles!C3440,IF($C$10=2013,profiles!E3440,IF($C$10=2014,profiles!G3440,IF($C$10=2015,profiles!I3440,IF($C$10=2016,profiles!K3440)))))","v":43.067},{"$f":"IF($C$10=2012,profiles!D3440,IF($C$10=2013,profiles!F3440,IF($C$10=2014,profiles!H3440,IF($C$10=2015,profiles!J3440,IF($C$10=2016,profiles!L3440)))))","v":1.7743925180021231E-2},3.5487850360042463,0,3.5487850360042463,39.518214963995753,0,0,0,0,39.518214963995753,39.518214963995753]
["h3437",{"$f":"IF($C$10=2012,profiles!C3441,IF($C$10=2013,profiles!E3441,IF($C$10=2014,profiles!G3441,IF($C$10=2015,profiles!I3441,IF($C$10=2016,profiles!K3441)))))","v":42.957000000000001},{"$f":"IF($C$10=2012,profiles!D3441,IF($C$10=2013,profiles!F3441,IF($C$10=2014,profiles!H3441,IF($C$10=2015,profiles!J3441,IF($C$10=2016,profiles!L3441)))))","v":2.0813609891843818E-2},4.1627219783687632,0,4.1627219783687632,38.794278021631236,0,0,0,0,38.794278021631236,38.794278021631236]
["h3441",{"$f":"IF($C$10=2012,profiles!C3445,IF($C$10=2013,profiles!E3445,IF($C$10=2014,profiles!G3445,IF($C$10=2015,profiles!I3445,IF($C$10=2016,profiles!K3445)))))","v":57.478000000000002},{"$f":"IF($C$10=2012,profiles!D3445,IF($C$10=2013,profiles!F3445,IF($C$10=2014,profiles!H3445,IF($C$10=2015,profiles!J3445,IF($C$10=2016,profiles!L3445)))))","v":0.14424649281349514},28.849298562699026,0,28.849298562699026,28.628701437300975,0,0,0,0,28.628701437300975,28.628701437300975]
["h3444",{"$f":"IF($C$10=2012,profiles!C3448,IF($C$10=2013,profiles!E3448,IF($C$10=2014,profiles!G3448,IF($C$10=2015,profiles!I3448,IF($C$10=2016,profiles!K3448)))))","v":57.707000000000001},{"$f":"IF($C$10=2012,profiles!D3448,IF($C$10=2013,profiles!F3448,IF($C$10=2014,profiles!H3448,IF($C$10=2015,profiles!J3448,IF($C$10=2016,profiles!L3448)))))","v":0.22850503485670023},45.70100697134005,0,45.70100697134005,12.005993028659951,0,0,0,0,12.005993028659951,12.005993028659951]
["h3447",{"$f":"IF($C$10=2012,profiles!C3451,IF($C$10=2013,profiles!E3451,IF($C$10=2014,profiles!G3451,IF($C$10=2015,profiles!I3451,IF($C$10=2016,profiles!K3451)))))","v":53.11},{"$f":"IF($C$10=2012,profiles!D3451,IF($C$10=2013,profiles!F3451,IF($C$10=2014,profiles!H3451,IF($C$10=2015,profiles!J3451,IF($C$10=2016,profiles!L3451)))))","v":0.23899073356858019},47.798146713716037,0,47.798146713716037,5.3118532862839629,0,0,0,0,5.3118532862839629,5.3118532862839629]
["h3451",{"$f":"IF($C$10=2012,profiles!C3455,IF($C$10=2013,profiles!E3455,IF($C$10=2014,profiles!G3455,IF($C$10=2015,profiles!I3455,IF($C$10=2016,profiles!K3455)))))","v":51.673000000000002},{"$f":"IF($C$10=2012,profiles!D3455,IF($C$10=2013,profiles!F3455,IF($C$10=2014,profiles!H3455,IF($C$10=2015,profiles!J3455,IF($C$10=2016,profiles!L3455)))))","v":5.6559658031385372E-2},11.311931606277074,0,11.311931606277074,40.361068393722931,0,0,0,0,40.361068393722931,40.361068393722931]
["h3454",{"$f":"IF($C$10=2012,profiles!C3458,IF($C$10=2013,profiles!E3458,IF($C$10=2014,profiles!G3458,IF($C$10=2015,profiles!I3458,IF($C$10=2016,profiles!K3458)))))","v":47.981999999999999},{"$f":"IF($C$10=2012,profiles!D3458,IF($C$10=2013,profiles!F3458,IF($C$10=2014,profiles!H3458,IF($C$10=2015,profiles!J3458,IF($C$10=2016,profiles!L3458)))))","v":1.9307456178099092E-2},3.8614912356198183,0,3.8614912356198183,44.120508764380183,0,0,0,0,44.120508764380183,44.120508764380183]
["h3457",{"$f":"IF($C$10=2012,profiles!C3461,IF($C$10=2013,profiles!E3461,IF($C$10=2014,profiles!G3461,IF($C$10=2015,profiles!I3461,IF($C$10=2016,profiles!K3461)))))","v":39.329000000000001},{"$f":"IF($C$10=2012,profiles!D3461,IF($C$10=2013,profiles!F3461,IF($C$10=2014,profiles!H3461,IF($C$10=2015,profiles!J3461,IF($C$10=2016,profiles!L3461)))))","v":2.1085547076711227E-2},4.2171094153422457,{"$f":"D3474-F3474","v":0},{"$f":"MIN(D3474,B3474)","v":4.2171094153422457},{"$f":"B3474-F3474","v":35.111890584657758},{"$f":"-MIN(-E3474+$C$3,0)","v":0},{"$f":"E3474-H3474","v":0},0,0,35.111890584657758,35.111890584657758]
["h3459",{"$f":"IF($C$10=2012,profiles!C3463,IF($C$10=2013,profiles!E3463,IF($C$10=2014,profiles!G3463,IF($C$10=2015,profiles!I3463,IF($C$10=2016,profiles!K3463)))))","v":37.554000000000002},{"$f":"IF($C$10=2012,profiles!D3463,IF($C$10=2013,profiles!F3463,IF($C$10=2014,profiles!H3463,IF($C$10=2015,profiles!J3463,IF($C$10=2016,profiles!L3463)))))","v":2.464283665155775E-2},4.9285673303115498,0,4.9285673303115498,32.62543266968845,0,0,0,{"$f":"K3475+I3476*$F$2-J3476/$F$3","v":0},32.62543266968845,32.62543266968845]
["h3462",{"$f":"IF($C$10=2012,profiles!C3466,IF($C$10=2013,profiles!E3466,IF($C$10=2014,profiles!G3466,IF($C$10=2015,profiles!I3466,IF($C$10=2016,profiles!K3466)))))","v":38.161000000000001},{"$f":"IF($C$10=2012,profiles!D3466,IF($C$10=2013,profiles!F3466,IF($C$10=2014,profiles!H3466,IF($C$10=2015,profiles!J3466,IF($C$10=2016,profiles!L3466)))))","v":4.9988524872339207E-2},9.9977049744678421,0,9.9977049744678421,28.163295025532157,0,0,0,0,28.163295025532157,28.163295025532157]
["h3466",{"$f":"IF($C$10=2012,profiles!C3470,IF($C$10=2013,profiles!E3470,IF($C$10=2014,profiles!G3470,IF($C$10=2015,profiles!I3470,IF($C$10=2016,profiles!K3470)))))","v":49.749000000000002},{"$f":"IF($C$10=2012,profiles!D3470,IF($C$10=2013,profiles!F3470,IF($C$10=2014,profiles!H3470,IF($C$10=2015,profiles!J3470,IF($C$10=2016,profiles!L3470)))))","v":0.28214470135980263},56.428940271960528,6.6799402719605254,49.749000000000002,0,0,6.6799402719605254,0,5.4107516202880257,0,-6.6799402719605254]
["h3469",{"$f":"IF($C$10=2012,profiles!C3473,IF($C$10=2013,profiles!E3473,IF($C$10=2014,profiles!G3473,IF($C$10=2015,profiles!I3473,IF($C$10=2016,profiles!K3473)))))","v":49.210999999999999},{"$f":"IF($C$10=2012,profiles!D3473,IF($C$10=2013,profiles!F3473,IF($C$10=2014,profiles!H3473,IF($C$10=2015,profiles!J3473,IF($C$10=2016,profiles!L3473)))))","v":0.32150438923633023},64.300877847266051,15.089877847266052,49.210999999999999,0,5.0898778472660524,10,0,29.710751620288029,0,-15.089877847266052]
["h3473",{"$f":"IF($C$10=2012,profiles!C3477,IF($C$10=2013,profiles!E3477,IF($C$10=2014,profiles!G3477,IF($C$10=2015,profiles!I3477,IF($C$10=2016,profiles!K3477)))))","v":46.921999999999997},{"$f":"IF($C$10=2012,profiles!D3477,IF($C$10=2013,profiles!F3477,IF($C$10=2014,profiles!H3477,IF($C$10=2015,profiles!J3477,IF($C$10=2016,profiles!L3477)))))","v":0.17027655057662516},34.055310115325035,0,34.055310115325035,12.866689884674962,0,0,12.866689884674962,32.003576832048132,0,12.866689884674962]
["h3476",{"$f":"IF($C$10=2012,profiles!C3480,IF($C$10=2013,profiles!E3480,IF($C$10=2014,profiles!G3480,IF($C$10=2015,profiles!I3480,IF($C$10=2016,profiles!K3480)))))","v":48.887999999999998},{"$f":"IF($C$10=2012,profiles!D3480,IF($C$10=2013,profiles!F3480,IF($C$10=2014,profiles!H3480,IF($C$10=2015,profiles!J3480,IF($C$10=2016,profiles!L3480)))))","v":2.5144873486717539E-2},5.0289746973435081,0,5.0289746973435081,43.859025302656491,0,0,0,0,43.859025302656491,43.859025302656491]
["h3478",{"$f":"IF($C$10=2012,profiles!C3482,IF($C$10=2013,profiles!E3482,IF($C$10=2014,profiles!G3482,IF($C$10=2015,profiles!I3482,IF($C$10=2016,profiles!K3482)))))","v":49.954999999999998},{"$f":"IF($C$10=2012,profiles!D3482,IF($C$10=2013,profiles!F3482,IF($C$10=2014,profiles!H3482,IF($C$10=2015,profiles!J3482,IF($C$10=2016,profiles!L3482)))))","v":3.8384302025360029E-2},7.6768604050720057,0,7.6768604050720057,42.278139594927993,0,0,0,0,42.278139594927993,42.278139594927993]
["h3481",{"$f":"IF($C$10=2012,profiles!C3485,IF($C$10=2013,profiles!E3485,IF($C$10=2014,profiles!G3485,IF($C$10=2015,profiles!I3485,IF($C$10=2016,profiles!K3485)))))","v":42.179000000000002},{"$f":"IF($C$10=2012,profiles!D3485,IF($C$10=2013,profiles!F3485,IF($C$10=2014,profiles!H3485,IF($C$10=2015,profiles!J3485,IF($C$10=2016,profiles!L3485)))))","v":5.6190407914545847E-2},11.238081582909169,0,11.238081582909169,30.940918417090835,0,0,0,0,30.940918417090835,30.940918417090835]
["h3484",{"$f":"IF($C$10=2012,profiles!C3488,IF($C$10=2013,profiles!E3488,IF($C$10=2014,profiles!G3488,IF($C$10=2015,profiles!I3488,IF($C$10=2016,profiles!K3488)))))","v":42.942},{"$f":"IF($C$10=2012,profiles!D3488,IF($C$10=2013,profiles!F3488,IF($C$10=2014,profiles!H3488,IF($C$10=2015,profiles!J3488,IF($C$10=2016,profiles!L3488)))))","v":5.4398164742992326E-2},10.879632948598465,0,10.879632948598465,32.062367051401537,0,0,0,0,32.062367051401537,32.062367051401537]
["h3487",{"$f":"IF($C$10=2012,profiles!C3491,IF($C$10=2013,profiles!E3491,IF($C$10=2014,profiles!G3491,IF($C$10=2015,profiles!I3491,IF($C$10=2016,profiles!K3491)))))","v":62.697000000000003},{"$f":"IF($C$10=2012,profiles!D3491,IF($C$10=2013,profiles!F3491,IF($C$10=2014,profiles!H3491,IF($C$10=2015,profiles!J3491,IF($C$10=2016,profiles!L3491)))))","v":9.4673453294142951E-2},18.93469065882859,0,18.93469065882859,43.762309341171417,0,0,0,0,43.762309341171417,43.762309341171417]
["h3491",{"$f":"IF($C$10=2012,profiles!C3495,IF($C$10=2013,profiles!E3495,IF($C$10=2014,profiles!G3495,IF($C$10=2015,profiles!I3495,IF($C$10=2016,profiles!K3495)))))","v":71.116},{"$f":"IF($C$10=2012,profiles!D3495,IF($C$10=2013,profiles!F3495,IF($C$10=2014,profiles!H3495,IF($C$10=2015,profiles!J3495,IF($C$10=2016,profiles!L3495)))))","v":0.30158434296365333},60.316868592730664,0,60.316868592730664,10.799131407269336,0,0,0,0,10.799131407269336,10.799131407269336]
["h3494",{"$f":"IF($C$10=2012,profiles!C3498,IF($C$10=2013,profiles!E3498,IF($C$10=2014,profiles!G3498,IF($C$10=2015,profiles!I3498,IF($C$10=2016,profiles!K3498)))))","v":68.844999999999999},{"$f":"IF($C$10=2012,profiles!D3498,IF($C$10=2013,profiles!F3498,IF($C$10=2014,profiles!H3498,IF($C$10=2015,profiles!J3498,IF($C$10=2016,profiles!L3498)))))","v":0.30713312782278301},61.426625564556602,0,61.426625564556602,7.4183744354433969,0,0,0,0,7.4183744354433969,7.4183744354433969]
["h3498",{"$f":"IF($C$10=2012,profiles!C3502,IF($C$10=2013,profiles!E3502,IF($C$10=2014,profiles!G3502,IF($C$10=2015,profiles!I3502,IF($C$10=2016,profiles!K3502)))))","v":65.378},{"$f":"IF($C$10=2012,profiles!D3502,IF($C$10=2013,profiles!F3502,IF($C$10=2014,profiles!H3502,IF($C$10=2015,profiles!J3502,IF($C$10=2016,profiles!L3502)))))","v":0.18395583912825292},36.791167825650582,0,36.791167825650582,28.586832174349418,0,0,0,0,28.586832174349418,28.586832174349418]
["h3499",{"$f":"IF($C$10=2012,profiles!C3503,IF($C$10=2013,profiles!E3503,IF($C$10=2014,profiles!G3503,IF($C$10=2015,profiles!I3503,IF($C$10=2016,profiles!K3503)))))","v":64.463999999999999},{"$f":"IF($C$10=2012,profiles!D3503,IF($C$10=2013,profiles!F3503,IF($C$10=2014,profiles!H3503,IF($C$10=2015,profiles!J3503,IF($C$10=2016,profiles!L3503)))))","v":0.14349415728726073},28.698831457452144,0,28.698831457452144,35.765168542547855,0,0,0,0,35.765168542547855,35.765168542547855]
["h3505",{"$f":"IF($C$10=2012,profiles!C3509,IF($C$10=2013,profiles!E3509,IF($C$10=2014,profiles!G3509,IF($C$10=2015,profiles!I3509,IF($C$10=2016,profiles!K3509)))))","v":46.457000000000001},{"$f":"IF($C$10=2012,profiles!D3509,IF($C$10=2013,profiles!F3509,IF($C$10=2014,profiles!H3509,IF($C$10=2015,profiles!J3509,IF($C$10=2016,profiles!L3509)))))","v":9.2128647595023788E-2},18.425729519004758,0,18.425729519004758,28.031270480995243,0,0,0,0,28.031270480995243,28.031270480995243]
["h3506",{"$f":"IF($C$10=2012,profiles!C3510,IF($C$10=2013,profiles!E3510,IF($C$10=2014,profiles!G3510,IF($C$10=2015,profiles!I3510,IF($C$10=2016,profiles!K3510)))))","v":45.286000000000001},{"$f":"IF($C$10=2012,profiles!D3510,IF($C$10=2013,profiles!F3510,IF($C$10=2014,profiles!H3510,IF($C$10=2015,profiles!J3510,IF($C$10=2016,profiles!L3510)))))","v":8.6352691624147229E-2},17.270538324829445,0,17.270538324829445,28.015461675170556,0,0,0,0,28.015461675170556,28.015461675170556]
["h3509",{"$f":"IF($C$10=2012,profiles!C3513,IF($C$10=2013,profiles!E3513,IF($C$10=2014,profiles!G3513,IF($C$10=2015,profiles!I3513,IF($C$10=2016,profiles!K3513)))))","v":49.783000000000001},{"$f":"IF($C$10=2012,profiles!D3513,IF($C$10=2013,profiles!F3513,IF($C$10=2014,profiles!H3513,IF($C$10=2015,profiles!J3513,IF($C$10=2016,profiles!L3513)))))","v":8.1178696325173424E-2},16.235739265034685,0,16.235739265034685,33.54726073496532,0,0,0,0,33.54726073496532,33.54726073496532]
["h3513",{"$f":"IF($C$10=2012,profiles!C3517,IF($C$10=2013,profiles!E3517,IF($C$10=2014,profiles!G3517,IF($C$10=2015,profiles!I3517,IF($C$10=2016,profiles!K3517)))))","v":68.977000000000004},{"$f":"IF($C$10=2012,profiles!D3517,IF($C$10=2013,profiles!F3517,IF($C$10=2014,profiles!H3517,IF($C$10=2015,profiles!J3517,IF($C$10=2016,profiles!L3517)))))","v":0.17054119130883449},34.1082382617669,0,34.1082382617669,34.868761738233104,0,0,0,0,34.868761738233104,34.868761738233104]
["h3516",{"$f":"IF($C$10=2012,profiles!C3520,IF($C$10=2013,profiles!E3520,IF($C$10=2014,profiles!G3520,IF($C$10=2015,profiles!I3520,IF($C$10=2016,profiles!K3520)))))","v":71.289000000000001},{"$f":"IF($C$10=2012,profiles!D3520,IF($C$10=2013,profiles!F3520,IF($C$10=2014,profiles!H3520,IF($C$10=2015,profiles!J3520,IF($C$10=2016,profiles!L3520)))))","v":0.22946167517055552},45.892335034111106,0,45.892335034111106,25.396664965888895,0,0,0,0,25.396664965888895,25.396664965888895]
["h3519",{"$f":"IF($C$10=2012,profiles!C3523,IF($C$10=2013,profiles!E3523,IF($C$10=2014,profiles!G3523,IF($C$10=2015,profiles!I3523,IF($C$10=2016,profiles!K3523)))))","v":68.474999999999994},{"$f":"IF($C$10=2012,profiles!D3523,IF($C$10=2013,profiles!F3523,IF($C$10=2014,profiles!H3523,IF($C$10=2015,profiles!J3523,IF($C$10=2016,profiles!L3523)))))","v":0.22014561715301267},44.029123430602532,0,44.029123430602532,24.445876569397463,0,0,0,0,24.445876569397463,24.445876569397463]
["h3524",{"$f":"IF($C$10=2012,profiles!C3528,IF($C$10=2013,profiles!E3528,IF($C$10=2014,profiles!G3528,IF($C$10=2015,profiles!I3528,IF($C$10=2016,profiles!K3528)))))","v":62.936},{"$f":"IF($C$10=2012,profiles!D3528,IF($C$10=2013,profiles!F3528,IF($C$10=2014,profiles!H3528,IF($C$10=2015,profiles!J3528,IF($C$10=2016,profiles!L3528)))))","v":0.14402625695121252},28.805251390242503,0,28.805251390242503,34.130748609757497,0,0,0,0,34.130748609757497,34.130748609757497]
["h3527",{"$f":"IF($C$10=2012,profiles!C3531,IF($C$10=2013,profiles!E3531,IF($C$10=2014,profiles!G3531,IF($C$10=2015,profiles!I3531,IF($C$10=2016,profiles!K3531)))))","v":52.505000000000003},{"$f":"IF($C$10=2012,profiles!D3531,IF($C$10=2013,profiles!F3531,IF($C$10=2014,profiles!H3531,IF($C$10=2015,profiles!J3531,IF($C$10=2016,profiles!L3531)))))","v":0.13139941523820445},26.27988304764089,0,26.27988304764089,26.225116952359112,0,0,0,0,26.225116952359112,26.225116952359112]
["h3530",{"$f":"IF($C$10=2012,profiles!C3534,IF($C$10=2013,profiles!E3534,IF($C$10=2014,profiles!G3534,IF($C$10=2015,profiles!I3534,IF($C$10=2016,profiles!K3534)))))","v":45.9},{"$f":"IF($C$10=2012,profiles!D3534,IF($C$10=2013,profiles!F3534,IF($C$10=2014,profiles!H3534,IF($C$10=2015,profiles!J3534,IF($C$10=2016,profiles!L3534)))))","v":0.13441622620428859},26.883245240857718,0,26.883245240857718,19.01675475914228,0,0,0,0,19.01675475914228,19.01675475914228]
["h3531",{"$f":"IF($C$10=2012,profiles!C3535,IF($C$10=2013,profiles!E3535,IF($C$10=2014,profiles!G3535,IF($C$10=2015,profiles!I3535,IF($C$10=2016,profiles!K3535)))))","v":45.987000000000002},{"$f":"IF($C$10=2012,profiles!D3535,IF($C$10=2013,profiles!F3535,IF($C$10=2014,profiles!H3535,IF($C$10=2015,profiles!J3535,IF($C$10=2016,profiles!L3535)))))","v":0.13143683841118417},26.287367682236834,0,26.287367682236834,19.699632317763168,0,0,0,0,19.699632317763168,19.699632317763168]
["h3534",{"$f":"IF($C$10=2012,profiles!C3538,IF($C$10=2013,profiles!E3538,IF($C$10=2014,profiles!G3538,IF($C$10=2015,profiles!I3538,IF($C$10=2016,profiles!K3538)))))","v":58.533000000000001},{"$f":"IF($C$10=2012,profiles!D3538,IF($C$10=2013,profiles!F3538,IF($C$10=2014,profiles!H3538,IF($C$10=2015,profiles!J3538,IF($C$10=2016,profiles!L3538)))))","v":0.13345651955939439},26.691303911878876,0,26.691303911878876,31.841696088121125,0,0,0,0,31.841696088121125,31.841696088121125]
["h3538",{"$f":"IF($C$10=2012,profiles!C3542,IF($C$10=2013,profiles!E3542,IF($C$10=2014,profiles!G3542,IF($C$10=2015,profiles!I3542,IF($C$10=2016,profiles!K3542)))))","v":70.400000000000006},{"$f":"IF($C$10=2012,profiles!D3542,IF($C$10=2013,profiles!F3542,IF($C$10=2014,profiles!H3542,IF($C$10=2015,profiles!J3542,IF($C$10=2016,profiles!L3542)))))","v":0.20232621431538539},40.46524286307708,0,40.46524286307708,29.934757136922926,0,0,0,0,29.934757136922926,29.934757136922926]
["h3541",{"$f":"IF($C$10=2012,profiles!C3545,IF($C$10=2013,profiles!E3545,IF($C$10=2014,profiles!G3545,IF($C$10=2015,profiles!I3545,IF($C$10=2016,profiles!K3545)))))","v":69.888999999999996},{"$f":"IF($C$10=2012,profiles!D3545,IF($C$10=2013,profiles!F3545,IF($C$10=2014,profiles!H3545,IF($C$10=2015,profiles!J3545,IF($C$10=2016,profiles!L3545)))))","v":0.21991606147852119},43.983212295704242,0,43.983212295704242,25.905787704295754,0,0,0,0,25.905787704295754,25.905787704295754]
["h3544",{"$f":"IF($C$10=2012,profiles!C3548,IF($C$10=2013,profiles!E3548,IF($C$10=2014,profiles!G3548,IF($C$10=2015,profiles!I3548,IF($C$10=2016,profiles!K3548)))))","v":65.481999999999999},{"$f":"IF($C$10=2012,profiles!D3548,IF($C$10=2013,profiles!F3548,IF($C$10=2014,profiles!H3548,IF($C$10=2015,profiles!J3548,IF($C$10=2016,profiles!L3548)))))","v":0.18798791056107028},37.597582112214056,0,37.597582112214056,27.884417887785943,0,0,0,0,27.884417887785943,27.884417887785943]
["h3549",{"$f":"IF($C$10=2012,profiles!C3553,IF($C$10=2013,profiles!E3553,IF($C$10=2014,profiles!G3553,IF($C$10=2015,profiles!I3553,IF($C$10=2016,profiles!K3553)))))","v":57.929000000000002},{"$f":"IF($C$10=2012,profiles!D3553,IF($C$10=2013,profiles!F3553,IF($C$10=2014,profiles!H3553,IF($C$10=2015,profiles!J3553,IF($C$10=2016,profiles!L3553)))))","v":9.8305473192671855E-2},19.661094638534372,0,19.661094638534372,38.26790536146563,0,0,0,0,38.26790536146563,38.26790536146563]
["h3552",{"$f":"IF($C$10=2012,profiles!C3556,IF($C$10=2013,profiles!E3556,IF($C$10=2014,profiles!G3556,IF($C$10=2015,profiles!I3556,IF($C$10=2016,profiles!K3556)))))","v":47.048000000000002},{"$f":"IF($C$10=2012,profiles!D3556,IF($C$10=2013,profiles!F3556,IF($C$10=2014,profiles!H3556,IF($C$10=2015,profiles!J3556,IF($C$10=2016,profiles!L3556)))))","v":7.5825718296141389E-2},15.165143659228278,0,15.165143659228278,31.882856340771724,0,0,0,0,31.882856340771724,31.882856340771724]
["h3555",{"$f":"IF($C$10=2012,profiles!C3559,IF($C$10=2013,profiles!E3559,IF($C$10=2014,profiles!G3559,IF($C$10=2015,profiles!I3559,IF($C$10=2016,profiles!K3559)))))","v":42.808999999999997},{"$f":"IF($C$10=2012,profiles!D3559,IF($C$10=2013,profiles!F3559,IF($C$10=2014,profiles!H3559,IF($C$10=2015,profiles!J3559,IF($C$10=2016,profiles!L3559)))))","v":6.9838723538342543E-2},13.967744707668508,0,13.967744707668508,28.841255292331489,0,0,0,0,28.841255292331489,28.841255292331489]
["h3556",{"$f":"IF($C$10=2012,profiles!C3560,IF($C$10=2013,profiles!E3560,IF($C$10=2014,profiles!G3560,IF($C$10=2015,profiles!I3560,IF($C$10=2016,profiles!K3560)))))","v":42.738999999999997},{"$f":"IF($C$10=2012,profiles!D3560,IF($C$10=2013,profiles!F3560,IF($C$10=2014,profiles!H3560,IF($C$10=2015,profiles!J3560,IF($C$10=2016,profiles!L3560)))))","v":6.8334813371909817E-2},13.666962674381963,0,13.666962674381963,29.072037325618034,0,0,0,0,29.072037325618034,29.072037325618034]
["h3559",{"$f":"IF($C$10=2012,profiles!C3563,IF($C$10=2013,profiles!E3563,IF($C$10=2014,profiles!G3563,IF($C$10=2015,profiles!I3563,IF($C$10=2016,profiles!K3563)))))","v":43.548000000000002},{"$f":"IF($C$10=2012,profiles!D3563,IF($C$10=2013,profiles!F3563,IF($C$10=2014,profiles!H3563,IF($C$10=2015,profiles!J3563,IF($C$10=2016,profiles!L3563)))))","v":9.7123950843621992E-2},19.4247901687244,0,19.4247901687244,24.123209831275602,0,0,0,0,24.123209831275602,24.123209831275602]
["h3563",{"$f":"IF($C$10=2012,profiles!C3567,IF($C$10=2013,profiles!E3567,IF($C$10=2014,profiles!G3567,IF($C$10=2015,profiles!I3567,IF($C$10=2016,profiles!K3567)))))","v":53.905000000000001},{"$f":"IF($C$10=2012,profiles!D3567,IF($C$10=2013,profiles!F3567,IF($C$10=2014,profiles!H3567,IF($C$10=2015,profiles!J3567,IF($C$10=2016,profiles!L3567)))))","v":0.1902804434386548},38.056088687730963,0,38.056088687730963,15.848911312269038,0,0,0,0,15.848911312269038,15.848911312269038]
["h3566",{"$f":"IF($C$10=2012,profiles!C3570,IF($C$10=2013,profiles!E3570,IF($C$10=2014,profiles!G3570,IF($C$10=2015,profiles!I3570,IF($C$10=2016,profiles!K3570)))))","v":49.591999999999999},{"$f":"IF($C$10=2012,profiles!D3570,IF($C$10=2013,profiles!F3570,IF($C$10=2014,profiles!H3570,IF($C$10=2015,profiles!J3570,IF($C$10=2016,profiles!L3570)))))","v":0.16911111747686844},33.822223495373684,0,33.822223495373684,15.769776504626314,0,0,0,0,15.769776504626314,15.769776504626314]
["h3570",{"$f":"IF($C$10=2012,profiles!C3574,IF($C$10=2013,profiles!E3574,IF($C$10=2014,profiles!G3574,IF($C$10=2015,profiles!I3574,IF($C$10=2016,profiles!K3574)))))","v":49.436},{"$f":"IF($C$10=2012,profiles!D3574,IF($C$10=2013,profiles!F3574,IF($C$10=2014,profiles!H3574,IF($C$10=2015,profiles!J3574,IF($C$10=2016,profiles!L3574)))))","v":6.9409034919361776E-2},13.881806983872355,0,13.881806983872355,35.554193016127641,0,0,0,0,35.554193016127641,35.554193016127641]
["h3574",{"$f":"IF($C$10=2012,profiles!C3578,IF($C$10=2013,profiles!E3578,IF($C$10=2014,profiles!G3578,IF($C$10=2015,profiles!I3578,IF($C$10=2016,profiles!K3578)))))","v":48.290999999999997},{"$f":"IF($C$10=2012,profiles!D3578,IF($C$10=2013,profiles!F3578,IF($C$10=2014,profiles!H3578,IF($C$10=2015,profiles!J3578,IF($C$10=2016,profiles!L3578)))))","v":1.9737030565183764E-2},3.9474061130367528,0,3.9474061130367528,44.343593886963241,0,0,0,0,44.343593886963241,44.343593886963241]
["h3577",{"$f":"IF($C$10=2012,profiles!C3581,IF($C$10=2013,profiles!E3581,IF($C$10=2014,profiles!G3581,IF($C$10=2015,profiles!I3581,IF($C$10=2016,profiles!K3581)))))","v":40.194000000000003},{"$f":"IF($C$10=2012,profiles!D3581,IF($C$10=2013,profiles!F3581,IF($C$10=2014,profiles!H3581,IF($C$10=2015,profiles!J3581,IF($C$10=2016,profiles!L3581)))))","v":2.7313721279793857E-2},5.4627442559587713,0,5.4627442559587713,34.731255744041235,0,0,0,0,34.731255744041235,34.731255744041235]
["h3578",{"$f":"IF($C$10=2012,profiles!C3582,IF($C$10=2013,profiles!E3582,IF($C$10=2014,profiles!G3582,IF($C$10=2015,profiles!I3582,IF($C$10=2016,profiles!K3582)))))","v":39.317999999999998},{"$f":"IF($C$10=2012,profiles!D3582,IF($C$10=2013,profiles!F3582,IF($C$10=2014,profiles!H3582,IF($C$10=2015,profiles!J3582,IF($C$10=2016,profiles!L3582)))))","v":2.529525445565815E-2},5.0590508911316299,0,5.0590508911316299,34.258949108868364,0,0,0,0,34.258949108868364,34.258949108868364]
["h3581",{"$f":"IF($C$10=2012,profiles!C3585,IF($C$10=2013,profiles!E3585,IF($C$10=2014,profiles!G3585,IF($C$10=2015,profiles!I3585,IF($C$10=2016,profiles!K3585)))))","v":42.654000000000003},{"$f":"IF($C$10=2012,profiles!D3585,IF($C$10=2013,profiles!F3585,IF($C$10=2014,profiles!H3585,IF($C$10=2015,profiles!J3585,IF($C$10=2016,profiles!L3585)))))","v":3.3655429103142225E-2},6.7310858206284445,0,6.7310858206284445,35.92291417937156,0,0,0,0,35.92291417937156,35.92291417937156]
["h3584",{"$f":"IF($C$10=2012,profiles!C3588,IF($C$10=2013,profiles!E3588,IF($C$10=2014,profiles!G3588,IF($C$10=2015,profiles!I3588,IF($C$10=2016,profiles!K3588)))))","v":58.01},{"$f":"IF($C$10=2012,profiles!D3588,IF($C$10=2013,profiles!F3588,IF($C$10=2014,profiles!H3588,IF($C$10=2015,profiles!J3588,IF($C$10=2016,profiles!L3588)))))","v":0.11966215732588935},23.932431465177871,0,23.932431465177871,34.077568534822127,0,0,0,0,34.077568534822127,34.077568534822127]
["h3588",{"$f":"IF($C$10=2012,profiles!C3592,IF($C$10=2013,profiles!E3592,IF($C$10=2014,profiles!G3592,IF($C$10=2015,profiles!I3592,IF($C$10=2016,profiles!K3592)))))","v":61.856999999999999},{"$f":"IF($C$10=2012,profiles!D3592,IF($C$10=2013,profiles!F3592,IF($C$10=2014,profiles!H3592,IF($C$10=2015,profiles!J3592,IF($C$10=2016,profiles!L3592)))))","v":0.2445207930713621},48.904158614272419,0,48.904158614272419,12.952841385727581,0,0,0,0,12.952841385727581,12.952841385727581]
["h3591",{"$f":"IF($C$10=2012,profiles!C3595,IF($C$10=2013,profiles!E3595,IF($C$10=2014,profiles!G3595,IF($C$10=2015,profiles!I3595,IF($C$10=2016,profiles!K3595)))))","v":57.656999999999996},{"$f":"IF($C$10=2012,profiles!D3595,IF($C$10=2013,profiles!F3595,IF($C$10=2014,profiles!H3595,IF($C$10=2015,profiles!J3595,IF($C$10=2016,profiles!L3595)))))","v":0.22973301839524729},45.94660367904946,0,45.94660367904946,11.710396320950537,0,0,0,0,11.710396320950537,11.710396320950537]
["h3595",{"$f":"IF($C$10=2012,profiles!C3599,IF($C$10=2013,profiles!E3599,IF($C$10=2014,profiles!G3599,IF($C$10=2015,profiles!I3599,IF($C$10=2016,profiles!K3599)))))","v":55.924999999999997},{"$f":"IF($C$10=2012,profiles!D3599,IF($C$10=2013,profiles!F3599,IF($C$10=2014,profiles!H3599,IF($C$10=2015,profiles!J3599,IF($C$10=2016,profiles!L3599)))))","v":8.4260253382005587E-2},16.852050676401117,0,16.852050676401117,39.072949323598877,0,0,0,0,39.072949323598877,39.072949323598877]
["h3599",{"$f":"IF($C$10=2012,profiles!C3603,IF($C$10=2013,profiles!E3603,IF($C$10=2014,profiles!G3603,IF($C$10=2015,profiles!I3603,IF($C$10=2016,profiles!K3603)))))","v":47.576999999999998},{"$f":"IF($C$10=2012,profiles!D3603,IF($C$10=2013,profiles!F3603,IF($C$10=2014,profiles!H3603,IF($C$10=2015,profiles!J3603,IF($C$10=2016,profiles!L3603)))))","v":5.2379929854699019E-2},10.475985970939803,0,10.475985970939803,37.101014029060195,0,0,0,0,37.101014029060195,37.101014029060195]
["h3602",{"$f":"IF($C$10=2012,profiles!C3606,IF($C$10=2013,profiles!E3606,IF($C$10=2014,profiles!G3606,IF($C$10=2015,profiles!I3606,IF($C$10=2016,profiles!K3606)))))","v":40.488},{"$f":"IF($C$10=2012,profiles!D3606,IF($C$10=2013,profiles!F3606,IF($C$10=2014,profiles!H3606,IF($C$10=2015,profiles!J3606,IF($C$10=2016,profiles!L3606)))))","v":6.2807670291929019E-2},12.561534058385803,0,12.561534058385803,27.926465941614197,0,0,0,0,27.926465941614197,27.926465941614197]
["h3603",{"$f":"IF($C$10=2012,profiles!C3607,IF($C$10=2013,profiles!E3607,IF($C$10=2014,profiles!G3607,IF($C$10=2015,profiles!I3607,IF($C$10=2016,profiles!K3607)))))","v":40.104999999999997},{"$f":"IF($C$10=2012,profiles!D3607,IF($C$10=2013,profiles!F3607,IF($C$10=2014,profiles!H3607,IF($C$10=2015,profiles!J3607,IF($C$10=2016,profiles!L3607)))))","v":6.5497996565540922E-2},13.099599313108184,0,13.099599313108184,27.005400686891811,0,0,0,0,27.005400686891811,27.005400686891811]
["h3606",{"$f":"IF($C$10=2012,profiles!C3610,IF($C$10=2013,profiles!E3610,IF($C$10=2014,profiles!G3610,IF($C$10=2015,profiles!I3610,IF($C$10=2016,profiles!K3610)))))","v":42.725000000000001},{"$f":"IF($C$10=2012,profiles!D3610,IF($C$10=2013,profiles!F3610,IF($C$10=2014,profiles!H3610,IF($C$10=2015,profiles!J3610,IF($C$10=2016,profiles!L3610)))))","v":8.7607326846021752E-2},17.52146536920435,0,17.52146536920435,25.203534630795652,0,0,0,0,25.203534630795652,25.203534630795652]
["h3609",{"$f":"IF($C$10=2012,profiles!C3613,IF($C$10=2013,profiles!E3613,IF($C$10=2014,profiles!G3613,IF($C$10=2015,profiles!I3613,IF($C$10=2016,profiles!K3613)))))","v":54.021000000000001},{"$f":"IF($C$10=2012,profiles!D3613,IF($C$10=2013,profiles!F3613,IF($C$10=2014,profiles!H3613,IF($C$10=2015,profiles!J3613,IF($C$10=2016,profiles!L3613)))))","v":0.27740412135088721},55.480824270177443,1.4598242701774424,54.021000000000001,0,0,1.4598242701774424,0,1.1824576588437286,0,-1.4598242701774424]
["h3612",{"$f":"IF($C$10=2012,profiles!C3616,IF($C$10=2013,profiles!E3616,IF($C$10=2014,profiles!G3616,IF($C$10=2015,profiles!I3616,IF($C$10=2016,profiles!K3616)))))","v":55.305999999999997},{"$f":"IF($C$10=2012,profiles!D3616,IF($C$10=2013,profiles!F3616,IF($C$10=2014,profiles!H3616,IF($C$10=2015,profiles!J3616,IF($C$10=2016,profiles!L3616)))))","v":0.36857469948483113},73.714939896966229,18.408939896966231,55.305999999999997,0,8.4089398969662312,10,0,25.482457658843735,0,-18.408939896966231]
["h3617",{"$f":"IF($C$10=2012,profiles!C3621,IF($C$10=2013,profiles!E3621,IF($C$10=2014,profiles!G3621,IF($C$10=2015,profiles!I3621,IF($C$10=2016,profiles!K3621)))))","v":50.497999999999998},{"$f":"IF($C$10=2012,profiles!D3621,IF($C$10=2013,profiles!F3621,IF($C$10=2014,profiles!H3621,IF($C$10=2015,profiles!J3621,IF($C$10=2016,profiles!L3621)))))","v":0.23777904979965656},47.55580995993131,0,47.55580995993131,2.942190040068688,0,0,2.942190040068688,53.804963509441066,0,2.942190040068688]
["h3621",{"$f":"IF($C$10=2012,profiles!C3625,IF($C$10=2013,profiles!E3625,IF($C$10=2014,profiles!G3625,IF($C$10=2015,profiles!I3625,IF($C$10=2016,profiles!K3625)))))","v":47.505000000000003},{"$f":"IF($C$10=2012,profiles!D3625,IF($C$10=2013,profiles!F3625,IF($C$10=2014,profiles!H3625,IF($C$10=2015,profiles!J3625,IF($C$10=2016,profiles!L3625)))))","v":5.4021179164281626E-2},10.804235832856325,0,10.804235832856325,36.700764167143674,0,0,0,0,36.700764167143674,36.700764167143674]
["h3624",{"$f":"IF($C$10=2012,profiles!C3628,IF($C$10=2013,profiles!E3628,IF($C$10=2014,profiles!G3628,IF($C$10=2015,profiles!I3628,IF($C$10=2016,profiles!K3628)))))","v":41.042000000000002},{"$f":"IF($C$10=2012,profiles!D3628,IF($C$10=2013,profiles!F3628,IF($C$10=2014,profiles!H3628,IF($C$10=2015,profiles!J3628,IF($C$10=2016,profiles!L3628)))))","v":4.4127115855141723E-2},8.8254231710283442,0,8.8254231710283442,32.216576828971654,0,0,0,0,32.216576828971654,32.216576828971654]
["h3627",{"$f":"IF($C$10=2012,profiles!C3631,IF($C$10=2013,profiles!E3631,IF($C$10=2014,profiles!G3631,IF($C$10=2015,profiles!I3631,IF($C$10=2016,profiles!K3631)))))","v":36.889000000000003},{"$f":"IF($C$10=2012,profiles!D3631,IF($C$10=2013,profiles!F3631,IF($C$10=2014,profiles!H3631,IF($C$10=2015,profiles!J3631,IF($C$10=2016,profiles!L3631)))))","v":3.0648599922734623E-2},6.1297199845469246,0,6.1297199845469246,30.759280015453079,0,0,0,0,30.759280015453079,30.759280015453079]
["h3628",{"$f":"IF($C$10=2012,profiles!C3632,IF($C$10=2013,profiles!E3632,IF($C$10=2014,profiles!G3632,IF($C$10=2015,profiles!I3632,IF($C$10=2016,profiles!K3632)))))","v":36.960999999999999},{"$f":"IF($C$10=2012,profiles!D3632,IF($C$10=2013,profiles!F3632,IF($C$10=2014,profiles!H3632,IF($C$10=2015,profiles!J3632,IF($C$10=2016,profiles!L3632)))))","v":2.4295668846313439E-2},4.8591337692626881,0,4.8591337692626881,32.101866230737308,0,0,0,0,32.101866230737308,32.101866230737308]
["h3631",{"$f":"IF($C$10=2012,profiles!C3635,IF($C$10=2013,profiles!E3635,IF($C$10=2014,profiles!G3635,IF($C$10=2015,profiles!I3635,IF($C$10=2016,profiles!K3635)))))","v":39.546999999999997},{"$f":"IF($C$10=2012,profiles!D3635,IF($C$10=2013,profiles!F3635,IF($C$10=2014,profiles!H3635,IF($C$10=2015,profiles!J3635,IF($C$10=2016,profiles!L3635)))))","v":6.729242083875861E-2},13.458484167751722,0,13.458484167751722,26.088515832248277,0,0,0,0,26.088515832248277,26.088515832248277]
["h3634",{"$f":"IF($C$10=2012,profiles!C3638,IF($C$10=2013,profiles!E3638,IF($C$10=2014,profiles!G3638,IF($C$10=2015,profiles!I3638,IF($C$10=2016,profiles!K3638)))))","v":48.393999999999998},{"$f":"IF($C$10=2012,profiles!D3638,IF($C$10=2013,profiles!F3638,IF($C$10=2014,profiles!H3638,IF($C$10=2015,profiles!J3638,IF($C$10=2016,profiles!L3638)))))","v":0.21438280702256435},42.87656140451287,0,42.87656140451287,5.5174385954871283,0,0,0,0,5.5174385954871283,5.5174385954871283]
["h3637",{"$f":"IF($C$10=2012,profiles!C3641,IF($C$10=2013,profiles!E3641,IF($C$10=2014,profiles!G3641,IF($C$10=2015,profiles!I3641,IF($C$10=2016,profiles!K3641)))))","v":48.493000000000002},{"$f":"IF($C$10=2012,profiles!D3641,IF($C$10=2013,profiles!F3641,IF($C$10=2014,profiles!H3641,IF($C$10=2015,profiles!J3641,IF($C$10=2016,profiles!L3641)))))","v":0.2629741447151912},52.594828943038237,4.1018289430382353,48.493000000000002,0,0,4.1018289430382353,0,5.7953617815392882,0,-4.1018289430382353]
["h3642",{"$f":"IF($C$10=2012,profiles!C3646,IF($C$10=2013,profiles!E3646,IF($C$10=2014,profiles!G3646,IF($C$10=2015,profiles!I3646,IF($C$10=2016,profiles!K3646)))))","v":48.255000000000003},{"$f":"IF($C$10=2012,profiles!D3646,IF($C$10=2013,profiles!F3646,IF($C$10=2014,profiles!H3646,IF($C$10=2015,profiles!J3646,IF($C$10=2016,profiles!L3646)))))","v":9.6324171185737384E-2},19.264834237147475,0,19.264834237147475,28.990165762852527,0,0,0,0,28.990165762852527,28.990165762852527]
["h3646",{"$f":"IF($C$10=2012,profiles!C3650,IF($C$10=2013,profiles!E3650,IF($C$10=2014,profiles!G3650,IF($C$10=2015,profiles!I3650,IF($C$10=2016,profiles!K3650)))))","v":49.173999999999999},{"$f":"IF($C$10=2012,profiles!D3650,IF($C$10=2013,profiles!F3650,IF($C$10=2014,profiles!H3650,IF($C$10=2015,profiles!J3650,IF($C$10=2016,profiles!L3650)))))","v":1.4279786518622387E-2},2.8559573037244776,0,2.8559573037244776,46.318042696275519,0,0,0,0,46.318042696275519,46.318042696275519]
["h3649",{"$f":"IF($C$10=2012,profiles!C3653,IF($C$10=2013,profiles!E3653,IF($C$10=2014,profiles!G3653,IF($C$10=2015,profiles!I3653,IF($C$10=2016,profiles!K3653)))))","v":40.936},{"$f":"IF($C$10=2012,profiles!D3653,IF($C$10=2013,profiles!F3653,IF($C$10=2014,profiles!H3653,IF($C$10=2015,profiles!J3653,IF($C$10=2016,profiles!L3653)))))","v":1.264844756045214E-2},2.5296895120904281,{"$f":"D3666-F3666","v":0},{"$f":"MIN(D3666,B3666)","v":2.5296895120904281},{"$f":"B3666-F3666","v":38.406310487909572},{"$f":"-MIN(-E3666+$C$3,0)","v":0},{"$f":"E3666-H3666","v":0},0,0,38.406310487909572,38.406310487909572]
["h3652",{"$f":"IF($C$10=2012,profiles!C3656,IF($C$10=2013,profiles!E3656,IF($C$10=2014,profiles!G3656,IF($C$10=2015,profiles!I3656,IF($C$10=2016,profiles!K3656)))))","v":42.298000000000002},{"$f":"IF($C$10=2012,profiles!D3656,IF($C$10=2013,profiles!F3656,IF($C$10=2014,profiles!H3656,IF($C$10=2015,profiles!J3656,IF($C$10=2016,profiles!L3656)))))","v":6.6819287451709833E-3},1.3363857490341966,0,1.3363857490341966,40.961614250965802,0,0,0,0,40.961614250965802,40.961614250965802]
["h3653",{"$f":"IF($C$10=2012,profiles!C3657,IF($C$10=2013,profiles!E3657,IF($C$10=2014,profiles!G3657,IF($C$10=2015,profiles!I3657,IF($C$10=2016,profiles!K3657)))))","v":46.024999999999999},{"$f":"IF($C$10=2012,profiles!D3657,IF($C$10=2013,profiles!F3657,IF($C$10=2014,profiles!H3657,IF($C$10=2015,profiles!J3657,IF($C$10=2016,profiles!L3657)))))","v":9.6151094577192724E-3},1.9230218915438544,0,1.9230218915438544,44.101978108456144,0,0,0,0,44.101978108456144,44.101978108456144]
["h3656",{"$f":"IF($C$10=2012,profiles!C3660,IF($C$10=2013,profiles!E3660,IF($C$10=2014,profiles!G3660,IF($C$10=2015,profiles!I3660,IF($C$10=2016,profiles!K3660)))))","v":65.903999999999996},{"$f":"IF($C$10=2012,profiles!D3660,IF($C$10=2013,profiles!F3660,IF($C$10=2014,profiles!H3660,IF($C$10=2015,profiles!J3660,IF($C$10=2016,profiles!L3660)))))","v":0.13662898841035914},27.32579768207183,0,27.32579768207183,38.578202317928167,0,0,{"$f":"MIN(MAX(0,G3673),K3672*$F$3)","v":0},0,38.578202317928167,38.578202317928167]
["h3662",{"$f":"IF($C$10=2012,profiles!C3666,IF($C$10=2013,profiles!E3666,IF($C$10=2014,profiles!G3666,IF($C$10=2015,profiles!I3666,IF($C$10=2016,profiles!K3666)))))","v":67.462999999999994},{"$f":"IF($C$10=2012,profiles!D3666,IF($C$10=2013,profiles!F3666,IF($C$10=2014,profiles!H3666,IF($C$10=2015,profiles!J3666,IF($C$10=2016,profiles!L3666)))))","v":0.25315495779081415},50.630991558162833,0,50.630991558162833,16.832008441837161,0,0,0,0,16.832008441837161,16.832008441837161]
["h3664",{"$f":"IF($C$10=2012,profiles!C3668,IF($C$10=2013,profiles!E3668,IF($C$10=2014,profiles!G3668,IF($C$10=2015,profiles!I3668,IF($C$10=2016,profiles!K3668)))))","v":64.305000000000007},{"$f":"IF($C$10=2012,profiles!D3668,IF($C$10=2013,profiles!F3668,IF($C$10=2014,profiles!H3668,IF($C$10=2015,profiles!J3668,IF($C$10=2016,profiles!L3668)))))","v":0.19181571040206039},38.363142080412075,0,38.363142080412075,25.941857919587932,0,0,0,0,25.941857919587932,25.941857919587932]
["h3667",{"$f":"IF($C$10=2012,profiles!C3671,IF($C$10=2013,profiles!E3671,IF($C$10=2014,profiles!G3671,IF($C$10=2015,profiles!I3671,IF($C$10=2016,profiles!K3671)))))","v":62.707000000000001},{"$f":"IF($C$10=2012,profiles!D3671,IF($C$10=2013,profiles!F3671,IF($C$10=2014,profiles!H3671,IF($C$10=2015,profiles!J3671,IF($C$10=2016,profiles!L3671)))))","v":5.7075404206610385E-2},11.415080841322077,0,11.415080841322077,51.291919158677928,0,0,0,0,51.291919158677928,51.291919158677928]
["h3671",{"$f":"IF($C$10=2012,profiles!C3675,IF($C$10=2013,profiles!E3675,IF($C$10=2014,profiles!G3675,IF($C$10=2015,profiles!I3675,IF($C$10=2016,profiles!K3675)))))","v":51.366999999999997},{"$f":"IF($C$10=2012,profiles!D3675,IF($C$10=2013,profiles!F3675,IF($C$10=2014,profiles!H3675,IF($C$10=2015,profiles!J3675,IF($C$10=2016,profiles!L3675)))))","v":1.7055372728573472E-2},3.4110745457146945,0,3.4110745457146945,47.9559254542853,0,0,0,0,47.9559254542853,47.9559254542853]
["h3674",{"$f":"IF($C$10=2012,profiles!C3678,IF($C$10=2013,profiles!E3678,IF($C$10=2014,profiles!G3678,IF($C$10=2015,profiles!I3678,IF($C$10=2016,profiles!K3678)))))","v":44.802999999999997},{"$f":"IF($C$10=2012,profiles!D3678,IF($C$10=2013,profiles!F3678,IF($C$10=2014,profiles!H3678,IF($C$10=2015,profiles!J3678,IF($C$10=2016,profiles!L3678)))))","v":1.4248111696040284E-2},2.8496223392080569,0,2.8496223392080569,41.953377660791944,0,0,0,0,41.953377660791944,41.953377660791944]
["h3677",{"$f":"IF($C$10=2012,profiles!C3681,IF($C$10=2013,profiles!E3681,IF($C$10=2014,profiles!G3681,IF($C$10=2015,profiles!I3681,IF($C$10=2016,profiles!K3681)))))","v":48.975000000000001},{"$f":"IF($C$10=2012,profiles!D3681,IF($C$10=2013,profiles!F3681,IF($C$10=2014,profiles!H3681,IF($C$10=2015,profiles!J3681,IF($C$10=2016,profiles!L3681)))))","v":9.2412451361867706E-3},1.8482490272373542,0,1.8482490272373542,47.12675097276265,0,0,0,0,47.12675097276265,47.12675097276265]
["h3678",{"$f":"IF($C$10=2012,profiles!C3682,IF($C$10=2013,profiles!E3682,IF($C$10=2014,profiles!G3682,IF($C$10=2015,profiles!I3682,IF($C$10=2016,profiles!K3682)))))","v":57.073},{"$f":"IF($C$10=2012,profiles!D3682,IF($C$10=2013,profiles!F3682,IF($C$10=2014,profiles!H3682,IF($C$10=2015,profiles!J3682,IF($C$10=2016,profiles!L3682)))))","v":2.8367475394827191E-2},5.6734950789654386,0,5.6734950789654386,51.399504921034563,0,0,0,0,51.399504921034563,51.399504921034563]
["h3683",{"$f":"IF($C$10=2012,profiles!C3687,IF($C$10=2013,profiles!E3687,IF($C$10=2014,profiles!G3687,IF($C$10=2015,profiles!I3687,IF($C$10=2016,profiles!K3687)))))","v":70.495000000000005},{"$f":"IF($C$10=2012,profiles!D3687,IF($C$10=2013,profiles!F3687,IF($C$10=2014,profiles!H3687,IF($C$10=2015,profiles!J3687,IF($C$10=2016,profiles!L3687)))))","v":0.27364671549553676},54.729343099107354,0,54.729343099107354,15.765656900892651,0,0,0,0,15.765656900892651,15.765656900892651]
["h3686",{"$f":"IF($C$10=2012,profiles!C3690,IF($C$10=2013,profiles!E3690,IF($C$10=2014,profiles!G3690,IF($C$10=2015,profiles!I3690,IF($C$10=2016,profiles!K3690)))))","v":67.837000000000003},{"$f":"IF($C$10=2012,profiles!D3690,IF($C$10=2013,profiles!F3690,IF($C$10=2014,profiles!H3690,IF($C$10=2015,profiles!J3690,IF($C$10=2016,profiles!L3690)))))","v":0.24155985351338979},48.311970702677961,0,48.311970702677961,19.525029297322043,0,0,0,0,19.525029297322043,19.525029297322043]
["h3689",{"$f":"IF($C$10=2012,profiles!C3693,IF($C$10=2013,profiles!E3693,IF($C$10=2014,profiles!G3693,IF($C$10=2015,profiles!I3693,IF($C$10=2016,profiles!K3693)))))","v":64.893000000000001},{"$f":"IF($C$10=2012,profiles!D3693,IF($C$10=2013,profiles!F3693,IF($C$10=2014,profiles!H3693,IF($C$10=2015,profiles!J3693,IF($C$10=2016,profiles!L3693)))))","v":0.14534218356603343},29.068436713206687,0,29.068436713206687,35.824563286793314,0,0,0,0,35.824563286793314,35.824563286793314]
["h3692",{"$f":"IF($C$10=2012,profiles!C3696,IF($C$10=2013,profiles!E3696,IF($C$10=2014,profiles!G3696,IF($C$10=2015,profiles!I3696,IF($C$10=2016,profiles!K3696)))))","v":61.191000000000003},{"$f":"IF($C$10=2012,profiles!D3696,IF($C$10=2013,profiles!F3696,IF($C$10=2014,profiles!H3696,IF($C$10=2015,profiles!J3696,IF($C$10=2016,profiles!L3696)))))","v":2.3131723506523233E-2},4.6263447013046468,0,4.6263447013046468,56.564655298695357,0,0,0,0,56.564655298695357,56.564655298695357]
["h3696",{"$f":"IF($C$10=2012,profiles!C3700,IF($C$10=2013,profiles!E3700,IF($C$10=2014,profiles!G3700,IF($C$10=2015,profiles!I3700,IF($C$10=2016,profiles!K3700)))))","v":47.887},{"$f":"IF($C$10=2012,profiles!D3700,IF($C$10=2013,profiles!F3700,IF($C$10=2014,profiles!H3700,IF($C$10=2015,profiles!J3700,IF($C$10=2016,profiles!L3700)))))","v":2.4741147531605744E-2},4.948229506321149,0,4.948229506321149,42.938770493678852,0,0,0,0,42.938770493678852,42.938770493678852]
["h3699",{"$f":"IF($C$10=2012,profiles!C3703,IF($C$10=2013,profiles!E3703,IF($C$10=2014,profiles!G3703,IF($C$10=2015,profiles!I3703,IF($C$10=2016,profiles!K3703)))))","v":45.265999999999998},{"$f":"IF($C$10=2012,profiles!D3703,IF($C$10=2013,profiles!F3703,IF($C$10=2014,profiles!H3703,IF($C$10=2015,profiles!J3703,IF($C$10=2016,profiles!L3703)))))","v":2.1337452090841483E-2},4.2674904181682969,0,4.2674904181682969,40.998509581831698,0,0,0,0,40.998509581831698,40.998509581831698]
["h3702",{"$f":"IF($C$10=2012,profiles!C3706,IF($C$10=2013,profiles!E3706,IF($C$10=2014,profiles!G3706,IF($C$10=2015,profiles!I3706,IF($C$10=2016,profiles!K3706)))))","v":57.432000000000002},{"$f":"IF($C$10=2012,profiles!D3706,IF($C$10=2013,profiles!F3706,IF($C$10=2014,profiles!H3706,IF($C$10=2015,profiles!J3706,IF($C$10=2016,profiles!L3706)))))","v":4.2317373147989244E-2},8.4634746295978491,0,8.4634746295978491,48.968525370402155,0,0,0,0,48.968525370402155,48.968525370402155]
["h3704",{"$f":"IF($C$10=2012,profiles!C3708,IF($C$10=2013,profiles!E3708,IF($C$10=2014,profiles!G3708,IF($C$10=2015,profiles!I3708,IF($C$10=2016,profiles!K3708)))))","v":67.043999999999997},{"$f":"IF($C$10=2012,profiles!D3708,IF($C$10=2013,profiles!F3708,IF($C$10=2014,profiles!H3708,IF($C$10=2015,profiles!J3708,IF($C$10=2016,profiles!L3708)))))","v":0.14229735141010239},28.459470282020476,0,28.459470282020476,38.584529717979521,0,0,0,0,38.584529717979521,38.584529717979521]
["h3707",{"$f":"IF($C$10=2012,profiles!C3711,IF($C$10=2013,profiles!E3711,IF($C$10=2014,profiles!G3711,IF($C$10=2015,profiles!I3711,IF($C$10=2016,profiles!K3711)))))","v":70.667000000000002},{"$f":"IF($C$10=2012,profiles!D3711,IF($C$10=2013,profiles!F3711,IF($C$10=2014,profiles!H3711,IF($C$10=2015,profiles!J3711,IF($C$10=2016,profiles!L3711)))))","v":0.30212802471254507},60.425604942509011,0,60.425604942509011,10.24139505749099,0,0,0,0,10.24139505749099,10.24139505749099]
["h3711",{"$f":"IF($C$10=2012,profiles!C3715,IF($C$10=2013,profiles!E3715,IF($C$10=2014,profiles!G3715,IF($C$10=2015,profiles!I3715,IF($C$10=2016,profiles!K3715)))))","v":67.545000000000002},{"$f":"IF($C$10=2012,profiles!D3715,IF($C$10=2013,profiles!F3715,IF($C$10=2014,profiles!H3715,IF($C$10=2015,profiles!J3715,IF($C$10=2016,profiles!L3715)))))","v":0.22093987758137407},44.187975516274811,0,44.187975516274811,23.357024483725191,0,0,0,0,23.357024483725191,23.357024483725191]
["h3714",{"$f":"IF($C$10=2012,profiles!C3718,IF($C$10=2013,profiles!E3718,IF($C$10=2014,profiles!G3718,IF($C$10=2015,profiles!I3718,IF($C$10=2016,profiles!K3718)))))","v":65.405000000000001},{"$f":"IF($C$10=2012,profiles!D3718,IF($C$10=2013,profiles!F3718,IF($C$10=2014,profiles!H3718,IF($C$10=2015,profiles!J3718,IF($C$10=2016,profiles!L3718)))))","v":0.11232194954522053},{"$f":"C3731*$C$2","v":22.464389909044105},0,22.464389909044105,42.9406100909559,0,0,0,0,{"$f":"MAX(G3731-J3731,0)","v":42.9406100909559},{"$f":"B3731-D3731","v":42.9406100909559}]
["h3717",{"$f":"IF($C$10=2012,profiles!C3721,IF($C$10=2013,profiles!E3721,IF($C$10=2014,profiles!G3721,IF($C$10=2015,profiles!I3721,IF($C$10=2016,profiles!K3721)))))","v":59.752000000000002},{"$f":"IF($C$10=2012,profiles!D3721,IF($C$10=2013,profiles!F3721,IF($C$10=2014,profiles!H3721,IF($C$10=2015,profiles!J3721,IF($C$10=2016,profiles!L3721)))))","v":6.152394027801613E-2},12.304788055603225,0,12.304788055603225,47.447211944396777,0,0,0,0,47.447211944396777,47.447211944396777]
["h3721",{"$f":"IF($C$10=2012,profiles!C3725,IF($C$10=2013,profiles!E3725,IF($C$10=2014,profiles!G3725,IF($C$10=2015,profiles!I3725,IF($C$10=2016,profiles!K3725)))))","v":46.396999999999998},{"$f":"IF($C$10=2012,profiles!D3725,IF($C$10=2013,profiles!F3725,IF($C$10=2014,profiles!H3725,IF($C$10=2015,profiles!J3725,IF($C$10=2016,profiles!L3725)))))","v":8.2798358616548232E-2},16.559671723309645,0,16.559671723309645,29.837328276690354,0,0,0,0,29.837328276690354,29.837328276690354]
["h3724",{"$f":"IF($C$10=2012,profiles!C3728,IF($C$10=2013,profiles!E3728,IF($C$10=2014,profiles!G3728,IF($C$10=2015,profiles!I3728,IF($C$10=2016,profiles!K3728)))))","v":46.438000000000002},{"$f":"IF($C$10=2012,profiles!D3728,IF($C$10=2013,profiles!F3728,IF($C$10=2014,profiles!H3728,IF($C$10=2015,profiles!J3728,IF($C$10=2016,profiles!L3728)))))","v":9.027608984715689E-2},18.055217969431379,0,18.055217969431379,28.382782030568624,0,0,0,0,28.382782030568624,28.382782030568624]
["h3725",{"$f":"IF($C$10=2012,profiles!C3729,IF($C$10=2013,profiles!E3729,IF($C$10=2014,profiles!G3729,IF($C$10=2015,profiles!I3729,IF($C$10=2016,profiles!K3729)))))","v":49.44},{"$f":"IF($C$10=2012,profiles!D3729,IF($C$10=2013,profiles!F3729,IF($C$10=2014,profiles!H3729,IF($C$10=2015,profiles!J3729,IF($C$10=2016,profiles!L3729)))))","v":9.9812699275103306E-2},19.962539855020662,0,19.962539855020662,29.477460144979336,0,0,0,0,29.477460144979336,29.477460144979336]
["h3729",{"$f":"IF($C$10=2012,profiles!C3733,IF($C$10=2013,profiles!E3733,IF($C$10=2014,profiles!G3733,IF($C$10=2015,profiles!I3733,IF($C$10=2016,profiles!K3733)))))","v":67.941000000000003},{"$f":"IF($C$10=2012,profiles!D3733,IF($C$10=2013,profiles!F3733,IF($C$10=2014,profiles!H3733,IF($C$10=2015,profiles!J3733,IF($C$10=2016,profiles!L3733)))))","v":0.30099655423857252},60.199310847714507,0,60.199310847714507,7.7416891522854954,0,0,0,0,7.7416891522854954,7.7416891522854954]
["h3732",{"$f":"IF($C$10=2012,profiles!C3736,IF($C$10=2013,profiles!E3736,IF($C$10=2014,profiles!G3736,IF($C$10=2015,profiles!I3736,IF($C$10=2016,profiles!K3736)))))","v":70.209999999999994},{"$f":"IF($C$10=2012,profiles!D3736,IF($C$10=2013,profiles!F3736,IF($C$10=2014,profiles!H3736,IF($C$10=2015,profiles!J3736,IF($C$10=2016,profiles!L3736)))))","v":0.38395218827297295},76.790437654594584,6.58043765459459,70.209999999999994,0,0,6.58043765459459,0,9.8717273456198882,0,-6.58043765459459]
["h3736",{"$f":"IF($C$10=2012,profiles!C3740,IF($C$10=2013,profiles!E3740,IF($C$10=2014,profiles!G3740,IF($C$10=2015,profiles!I3740,IF($C$10=2016,profiles!K3740)))))","v":65.42},{"$f":"IF($C$10=2012,profiles!D3740,IF($C$10=2013,profiles!F3740,IF($C$10=2014,profiles!H3740,IF($C$10=2015,profiles!J3740,IF($C$10=2016,profiles!L3740)))))","v":0.33921448077665461},67.842896155330919,2.4228961553309176,65.42,0,0,2.4228961553309176,0,35.668587657597115,0,-2.4228961553309176]
["h3739",{"$f":"IF($C$10=2012,profiles!C3743,IF($C$10=2013,profiles!E3743,IF($C$10=2014,profiles!G3743,IF($C$10=2015,profiles!I3743,IF($C$10=2016,profiles!K3743)))))","v":62.851999999999997},{"$f":"IF($C$10=2012,profiles!D3743,IF($C$10=2013,profiles!F3743,IF($C$10=2014,profiles!H3743,IF($C$10=2015,profiles!J3743,IF($C$10=2016,profiles!L3743)))))","v":0.12407600692011839},24.815201384023677,0,24.815201384023677,38.036798615976323,0,0,0.75369616315695376,0,37.283102452819371,38.036798615976323]
["h3742",{"$f":"IF($C$10=2012,profiles!C3746,IF($C$10=2013,profiles!E3746,IF($C$10=2014,profiles!G3746,IF($C$10=2015,profiles!I3746,IF($C$10=2016,profiles!K3746)))))","v":56.652000000000001},{"$f":"IF($C$10=2012,profiles!D3746,IF($C$10=2013,profiles!F3746,IF($C$10=2014,profiles!H3746,IF($C$10=2015,profiles!J3746,IF($C$10=2016,profiles!L3746)))))","v":6.7085114596588558E-2},13.417022919317711,0,13.417022919317711,43.234977080682292,0,0,0,0,43.234977080682292,43.234977080682292]
["h3746",{"$f":"IF($C$10=2012,profiles!C3750,IF($C$10=2013,profiles!E3750,IF($C$10=2014,profiles!G3750,IF($C$10=2015,profiles!I3750,IF($C$10=2016,profiles!K3750)))))","v":44.991},{"$f":"IF($C$10=2012,profiles!D3750,IF($C$10=2013,profiles!F3750,IF($C$10=2014,profiles!H3750,IF($C$10=2015,profiles!J3750,IF($C$10=2016,profiles!L3750)))))","v":6.306550979859632E-2},12.613101959719264,0,12.613101959719264,32.377898040280733,0,0,0,0,32.377898040280733,32.377898040280733]
["h3749",{"$f":"IF($C$10=2012,profiles!C3753,IF($C$10=2013,profiles!E3753,IF($C$10=2014,profiles!G3753,IF($C$10=2015,profiles!I3753,IF($C$10=2016,profiles!K3753)))))","v":49.103999999999999},{"$f":"IF($C$10=2012,profiles!D3753,IF($C$10=2013,profiles!F3753,IF($C$10=2014,profiles!H3753,IF($C$10=2015,profiles!J3753,IF($C$10=2016,profiles!L3753)))))","v":6.728226532683429E-2},13.456453065366858,0,13.456453065366858,35.647546934633141,0,0,0,0,35.647546934633141,35.647546934633141]
["h3750",{"$f":"IF($C$10=2012,profiles!C3754,IF($C$10=2013,profiles!E3754,IF($C$10=2014,profiles!G3754,IF($C$10=2015,profiles!I3754,IF($C$10=2016,profiles!K3754)))))","v":56.965000000000003},{"$f":"IF($C$10=2012,profiles!D3754,IF($C$10=2013,profiles!F3754,IF($C$10=2014,profiles!H3754,IF($C$10=2015,profiles!J3754,IF($C$10=2016,profiles!L3754)))))","v":8.5578696093426151E-2},17.115739218685231,0,17.115739218685231,39.849260781314769,0,0,0,0,39.849260781314769,39.849260781314769]
["h3754",{"$f":"IF($C$10=2012,profiles!C3758,IF($C$10=2013,profiles!E3758,IF($C$10=2014,profiles!G3758,IF($C$10=2015,profiles!I3758,IF($C$10=2016,profiles!K3758)))))","v":69.013000000000005},{"$f":"IF($C$10=2012,profiles!D3758,IF($C$10=2013,profiles!F3758,IF($C$10=2014,profiles!H3758,IF($C$10=2015,profiles!J3758,IF($C$10=2016,profiles!L3758)))))","v":0.32990751726010947},65.981503452021897,0,65.981503452021897,3.031496547978108,0,0,0,0,3.031496547978108,3.031496547978108]
["h3757",{"$f":"IF($C$10=2012,profiles!C3761,IF($C$10=2013,profiles!E3761,IF($C$10=2014,profiles!G3761,IF($C$10=2015,profiles!I3761,IF($C$10=2016,profiles!K3761)))))","v":67.703999999999994},{"$f":"IF($C$10=2012,profiles!D3761,IF($C$10=2013,profiles!F3761,IF($C$10=2014,profiles!H3761,IF($C$10=2015,profiles!J3761,IF($C$10=2016,profiles!L3761)))))","v":0.38170928686802269},76.34185737360454,8.6378573736045468,67.703999999999994,0,0,8.6378573736045468,0,16.296971202990328,0,-8.6378573736045468]
["h3761",{"$f":"IF($C$10=2012,profiles!C3765,IF($C$10=2013,profiles!E3765,IF($C$10=2014,profiles!G3765,IF($C$10=2015,profiles!I3765,IF($C$10=2016,profiles!K3765)))))","v":62.473999999999997},{"$f":"IF($C$10=2012,profiles!D3765,IF($C$10=2013,profiles!F3765,IF($C$10=2014,profiles!H3765,IF($C$10=2015,profiles!J3765,IF($C$10=2016,profiles!L3765)))))","v":0.20280449977844167},40.560899955688335,0,40.560899955688335,21.913100044311662,0,0,11.40033908920768,0,10.512760955103982,21.913100044311662]
["h3764",{"$f":"IF($C$10=2012,profiles!C3768,IF($C$10=2013,profiles!E3768,IF($C$10=2014,profiles!G3768,IF($C$10=2015,profiles!I3768,IF($C$10=2016,profiles!K3768)))))","v":57.661999999999999},{"$f":"IF($C$10=2012,profiles!D3768,IF($C$10=2013,profiles!F3768,IF($C$10=2014,profiles!H3768,IF($C$10=2015,profiles!J3768,IF($C$10=2016,profiles!L3768)))))","v":2.7201646678768992E-2},5.4403293357537983,0,5.4403293357537983,52.221670664246204,0,0,0,0,52.221670664246204,52.221670664246204]
["h3767",{"$f":"IF($C$10=2012,profiles!C3771,IF($C$10=2013,profiles!E3771,IF($C$10=2014,profiles!G3771,IF($C$10=2015,profiles!I3771,IF($C$10=2016,profiles!K3771)))))","v":50.463000000000001},{"$f":"IF($C$10=2012,profiles!D3771,IF($C$10=2013,profiles!F3771,IF($C$10=2014,profiles!H3771,IF($C$10=2015,profiles!J3771,IF($C$10=2016,profiles!L3771)))))","v":3.4991923841106935E-2},6.9983847682213867,0,6.9983847682213867,43.464615231778616,0,0,0,0,43.464615231778616,43.464615231778616]
["h3771",{"$f":"IF($C$10=2012,profiles!C3775,IF($C$10=2013,profiles!E3775,IF($C$10=2014,profiles!G3775,IF($C$10=2015,profiles!I3775,IF($C$10=2016,profiles!K3775)))))","v":42.203000000000003},{"$f":"IF($C$10=2012,profiles!D3775,IF($C$10=2013,profiles!F3775,IF($C$10=2014,profiles!H3775,IF($C$10=2015,profiles!J3775,IF($C$10=2016,profiles!L3775)))))","v":4.3517406962785117E-2},8.7034813925570234,0,8.7034813925570234,33.49951860744298,0,0,0,0,33.49951860744298,33.49951860744298]
["h3775",{"$f":"IF($C$10=2012,profiles!C3779,IF($C$10=2013,profiles!E3779,IF($C$10=2014,profiles!G3779,IF($C$10=2015,profiles!I3779,IF($C$10=2016,profiles!K3779)))))","v":48.28},{"$f":"IF($C$10=2012,profiles!D3779,IF($C$10=2013,profiles!F3779,IF($C$10=2014,profiles!H3779,IF($C$10=2015,profiles!J3779,IF($C$10=2016,profiles!L3779)))))","v":9.3237294917967187E-2},18.647458983593438,0,18.647458983593438,29.632541016406563,0,0,0,0,29.632541016406563,29.632541016406563]
["h3776",{"$f":"IF($C$10=2012,profiles!C3780,IF($C$10=2013,profiles!E3780,IF($C$10=2014,profiles!G3780,IF($C$10=2015,profiles!I3780,IF($C$10=2016,profiles!K3780)))))","v":52.896000000000001},{"$f":"IF($C$10=2012,profiles!D3780,IF($C$10=2013,profiles!F3780,IF($C$10=2014,profiles!H3780,IF($C$10=2015,profiles!J3780,IF($C$10=2016,profiles!L3780)))))","v":0.1562339221402847},31.246784428056941,0,31.246784428056941,21.64921557194306,0,0,0,0,21.64921557194306,21.64921557194306]
["h3779",{"$f":"IF($C$10=2012,profiles!C3783,IF($C$10=2013,profiles!E3783,IF($C$10=2014,profiles!G3783,IF($C$10=2015,profiles!I3783,IF($C$10=2016,profiles!K3783)))))","v":58.237000000000002},{"$f":"IF($C$10=2012,profiles!D3783,IF($C$10=2013,profiles!F3783,IF($C$10=2014,profiles!H3783,IF($C$10=2015,profiles!J3783,IF($C$10=2016,profiles!L3783)))))","v":0.324801349111073},64.960269822214599,6.723269822214597,58.237000000000002,0,0,6.723269822214597,0,{"$f":"K3795+I3796*$F$2-J3796/$F$3","v":5.4458485559938241},0,-6.723269822214597]
["h3782",{"$f":"IF($C$10=2012,profiles!C3786,IF($C$10=2013,profiles!E3786,IF($C$10=2014,profiles!G3786,IF($C$10=2015,profiles!I3786,IF($C$10=2016,profiles!K3786)))))","v":53.161999999999999},{"$f":"IF($C$10=2012,profiles!D3786,IF($C$10=2013,profiles!F3786,IF($C$10=2014,profiles!H3786,IF($C$10=2015,profiles!J3786,IF($C$10=2016,profiles!L3786)))))","v":0.33832104270279539},67.664208540559073,14.502208540559074,53.161999999999999,0,4.5022085405590744,10,0,29.745848555993827,0,-14.502208540559074]
["h3786",{"$f":"IF($C$10=2012,profiles!C3790,IF($C$10=2013,profiles!E3790,IF($C$10=2014,profiles!G3790,IF($C$10=2015,profiles!I3790,IF($C$10=2016,profiles!K3790)))))","v":51.728000000000002},{"$f":"IF($C$10=2012,profiles!D3790,IF($C$10=2013,profiles!F3790,IF($C$10=2014,profiles!H3790,IF($C$10=2015,profiles!J3790,IF($C$10=2016,profiles!L3790)))))","v":0.10422740524781342},20.845481049562682,0,20.845481049562682,30.882518950437319,0,0,14.023134721853323,0,16.859384228583998,30.882518950437319]
["h3789",{"$f":"IF($C$10=2012,profiles!C3793,IF($C$10=2013,profiles!E3793,IF($C$10=2014,profiles!G3793,IF($C$10=2015,profiles!I3793,IF($C$10=2016,profiles!K3793)))))","v":47.488},{"$f":"IF($C$10=2012,profiles!D3793,IF($C$10=2013,profiles!F3793,IF($C$10=2014,profiles!H3793,IF($C$10=2015,profiles!J3793,IF($C$10=2016,profiles!L3793)))))","v":2.7954038758360486E-2},5.5908077516720969,0,5.5908077516720969,41.897192248327904,0,0,0,0,41.897192248327904,41.897192248327904]
["h3793",{"$f":"IF($C$10=2012,profiles!C3797,IF($C$10=2013,profiles!E3797,IF($C$10=2014,profiles!G3797,IF($C$10=2015,profiles!I3797,IF($C$10=2016,profiles!K3797)))))","v":38.481000000000002},{"$f":"IF($C$10=2012,profiles!D3797,IF($C$10=2013,profiles!F3797,IF($C$10=2014,profiles!H3797,IF($C$10=2015,profiles!J3797,IF($C$10=2016,profiles!L3797)))))","v":4.0187503572857712E-2},8.0375007145715429,0,8.0375007145715429,30.443499285428459,0,0,0,0,30.443499285428459,30.443499285428459]
["h3796",{"$f":"IF($C$10=2012,profiles!C3800,IF($C$10=2013,profiles!E3800,IF($C$10=2014,profiles!G3800,IF($C$10=2015,profiles!I3800,IF($C$10=2016,profiles!K3800)))))","v":35.576000000000001},{"$f":"IF($C$10=2012,profiles!D3800,IF($C$10=2013,profiles!F3800,IF($C$10=2014,profiles!H3800,IF($C$10=2015,profiles!J3800,IF($C$10=2016,profiles!L3800)))))","v":3.1398273595152348E-2},6.2796547190304697,0,6.2796547190304697,29.296345280969533,0,0,0,0,29.296345280969533,29.296345280969533]
["h3800",{"$f":"IF($C$10=2012,profiles!C3804,IF($C$10=2013,profiles!E3804,IF($C$10=2014,profiles!G3804,IF($C$10=2015,profiles!I3804,IF($C$10=2016,profiles!K3804)))))","v":43.216000000000001},{"$f":"IF($C$10=2012,profiles!D3804,IF($C$10=2013,profiles!F3804,IF($C$10=2014,profiles!H3804,IF($C$10=2015,profiles!J3804,IF($C$10=2016,profiles!L3804)))))","v":0.15116046418567428},30.232092837134854,0,30.232092837134854,12.983907162865147,0,0,0,0,12.983907162865147,12.983907162865147]
["h3801",{"$f":"IF($C$10=2012,profiles!C3805,IF($C$10=2013,profiles!E3805,IF($C$10=2014,profiles!G3805,IF($C$10=2015,profiles!I3805,IF($C$10=2016,profiles!K3805)))))","v":46.046999999999997},{"$f":"IF($C$10=2012,profiles!D3805,IF($C$10=2013,profiles!F3805,IF($C$10=2014,profiles!H3805,IF($C$10=2015,profiles!J3805,IF($C$10=2016,profiles!L3805)))))","v":0.21850168638884124},43.700337277768249,0,43.700337277768249,2.3466627222317484,0,0,0,0,2.3466627222317484,2.3466627222317484]
["h3804",{"$f":"IF($C$10=2012,profiles!C3808,IF($C$10=2013,profiles!E3808,IF($C$10=2014,profiles!G3808,IF($C$10=2015,profiles!I3808,IF($C$10=2016,profiles!K3808)))))","v":48.877000000000002},{"$f":"IF($C$10=2012,profiles!D3808,IF($C$10=2013,profiles!F3808,IF($C$10=2014,profiles!H3808,IF($C$10=2015,profiles!J3808,IF($C$10=2016,profiles!L3808)))))","v":0.33060367003944435},66.120734007888871,17.243734007888868,48.877000000000002,0,7.2437340078888681,10,0,21.368167146287092,0,-17.243734007888868]
["h3807",{"$f":"IF($C$10=2012,profiles!C3811,IF($C$10=2013,profiles!E3811,IF($C$10=2014,profiles!G3811,IF($C$10=2015,profiles!I3811,IF($C$10=2016,profiles!K3811)))))","v":44.973999999999997},{"$f":"IF($C$10=2012,profiles!D3811,IF($C$10=2013,profiles!F3811,IF($C$10=2014,profiles!H3811,IF($C$10=2015,profiles!J3811,IF($C$10=2016,profiles!L3811)))))","v":0.2961184473789516},59.223689475790323,14.249689475790326,44.973999999999997,0,4.2496894757903263,10,0,45.668167146287097,0,-14.249689475790326]
["h3811",{"$f":"IF($C$10=2012,profiles!C3815,IF($C$10=2013,profiles!E3815,IF($C$10=2014,profiles!G3815,IF($C$10=2015,profiles!I3815,IF($C$10=2016,profiles!K3815)))))","v":46.039000000000001},{"$f":"IF($C$10=2012,profiles!D3815,IF($C$10=2013,profiles!F3815,IF($C$10=2014,profiles!H3815,IF($C$10=2015,profiles!J3815,IF($C$10=2016,profiles!L3815)))))","v":7.7288058080375005E-2},15.457611616075001,0,15.457611616075001,30.581388383925002,0,0,21.737507064649861,0,8.8438813192751411,30.581388383925002]
["h3814",{"$f":"IF($C$10=2012,profiles!C3818,IF($C$10=2013,profiles!E3818,IF($C$10=2014,profiles!G3818,IF($C$10=2015,profiles!I3818,IF($C$10=2016,profiles!K3818)))))","v":45.439},{"$f":"IF($C$10=2012,profiles!D3818,IF($C$10=2013,profiles!F3818,IF($C$10=2014,profiles!H3818,IF($C$10=2015,profiles!J3818,IF($C$10=2016,profiles!L3818)))))","v":4.9334019322014519E-2},9.8668038644029039,0,9.8668038644029039,35.572196135597096,0,0,0,0,35.572196135597096,35.572196135597096]
["h3817",{"$f":"IF($C$10=2012,profiles!C3821,IF($C$10=2013,profiles!E3821,IF($C$10=2014,profiles!G3821,IF($C$10=2015,profiles!I3821,IF($C$10=2016,profiles!K3821)))))","v":37.845999999999997},{"$f":"IF($C$10=2012,profiles!D3821,IF($C$10=2013,profiles!F3821,IF($C$10=2014,profiles!H3821,IF($C$10=2015,profiles!J3821,IF($C$10=2016,profiles!L3821)))))","v":4.4930332261521974E-2},8.986066452304394,0,8.986066452304394,28.859933547695604,0,0,0,0,28.859933547695604,28.859933547695604]
["h3822",{"$f":"IF($C$10=2012,profiles!C3826,IF($C$10=2013,profiles!E3826,IF($C$10=2014,profiles!G3826,IF($C$10=2015,profiles!I3826,IF($C$10=2016,profiles!K3826)))))","v":37.085999999999999},{"$f":"IF($C$10=2012,profiles!D3826,IF($C$10=2013,profiles!F3826,IF($C$10=2014,profiles!H3826,IF($C$10=2015,profiles!J3826,IF($C$10=2016,profiles!L3826)))))","v":5.8506609503394071E-2},11.701321900678813,0,11.701321900678813,25.384678099321185,0,0,0,0,25.384678099321185,25.384678099321185]
["h3825",{"$f":"IF($C$10=2012,profiles!C3829,IF($C$10=2013,profiles!E3829,IF($C$10=2014,profiles!G3829,IF($C$10=2015,profiles!I3829,IF($C$10=2016,profiles!K3829)))))","v":47.051000000000002},{"$f":"IF($C$10=2012,profiles!D3829,IF($C$10=2013,profiles!F3829,IF($C$10=2014,profiles!H3829,IF($C$10=2015,profiles!J3829,IF($C$10=2016,profiles!L3829)))))","v":0.24690246516613076},49.380493033226152,2.3294930332261501,47.051000000000002,0,0,2.3294930332261501,0,1.8868893569131817,0,-2.3294930332261501]
["h3826",{"$f":"IF($C$10=2012,profiles!C3830,IF($C$10=2013,profiles!E3830,IF($C$10=2014,profiles!G3830,IF($C$10=2015,profiles!I3830,IF($C$10=2016,profiles!K3830)))))","v":49.213999999999999},{"$f":"IF($C$10=2012,profiles!D3830,IF($C$10=2013,profiles!F3830,IF($C$10=2014,profiles!H3830,IF($C$10=2015,profiles!J3830,IF($C$10=2016,profiles!L3830)))))","v":0.30460878885316184},60.921757770632368,11.707757770632369,49.213999999999999,0,1.7077577706323694,10,0,9.9868893569131831,0,-11.707757770632369]
["h3829",{"$f":"IF($C$10=2012,profiles!C3833,IF($C$10=2013,profiles!E3833,IF($C$10=2014,profiles!G3833,IF($C$10=2015,profiles!I3833,IF($C$10=2016,profiles!K3833)))))","v":48.944000000000003},{"$f":"IF($C$10=2012,profiles!D3833,IF($C$10=2013,profiles!F3833,IF($C$10=2014,profiles!H3833,IF($C$10=2015,profiles!J3833,IF($C$10=2016,profiles!L3833)))))","v":0.35764201500535908},71.528403001071823,22.58440300107182,48.944000000000003,0,12.58440300107182,10,0,34.286889356913186,0,-22.58440300107182]
["h3832",{"$f":"IF($C$10=2012,profiles!C3836,IF($C$10=2013,profiles!E3836,IF($C$10=2014,profiles!G3836,IF($C$10=2015,profiles!I3836,IF($C$10=2016,profiles!K3836)))))","v":47.167000000000002},{"$f":"IF($C$10=2012,profiles!D3836,IF($C$10=2013,profiles!F3836,IF($C$10=2014,profiles!H3836,IF($C$10=2015,profiles!J3836,IF($C$10=2016,profiles!L3836)))))","v":0.25003215434083603},50.006430868167207,2.8394308681672058,47.167000000000002,0,0,2.8394308681672058,0,52.786828360128624,0,-2.8394308681672058]
["h3836",{"$f":"IF($C$10=2012,profiles!C3840,IF($C$10=2013,profiles!E3840,IF($C$10=2014,profiles!G3840,IF($C$10=2015,profiles!I3840,IF($C$10=2016,profiles!K3840)))))","v":48.771999999999998},{"$f":"IF($C$10=2012,profiles!D3840,IF($C$10=2013,profiles!F3840,IF($C$10=2014,profiles!H3840,IF($C$10=2015,profiles!J3840,IF($C$10=2016,profiles!L3840)))))","v":6.3622722400857451E-2},12.72454448017149,0,12.72454448017149,36.04745551982851,0,0,0,0,36.04745551982851,36.04745551982851]
["h3839",{"$f":"IF($C$10=2012,profiles!C3843,IF($C$10=2013,profiles!E3843,IF($C$10=2014,profiles!G3843,IF($C$10=2015,profiles!I3843,IF($C$10=2016,profiles!K3843)))))","v":45.213000000000001},{"$f":"IF($C$10=2012,profiles!D3843,IF($C$10=2013,profiles!F3843,IF($C$10=2014,profiles!H3843,IF($C$10=2015,profiles!J3843,IF($C$10=2016,profiles!L3843)))))","v":9.0618077884958917E-2},18.123615576991785,0,18.123615576991785,27.089384423008216,0,0,0,0,27.089384423008216,27.089384423008216]
["h3842",{"$f":"IF($C$10=2012,profiles!C3846,IF($C$10=2013,profiles!E3846,IF($C$10=2014,profiles!G3846,IF($C$10=2015,profiles!I3846,IF($C$10=2016,profiles!K3846)))))","v":39.865000000000002},{"$f":"IF($C$10=2012,profiles!D3846,IF($C$10=2013,profiles!F3846,IF($C$10=2014,profiles!H3846,IF($C$10=2015,profiles!J3846,IF($C$10=2016,profiles!L3846)))))","v":9.3773668491075643E-2},{"$f":"C3859*$C$2","v":18.75473369821513},0,18.75473369821513,21.110266301784872,0,0,0,0,{"$f":"MAX(G3859-J3859,0)","v":21.110266301784872},{"$f":"B3859-D3859","v":21.110266301784872}]
["h3847",{"$f":"IF($C$10=2012,profiles!C3851,IF($C$10=2013,profiles!E3851,IF($C$10=2014,profiles!G3851,IF($C$10=2015,profiles!I3851,IF($C$10=2016,profiles!K3851)))))","v":61.661999999999999},{"$f":"IF($C$10=2012,profiles!D3851,IF($C$10=2013,profiles!F3851,IF($C$10=2014,profiles!H3851,IF($C$10=2015,profiles!J3851,IF($C$10=2016,profiles!L3851)))))","v":0.1581519642168141},31.63039284336282,0,31.63039284336282,30.031607156637179,0,0,0,0,30.031607156637179,30.031607156637179]
["h3850",{"$f":"IF($C$10=2012,profiles!C3854,IF($C$10=2013,profiles!E3854,IF($C$10=2014,profiles!G3854,IF($C$10=2015,profiles!I3854,IF($C$10=2016,profiles!K3854)))))","v":70.141000000000005},{"$f":"IF($C$10=2012,profiles!D3854,IF($C$10=2013,profiles!F3854,IF($C$10=2014,profiles!H3854,IF($C$10=2015,profiles!J3854,IF($C$10=2016,profiles!L3854)))))","v":0.28170684653529016},56.341369307058031,0,56.341369307058031,13.799630692941975,0,0,0,0,13.799630692941975,13.799630692941975]
["h3851",{"$f":"IF($C$10=2012,profiles!C3855,IF($C$10=2013,profiles!E3855,IF($C$10=2014,profiles!G3855,IF($C$10=2015,profiles!I3855,IF($C$10=2016,profiles!K3855)))))","v":71.864000000000004},{"$f":"IF($C$10=2012,profiles!D3855,IF($C$10=2013,profiles!F3855,IF($C$10=2014,profiles!H3855,IF($C$10=2015,profiles!J3855,IF($C$10=2016,profiles!L3855)))))","v":0.30750103605470369},61.500207210940737,0,61.500207210940737,10.363792789059268,0,0,0,0,10.363792789059268,10.363792789059268]
["h3854",{"$f":"IF($C$10=2012,profiles!C3858,IF($C$10=2013,profiles!E3858,IF($C$10=2014,profiles!G3858,IF($C$10=2015,profiles!I3858,IF($C$10=2016,profiles!K3858)))))","v":69.88},{"$f":"IF($C$10=2012,profiles!D3858,IF($C$10=2013,profiles!F3858,IF($C$10=2014,profiles!H3858,IF($C$10=2015,profiles!J3858,IF($C$10=2016,profiles!L3858)))))","v":0.31949068979807649},63.898137959615298,0,63.898137959615298,5.9818620403846978,0,0,0,0,5.9818620403846978,5.9818620403846978]
["h3858",{"$f":"IF($C$10=2012,profiles!C3862,IF($C$10=2013,profiles!E3862,IF($C$10=2014,profiles!G3862,IF($C$10=2015,profiles!I3862,IF($C$10=2016,profiles!K3862)))))","v":65.247},{"$f":"IF($C$10=2012,profiles!D3862,IF($C$10=2013,profiles!F3862,IF($C$10=2014,profiles!H3862,IF($C$10=2015,profiles!J3862,IF($C$10=2016,profiles!L3862)))))","v":0.12025379767637938},24.050759535275876,0,24.050759535275876,41.196240464724127,0,0,0,0,41.196240464724127,41.196240464724127]
["h3861",{"$f":"IF($C$10=2012,profiles!C3865,IF($C$10=2013,profiles!E3865,IF($C$10=2014,profiles!G3865,IF($C$10=2015,profiles!I3865,IF($C$10=2016,profiles!K3865)))))","v":58.78},{"$f":"IF($C$10=2012,profiles!D3865,IF($C$10=2013,profiles!F3865,IF($C$10=2014,profiles!H3865,IF($C$10=2015,profiles!J3865,IF($C$10=2016,profiles!L3865)))))","v":2.9409663175043229E-2},5.8819326350086456,0,5.8819326350086456,52.898067364991356,0,0,0,0,52.898067364991356,52.898067364991356]
["h3863",{"$f":"IF($C$10=2012,profiles!C3867,IF($C$10=2013,profiles!E3867,IF($C$10=2014,profiles!G3867,IF($C$10=2015,profiles!I3867,IF($C$10=2016,profiles!K3867)))))","v":52.067999999999998},{"$f":"IF($C$10=2012,profiles!D3867,IF($C$10=2013,profiles!F3867,IF($C$10=2014,profiles!H3867,IF($C$10=2015,profiles!J3867,IF($C$10=2016,profiles!L3867)))))","v":3.6926418680423567E-2},7.3852837360847134,0,7.3852837360847134,44.682716263915282,0,0,0,0,44.682716263915282,44.682716263915282]
["h3869",{"$f":"IF($C$10=2012,profiles!C3873,IF($C$10=2013,profiles!E3873,IF($C$10=2014,profiles!G3873,IF($C$10=2015,profiles!I3873,IF($C$10=2016,profiles!K3873)))))","v":49.323999999999998},{"$f":"IF($C$10=2012,profiles!D3873,IF($C$10=2013,profiles!F3873,IF($C$10=2014,profiles!H3873,IF($C$10=2015,profiles!J3873,IF($C$10=2016,profiles!L3873)))))","v":3.4621704650996642E-2},6.9243409301993282,0,6.9243409301993282,42.39965906980067,0,0,0,0,42.39965906980067,42.39965906980067]
["h3872",{"$f":"IF($C$10=2012,profiles!C3876,IF($C$10=2013,profiles!E3876,IF($C$10=2014,profiles!G3876,IF($C$10=2015,profiles!I3876,IF($C$10=2016,profiles!K3876)))))","v":67.766999999999996},{"$f":"IF($C$10=2012,profiles!D3876,IF($C$10=2013,profiles!F3876,IF($C$10=2014,profiles!H3876,IF($C$10=2015,profiles!J3876,IF($C$10=2016,profiles!L3876)))))","v":0.12835607630206472},25.671215260412943,0,25.671215260412943,42.095784739587053,0,0,0,0,42.095784739587053,42.095784739587053]
["h3875",{"$f":"IF($C$10=2012,profiles!C3879,IF($C$10=2013,profiles!E3879,IF($C$10=2014,profiles!G3879,IF($C$10=2015,profiles!I3879,IF($C$10=2016,profiles!K3879)))))","v":72.495999999999995},{"$f":"IF($C$10=2012,profiles!D3879,IF($C$10=2013,profiles!F3879,IF($C$10=2014,profiles!H3879,IF($C$10=2015,profiles!J3879,IF($C$10=2016,profiles!L3879)))))","v":0.27553047081517468},55.106094163034939,0,55.106094163034939,17.389905836965056,0,0,0,0,17.389905836965056,17.389905836965056]
["h3876",{"$f":"IF($C$10=2012,profiles!C3880,IF($C$10=2013,profiles!E3880,IF($C$10=2014,profiles!G3880,IF($C$10=2015,profiles!I3880,IF($C$10=2016,profiles!K3880)))))","v":71.754999999999995},{"$f":"IF($C$10=2012,profiles!D3880,IF($C$10=2013,profiles!F3880,IF($C$10=2014,profiles!H3880,IF($C$10=2015,profiles!J3880,IF($C$10=2016,profiles!L3880)))))","v":0.29864971065228263},59.729942130456529,0,59.729942130456529,12.025057869543467,0,0,0,0,12.025057869543467,12.025057869543467]
["h3879",{"$f":"IF($C$10=2012,profiles!C3883,IF($C$10=2013,profiles!E3883,IF($C$10=2014,profiles!G3883,IF($C$10=2015,profiles!I3883,IF($C$10=2016,profiles!K3883)))))","v":68.391999999999996},{"$f":"IF($C$10=2012,profiles!D3883,IF($C$10=2013,profiles!F3883,IF($C$10=2014,profiles!H3883,IF($C$10=2015,profiles!J3883,IF($C$10=2016,profiles!L3883)))))","v":0.2604129456312067},52.082589126241338,0,52.082589126241338,16.309410873758658,0,0,0,0,16.309410873758658,16.309410873758658]
["h3883",{"$f":"IF($C$10=2012,profiles!C3887,IF($C$10=2013,profiles!E3887,IF($C$10=2014,profiles!G3887,IF($C$10=2015,profiles!I3887,IF($C$10=2016,profiles!K3887)))))","v":63.253},{"$f":"IF($C$10=2012,profiles!D3887,IF($C$10=2013,profiles!F3887,IF($C$10=2014,profiles!H3887,IF($C$10=2015,profiles!J3887,IF($C$10=2016,profiles!L3887)))))","v":7.8273915839108379E-2},15.654783167821677,0,15.654783167821677,47.598216832178323,0,0,0,0,47.598216832178323,47.598216832178323]
["h3888",{"$f":"IF($C$10=2012,profiles!C3892,IF($C$10=2013,profiles!E3892,IF($C$10=2014,profiles!G3892,IF($C$10=2015,profiles!I3892,IF($C$10=2016,profiles!K3892)))))","v":48.755000000000003},{"$f":"IF($C$10=2012,profiles!D3892,IF($C$10=2013,profiles!F3892,IF($C$10=2014,profiles!H3892,IF($C$10=2015,profiles!J3892,IF($C$10=2016,profiles!L3892)))))","v":4.925714285714286E-2},9.8514285714285723,0,9.8514285714285723,38.903571428571432,0,0,0,0,38.903571428571432,38.903571428571432]
["h3890",{"$f":"IF($C$10=2012,profiles!C3894,IF($C$10=2013,profiles!E3894,IF($C$10=2014,profiles!G3894,IF($C$10=2015,profiles!I3894,IF($C$10=2016,profiles!K3894)))))","v":45.277999999999999},{"$f":"IF($C$10=2012,profiles!D3894,IF($C$10=2013,profiles!F3894,IF($C$10=2014,profiles!H3894,IF($C$10=2015,profiles!J3894,IF($C$10=2016,profiles!L3894)))))","v":4.9757142857142854E-2},9.9514285714285702,0,9.9514285714285702,35.326571428571427,0,0,0,0,35.326571428571427,35.326571428571427]
["h3894",{"$f":"IF($C$10=2012,profiles!C3898,IF($C$10=2013,profiles!E3898,IF($C$10=2014,profiles!G3898,IF($C$10=2015,profiles!I3898,IF($C$10=2016,profiles!K3898)))))","v":56.244999999999997},{"$f":"IF($C$10=2012,profiles!D3898,IF($C$10=2013,profiles!F3898,IF($C$10=2014,profiles!H3898,IF($C$10=2015,profiles!J3898,IF($C$10=2016,profiles!L3898)))))","v":5.154285714285714E-2},10.308571428571428,0,10.308571428571428,45.936428571428571,0,0,0,0,45.936428571428571,45.936428571428571]
["h3897",{"$f":"IF($C$10=2012,profiles!C3901,IF($C$10=2013,profiles!E3901,IF($C$10=2014,profiles!G3901,IF($C$10=2015,profiles!I3901,IF($C$10=2016,profiles!K3901)))))","v":67.069999999999993},{"$f":"IF($C$10=2012,profiles!D3901,IF($C$10=2013,profiles!F3901,IF($C$10=2014,profiles!H3901,IF($C$10=2015,profiles!J3901,IF($C$10=2016,profiles!L3901)))))","v":0.20858571428571429},41.717142857142861,0,41.717142857142861,25.352857142857133,0,0,0,0,25.352857142857133,25.352857142857133]
["h3900",{"$f":"IF($C$10=2012,profiles!C3904,IF($C$10=2013,profiles!E3904,IF($C$10=2014,profiles!G3904,IF($C$10=2015,profiles!I3904,IF($C$10=2016,profiles!K3904)))))","v":70.108000000000004},{"$f":"IF($C$10=2012,profiles!D3904,IF($C$10=2013,profiles!F3904,IF($C$10=2014,profiles!H3904,IF($C$10=2015,profiles!J3904,IF($C$10=2016,profiles!L3904)))))","v":0.32014285714285712},64.028571428571425,0,64.028571428571425,6.0794285714285792,0,0,0,0,6.0794285714285792,6.0794285714285792]
["h3901",{"$f":"IF($C$10=2012,profiles!C3905,IF($C$10=2013,profiles!E3905,IF($C$10=2014,profiles!G3905,IF($C$10=2015,profiles!I3905,IF($C$10=2016,profiles!K3905)))))","v":69.296999999999997},{"$f":"IF($C$10=2012,profiles!D3905,IF($C$10=2013,profiles!F3905,IF($C$10=2014,profiles!H3905,IF($C$10=2015,profiles!J3905,IF($C$10=2016,profiles!L3905)))))","v":0.32728571428571429},65.457142857142856,0,65.457142857142856,3.8398571428571415,0,0,0,0,3.8398571428571415,3.8398571428571415]
["h3904",{"$f":"IF($C$10=2012,profiles!C3908,IF($C$10=2013,profiles!E3908,IF($C$10=2014,profiles!G3908,IF($C$10=2015,profiles!I3908,IF($C$10=2016,profiles!K3908)))))","v":65.736999999999995},{"$f":"IF($C$10=2012,profiles!D3908,IF($C$10=2013,profiles!F3908,IF($C$10=2014,profiles!H3908,IF($C$10=2015,profiles!J3908,IF($C$10=2016,profiles!L3908)))))","v":0.26962857142857144},53.925714285714285,0,53.925714285714285,11.81128571428571,0,0,0,0,11.81128571428571,11.81128571428571]
["h3909",{"$f":"IF($C$10=2012,profiles!C3913,IF($C$10=2013,profiles!E3913,IF($C$10=2014,profiles!G3913,IF($C$10=2015,profiles!I3913,IF($C$10=2016,profiles!K3913)))))","v":58.308999999999997},{"$f":"IF($C$10=2012,profiles!D3913,IF($C$10=2013,profiles!F3913,IF($C$10=2014,profiles!H3913,IF($C$10=2015,profiles!J3913,IF($C$10=2016,profiles!L3913)))))","v":4.1614285714285715E-2},8.3228571428571421,0,8.3228571428571421,49.986142857142852,0,0,0,0,49.986142857142852,49.986142857142852]
["h3912",{"$f":"IF($C$10=2012,profiles!C3916,IF($C$10=2013,profiles!E3916,IF($C$10=2014,profiles!G3916,IF($C$10=2015,profiles!I3916,IF($C$10=2016,profiles!K3916)))))","v":49.201999999999998},{"$f":"IF($C$10=2012,profiles!D3916,IF($C$10=2013,profiles!F3916,IF($C$10=2014,profiles!H3916,IF($C$10=2015,profiles!J3916,IF($C$10=2016,profiles!L3916)))))","v":4.6892848983321911E-2},9.3785697966643831,0,9.3785697966643831,39.823430203335619,0,0,{"$f":"MIN(MAX(0,G3929),K3928*$F$3)","v":0},0,39.823430203335619,39.823430203335619]
["h3915",{"$f":"IF($C$10=2012,profiles!C3919,IF($C$10=2013,profiles!E3919,IF($C$10=2014,profiles!G3919,IF($C$10=2015,profiles!I3919,IF($C$10=2016,profiles!K3919)))))","v":45.417000000000002},{"$f":"IF($C$10=2012,profiles!D3919,IF($C$10=2013,profiles!F3919,IF($C$10=2014,profiles!H3919,IF($C$10=2015,profiles!J3919,IF($C$10=2016,profiles!L3919)))))","v":5.4689284898332191E-2},10.937856979666439,0,10.937856979666439,34.479143020333566,0,0,0,0,34.479143020333566,34.479143020333566]
["h3919",{"$f":"IF($C$10=2012,profiles!C3923,IF($C$10=2013,profiles!E3923,IF($C$10=2014,profiles!G3923,IF($C$10=2015,profiles!I3923,IF($C$10=2016,profiles!K3923)))))","v":62.515000000000001},{"$f":"IF($C$10=2012,profiles!D3923,IF($C$10=2013,profiles!F3923,IF($C$10=2014,profiles!H3923,IF($C$10=2015,profiles!J3923,IF($C$10=2016,profiles!L3923)))))","v":0.10912154443682888},21.824308887365778,0,21.824308887365778,40.690691112634227,0,0,0,0,40.690691112634227,40.690691112634227]
["h3922",{"$f":"IF($C$10=2012,profiles!C3926,IF($C$10=2013,profiles!E3926,IF($C$10=2014,profiles!G3926,IF($C$10=2015,profiles!I3926,IF($C$10=2016,profiles!K3926)))))","v":69.239999999999995},{"$f":"IF($C$10=2012,profiles!D3926,IF($C$10=2013,profiles!F3926,IF($C$10=2014,profiles!H3926,IF($C$10=2015,profiles!J3926,IF($C$10=2016,profiles!L3926)))))","v":0.30348983321909984},60.697966643819967,0,60.697966643819967,8.5420333561800277,0,0,0,0,8.5420333561800277,8.5420333561800277]
["h3923",{"$f":"IF($C$10=2012,profiles!C3927,IF($C$10=2013,profiles!E3927,IF($C$10=2014,profiles!G3927,IF($C$10=2015,profiles!I3927,IF($C$10=2016,profiles!K3927)))))","v":70.385000000000005},{"$f":"IF($C$10=2012,profiles!D3927,IF($C$10=2013,profiles!F3927,IF($C$10=2014,profiles!H3927,IF($C$10=2015,profiles!J3927,IF($C$10=2016,profiles!L3927)))))","v":0.34414267763308204},68.828535526616406,0,68.828535526616406,1.5564644733835991,0,0,0,0,1.5564644733835991,1.5564644733835991]
["h3926",{"$f":"IF($C$10=2012,profiles!C3930,IF($C$10=2013,profiles!E3930,IF($C$10=2014,profiles!G3930,IF($C$10=2015,profiles!I3930,IF($C$10=2016,profiles!K3930)))))","v":66.581999999999994},{"$f":"IF($C$10=2012,profiles!D3930,IF($C$10=2013,profiles!F3930,IF($C$10=2014,profiles!H3930,IF($C$10=2015,profiles!J3930,IF($C$10=2016,profiles!L3930)))))","v":0.40415809915467216},80.831619830934429,14.249619830934435,66.581999999999994,0,4.2496198309344351,10,0,21.470205318711443,0,-14.249619830934435]
["h3930",{"$f":"IF($C$10=2012,profiles!C3934,IF($C$10=2013,profiles!E3934,IF($C$10=2014,profiles!G3934,IF($C$10=2015,profiles!I3934,IF($C$10=2016,profiles!K3934)))))","v":62.704999999999998},{"$f":"IF($C$10=2012,profiles!D3934,IF($C$10=2013,profiles!F3934,IF($C$10=2014,profiles!H3934,IF($C$10=2015,profiles!J3934,IF($C$10=2016,profiles!L3934)))))","v":0.25618288782270959},51.236577564541918,0,51.236577564541918,11.468422435458081,0,0,11.468422435458081,22.453094937867334,0,11.468422435458081]
["h3934",{"$f":"IF($C$10=2012,profiles!C3938,IF($C$10=2013,profiles!E3938,IF($C$10=2014,profiles!G3938,IF($C$10=2015,profiles!I3938,IF($C$10=2016,profiles!K3938)))))","v":54.290999999999997},{"$f":"IF($C$10=2012,profiles!D3938,IF($C$10=2013,profiles!F3938,IF($C$10=2014,profiles!H3938,IF($C$10=2015,profiles!J3938,IF($C$10=2016,profiles!L3938)))))","v":9.4585332419465387E-2},18.917066483893077,0,18.917066483893077,35.373933516106916,0,0,0,0,35.373933516106916,35.373933516106916]
["h3937",{"$f":"IF($C$10=2012,profiles!C3941,IF($C$10=2013,profiles!E3941,IF($C$10=2014,profiles!G3941,IF($C$10=2015,profiles!I3941,IF($C$10=2016,profiles!K3941)))))","v":44.923000000000002},{"$f":"IF($C$10=2012,profiles!D3941,IF($C$10=2013,profiles!F3941,IF($C$10=2014,profiles!H3941,IF($C$10=2015,profiles!J3941,IF($C$10=2016,profiles!L3941)))))","v":7.5051405071967101E-2},15.010281014393421,0,15.010281014393421,29.912718985606581,0,0,0,0,29.912718985606581,29.912718985606581]
["h3940",{"$f":"IF($C$10=2012,profiles!C3944,IF($C$10=2013,profiles!E3944,IF($C$10=2014,profiles!G3944,IF($C$10=2015,profiles!I3944,IF($C$10=2016,profiles!K3944)))))","v":42.228000000000002},{"$f":"IF($C$10=2012,profiles!D3944,IF($C$10=2013,profiles!F3944,IF($C$10=2014,profiles!H3944,IF($C$10=2015,profiles!J3944,IF($C$10=2016,profiles!L3944)))))","v":6.0572309801233723E-2},12.114461960246745,0,12.114461960246745,30.113538039753259,0,0,0,0,30.113538039753259,30.113538039753259]
["h3944",{"$f":"IF($C$10=2012,profiles!C3948,IF($C$10=2013,profiles!E3948,IF($C$10=2014,profiles!G3948,IF($C$10=2015,profiles!I3948,IF($C$10=2016,profiles!K3948)))))","v":52.402000000000001},{"$f":"IF($C$10=2012,profiles!D3948,IF($C$10=2013,profiles!F3948,IF($C$10=2014,profiles!H3948,IF($C$10=2015,profiles!J3948,IF($C$10=2016,profiles!L3948)))))","v":0.14571909984007311},29.143819968014622,0,29.143819968014622,23.258180031985379,0,0,0,0,23.258180031985379,23.258180031985379]
["h3947",{"$f":"IF($C$10=2012,profiles!C3951,IF($C$10=2013,profiles!E3951,IF($C$10=2014,profiles!G3951,IF($C$10=2015,profiles!I3951,IF($C$10=2016,profiles!K3951)))))","v":57.923000000000002},{"$f":"IF($C$10=2012,profiles!D3951,IF($C$10=2013,profiles!F3951,IF($C$10=2014,profiles!H3951,IF($C$10=2015,profiles!J3951,IF($C$10=2016,profiles!L3951)))))","v":0.24383139136394791},48.766278272789584,0,48.766278272789584,9.1567217272104173,0,0,0,0,9.1567217272104173,9.1567217272104173]
["h3948",{"$f":"IF($C$10=2012,profiles!C3952,IF($C$10=2013,profiles!E3952,IF($C$10=2014,profiles!G3952,IF($C$10=2015,profiles!I3952,IF($C$10=2016,profiles!K3952)))))","v":56.506},{"$f":"IF($C$10=2012,profiles!D3952,IF($C$10=2013,profiles!F3952,IF($C$10=2014,profiles!H3952,IF($C$10=2015,profiles!J3952,IF($C$10=2016,profiles!L3952)))))","v":0.25529757824994287},51.059515649988576,0,51.059515649988576,5.4464843500114242,0,0,0,0,5.4464843500114242,5.4464843500114242]
["h3951",{"$f":"IF($C$10=2012,profiles!C3955,IF($C$10=2013,profiles!E3955,IF($C$10=2014,profiles!G3955,IF($C$10=2015,profiles!I3955,IF($C$10=2016,profiles!K3955)))))","v":51.487000000000002},{"$f":"IF($C$10=2012,profiles!D3955,IF($C$10=2013,profiles!F3955,IF($C$10=2014,profiles!H3955,IF($C$10=2015,profiles!J3955,IF($C$10=2016,profiles!L3955)))))","v":0.27149017591957963},54.298035183915928,2.8110351839159264,51.487000000000002,0,0,2.8110351839159264,0,5.0928160589444946,0,-2.8110351839159264]
["h3955",{"$f":"IF($C$10=2012,profiles!C3959,IF($C$10=2013,profiles!E3959,IF($C$10=2014,profiles!G3959,IF($C$10=2015,profiles!I3959,IF($C$10=2016,profiles!K3959)))))","v":50.71},{"$f":"IF($C$10=2012,profiles!D3959,IF($C$10=2013,profiles!F3959,IF($C$10=2014,profiles!H3959,IF($C$10=2015,profiles!J3959,IF($C$10=2016,profiles!L3959)))))","v":0.10185343842814713},20.370687685629427,0,20.370687685629427,30.339312314370574,0,0,0,0,30.339312314370574,30.339312314370574]
["h3959",{"$f":"IF($C$10=2012,profiles!C3963,IF($C$10=2013,profiles!E3963,IF($C$10=2014,profiles!G3963,IF($C$10=2015,profiles!I3963,IF($C$10=2016,profiles!K3963)))))","v":44.148000000000003},{"$f":"IF($C$10=2012,profiles!D3963,IF($C$10=2013,profiles!F3963,IF($C$10=2014,profiles!H3963,IF($C$10=2015,profiles!J3963,IF($C$10=2016,profiles!L3963)))))","v":3.3213388165410099E-2},6.6426776330820196,0,6.6426776330820196,37.50532236691798,0,0,0,0,37.50532236691798,37.50532236691798]
["h3962",{"$f":"IF($C$10=2012,profiles!C3966,IF($C$10=2013,profiles!E3966,IF($C$10=2014,profiles!G3966,IF($C$10=2015,profiles!I3966,IF($C$10=2016,profiles!K3966)))))","v":37.584000000000003},{"$f":"IF($C$10=2012,profiles!D3966,IF($C$10=2013,profiles!F3966,IF($C$10=2014,profiles!H3966,IF($C$10=2015,profiles!J3966,IF($C$10=2016,profiles!L3966)))))","v":3.0728809687000227E-2},6.1457619374000449,0,6.1457619374000449,31.438238062599957,0,0,0,0,31.438238062599957,31.438238062599957]
["h3966",{"$f":"IF($C$10=2012,profiles!C3970,IF($C$10=2013,profiles!E3970,IF($C$10=2014,profiles!G3970,IF($C$10=2015,profiles!I3970,IF($C$10=2016,profiles!K3970)))))","v":36.625},{"$f":"IF($C$10=2012,profiles!D3970,IF($C$10=2013,profiles!F3970,IF($C$10=2014,profiles!H3970,IF($C$10=2015,profiles!J3970,IF($C$10=2016,profiles!L3970)))))","v":5.4360863605209045E-2},10.872172721041808,0,10.872172721041808,25.752827278958193,0,0,0,0,25.752827278958193,25.752827278958193]
["h3969",{"$f":"IF($C$10=2012,profiles!C3973,IF($C$10=2013,profiles!E3973,IF($C$10=2014,profiles!G3973,IF($C$10=2015,profiles!I3973,IF($C$10=2016,profiles!K3973)))))","v":45.95},{"$f":"IF($C$10=2012,profiles!D3973,IF($C$10=2013,profiles!F3973,IF($C$10=2014,profiles!H3973,IF($C$10=2015,profiles!J3973,IF($C$10=2016,profiles!L3973)))))","v":0.21810029700708247},43.620059401416498,{"$f":"D3986-F3986","v":0},{"$f":"MIN(D3986,B3986)","v":43.620059401416498},{"$f":"B3986-F3986","v":2.3299405985835051},{"$f":"-MIN(-E3986+$C$3,0)","v":0},{"$f":"E3986-H3986","v":0},0,0,2.3299405985835051,2.3299405985835051]
["h3972",{"$f":"IF($C$10=2012,profiles!C3976,IF($C$10=2013,profiles!E3976,IF($C$10=2014,profiles!G3976,IF($C$10=2015,profiles!I3976,IF($C$10=2016,profiles!K3976)))))","v":50.146999999999998},{"$f":"IF($C$10=2012,profiles!D3976,IF($C$10=2013,profiles!F3976,IF($C$10=2014,profiles!H3976,IF($C$10=2015,profiles!J3976,IF($C$10=2016,profiles!L3976)))))","v":0.29719271190313001},59.438542380626004,9.2915423806260051,50.146999999999998,0,0,9.2915423806260051,0,16.565673824537349,0,-9.2915423806260051]
["h3973",{"$f":"IF($C$10=2012,profiles!C3977,IF($C$10=2013,profiles!E3977,IF($C$10=2014,profiles!G3977,IF($C$10=2015,profiles!I3977,IF($C$10=2016,profiles!K3977)))))","v":48.093000000000004},{"$f":"IF($C$10=2012,profiles!D3977,IF($C$10=2013,profiles!F3977,IF($C$10=2014,profiles!H3977,IF($C$10=2015,profiles!J3977,IF($C$10=2016,profiles!L3977)))))","v":0.29222355494631025},58.444710989262049,10.351710989262045,48.093000000000004,0,0.35171098926204536,10,0,24.66567382453735,0,-10.351710989262045]
["h3976",{"$f":"IF($C$10=2012,profiles!C3980,IF($C$10=2013,profiles!E3980,IF($C$10=2014,profiles!G3980,IF($C$10=2015,profiles!I3980,IF($C$10=2016,profiles!K3980)))))","v":45.500999999999998},{"$f":"IF($C$10=2012,profiles!D3980,IF($C$10=2013,profiles!F3980,IF($C$10=2014,profiles!H3980,IF($C$10=2015,profiles!J3980,IF($C$10=2016,profiles!L3980)))))","v":0.24021875713959334},48.043751427918671,2.5427514279186738,45.500999999999998,0,0,2.5427514279186738,{"$f":"MIN(MAX(0,G3993),K3992*$F$3)","v":0},41.765835318711453,0,-2.5427514279186738]
["h3980",{"$f":"IF($C$10=2012,profiles!C3984,IF($C$10=2013,profiles!E3984,IF($C$10=2014,profiles!G3984,IF($C$10=2015,profiles!I3984,IF($C$10=2016,profiles!K3984)))))","v":47.575000000000003},{"$f":"IF($C$10=2012,profiles!D3984,IF($C$10=2013,profiles!F3984,IF($C$10=2014,profiles!H3984,IF($C$10=2015,profiles!J3984,IF($C$10=2016,profiles!L3984)))))","v":5.731665524331734E-2},11.463331048663468,0,11.463331048663468,36.111668951336533,0,0,0,0,36.111668951336533,36.111668951336533]
["h3984",{"$f":"IF($C$10=2012,profiles!C3988,IF($C$10=2013,profiles!E3988,IF($C$10=2014,profiles!G3988,IF($C$10=2015,profiles!I3988,IF($C$10=2016,profiles!K3988)))))","v":42.454000000000001},{"$f":"IF($C$10=2012,profiles!D3988,IF($C$10=2013,profiles!F3988,IF($C$10=2014,profiles!H3988,IF($C$10=2015,profiles!J3988,IF($C$10=2016,profiles!L3988)))))","v":3.3393295642738852E-2},6.6786591285477703,0,6.6786591285477703,35.775340871452229,0,0,0,0,35.775340871452229,35.775340871452229]
["h3987",{"$f":"IF($C$10=2012,profiles!C3991,IF($C$10=2013,profiles!E3991,IF($C$10=2014,profiles!G3991,IF($C$10=2015,profiles!I3991,IF($C$10=2016,profiles!K3991)))))","v":40.223999999999997},{"$f":"IF($C$10=2012,profiles!D3991,IF($C$10=2013,profiles!F3991,IF($C$10=2014,profiles!H3991,IF($C$10=2015,profiles!J3991,IF($C$10=2016,profiles!L3991)))))","v":2.9081720061675517E-2},5.8163440123351036,0,5.8163440123351036,34.407655987664896,0,0,0,0,34.407655987664896,34.407655987664896]
["h3991",{"$f":"IF($C$10=2012,profiles!C3995,IF($C$10=2013,profiles!E3995,IF($C$10=2014,profiles!G3995,IF($C$10=2015,profiles!I3995,IF($C$10=2016,profiles!K3995)))))","v":60.386000000000003},{"$f":"IF($C$10=2012,profiles!D3995,IF($C$10=2013,profiles!F3995,IF($C$10=2014,profiles!H3995,IF($C$10=2015,profiles!J3995,IF($C$10=2016,profiles!L3995)))))","v":9.6996173833590313E-2},19.399234766718063,0,19.399234766718063,40.986765233281943,0,0,0,0,40.986765233281943,40.986765233281943]
["h3994",{"$f":"IF($C$10=2012,profiles!C3998,IF($C$10=2013,profiles!E3998,IF($C$10=2014,profiles!G3998,IF($C$10=2015,profiles!I3998,IF($C$10=2016,profiles!K3998)))))","v":67.891000000000005},{"$f":"IF($C$10=2012,profiles!D3998,IF($C$10=2013,profiles!F3998,IF($C$10=2014,profiles!H3998,IF($C$10=2015,profiles!J3998,IF($C$10=2016,profiles!L3998)))))","v":0.2621780595054537},52.435611901090738,0,52.435611901090738,15.455388098909268,0,0,0,0,15.455388098909268,15.455388098909268]
["h3997",{"$f":"IF($C$10=2012,profiles!C4001,IF($C$10=2013,profiles!E4001,IF($C$10=2014,profiles!G4001,IF($C$10=2015,profiles!I4001,IF($C$10=2016,profiles!K4001)))))","v":67.816999999999993},{"$f":"IF($C$10=2012,profiles!D4001,IF($C$10=2013,profiles!F4001,IF($C$10=2014,profiles!H4001,IF($C$10=2015,profiles!J4001,IF($C$10=2016,profiles!L4001)))))","v":0.29388669978870424},58.77733995774085,0,58.77733995774085,9.0396600422591433,0,0,0,0,9.0396600422591433,9.0396600422591433]
["h4001",{"$f":"IF($C$10=2012,profiles!C4005,IF($C$10=2013,profiles!E4005,IF($C$10=2014,profiles!G4005,IF($C$10=2015,profiles!I4005,IF($C$10=2016,profiles!K4005)))))","v":63.343000000000004},{"$f":"IF($C$10=2012,profiles!D4005,IF($C$10=2013,profiles!F4005,IF($C$10=2014,profiles!H4005,IF($C$10=2015,profiles!J4005,IF($C$10=2016,profiles!L4005)))))","v":0.19769002341385414},39.538004682770826,0,39.538004682770826,23.804995317229178,0,0,0,0,23.804995317229178,23.804995317229178]
["h4002",{"$f":"IF($C$10=2012,profiles!C4006,IF($C$10=2013,profiles!E4006,IF($C$10=2014,profiles!G4006,IF($C$10=2015,profiles!I4006,IF($C$10=2016,profiles!K4006)))))","v":61.061},{"$f":"IF($C$10=2012,profiles!D4006,IF($C$10=2013,profiles!F4006,IF($C$10=2014,profiles!H4006,IF($C$10=2015,profiles!J4006,IF($C$10=2016,profiles!L4006)))))","v":0.14820684141396837},29.641368282793675,0,29.641368282793675,31.419631717206325,0,0,0,0,31.419631717206325,31.419631717206325]
["h4005",{"$f":"IF($C$10=2012,profiles!C4009,IF($C$10=2013,profiles!E4009,IF($C$10=2014,profiles!G4009,IF($C$10=2015,profiles!I4009,IF($C$10=2016,profiles!K4009)))))","v":56.036999999999999},{"$f":"IF($C$10=2012,profiles!D4009,IF($C$10=2013,profiles!F4009,IF($C$10=2014,profiles!H4009,IF($C$10=2015,profiles!J4009,IF($C$10=2016,profiles!L4009)))))","v":4.3272799954314434E-2},8.6545599908628859,0,8.6545599908628859,47.382440009137113,0,0,0,0,47.382440009137113,47.382440009137113]
["h4009",{"$f":"IF($C$10=2012,profiles!C4013,IF($C$10=2013,profiles!E4013,IF($C$10=2014,profiles!G4013,IF($C$10=2015,profiles!I4013,IF($C$10=2016,profiles!K4013)))))","v":45.085000000000001},{"$f":"IF($C$10=2012,profiles!D4013,IF($C$10=2013,profiles!F4013,IF($C$10=2014,profiles!H4013,IF($C$10=2015,profiles!J4013,IF($C$10=2016,profiles!L4013)))))","v":3.3006078940609036E-2},6.6012157881218076,0,6.6012157881218076,38.483784211878195,0,0,0,0,38.483784211878195,38.483784211878195]
["h4012",{"$f":"IF($C$10=2012,profiles!C4016,IF($C$10=2013,profiles!E4016,IF($C$10=2014,profiles!G4016,IF($C$10=2015,profiles!I4016,IF($C$10=2016,profiles!K4016)))))","v":44.933},{"$f":"IF($C$10=2012,profiles!D4016,IF($C$10=2013,profiles!F4016,IF($C$10=2014,profiles!H4016,IF($C$10=2015,profiles!J4016,IF($C$10=2016,profiles!L4016)))))","v":2.4658237963412197E-2},4.931647592682439,0,4.931647592682439,40.001352407317562,0,0,0,0,40.001352407317562,40.001352407317562]
["h4016",{"$f":"IF($C$10=2012,profiles!C4020,IF($C$10=2013,profiles!E4020,IF($C$10=2014,profiles!G4020,IF($C$10=2015,profiles!I4020,IF($C$10=2016,profiles!K4020)))))","v":65.34},{"$f":"IF($C$10=2012,profiles!D4020,IF($C$10=2013,profiles!F4020,IF($C$10=2014,profiles!H4020,IF($C$10=2015,profiles!J4020,IF($C$10=2016,profiles!L4020)))))","v":0.11654156796712235},23.308313593424472,0,23.308313593424472,42.031686406575531,0,0,0,0,42.031686406575531,42.031686406575531]
["h4019",{"$f":"IF($C$10=2012,profiles!C4023,IF($C$10=2013,profiles!E4023,IF($C$10=2014,profiles!G4023,IF($C$10=2015,profiles!I4023,IF($C$10=2016,profiles!K4023)))))","v":69.504000000000005},{"$f":"IF($C$10=2012,profiles!D4023,IF($C$10=2013,profiles!F4023,IF($C$10=2014,profiles!H4023,IF($C$10=2015,profiles!J4023,IF($C$10=2016,profiles!L4023)))))","v":0.23939039356146008},47.878078712292016,0,47.878078712292016,21.625921287707989,0,0,0,0,21.625921287707989,21.625921287707989]
["h4022",{"$f":"IF($C$10=2012,profiles!C4026,IF($C$10=2013,profiles!E4026,IF($C$10=2014,profiles!G4026,IF($C$10=2015,profiles!I4026,IF($C$10=2016,profiles!K4026)))))","v":66.593999999999994},{"$f":"IF($C$10=2012,profiles!D4026,IF($C$10=2013,profiles!F4026,IF($C$10=2014,profiles!H4026,IF($C$10=2015,profiles!J4026,IF($C$10=2016,profiles!L4026)))))","v":0.24018950312508919},48.037900625017841,0,48.037900625017841,18.556099374982153,0,0,0,0,18.556099374982153,18.556099374982153]
["h4024",{"$f":"IF($C$10=2012,profiles!C4028,IF($C$10=2013,profiles!E4028,IF($C$10=2014,profiles!G4028,IF($C$10=2015,profiles!I4028,IF($C$10=2016,profiles!K4028)))))","v":64.123000000000005},{"$f":"IF($C$10=2012,profiles!D4028,IF($C$10=2013,profiles!F4028,IF($C$10=2014,profiles!H4028,IF($C$10=2015,profiles!J4028,IF($C$10=2016,profiles!L4028)))))","v":0.21514598019349868},43.029196038699737,0,43.029196038699737,21.093803961300267,0,0,0,0,21.093803961300267,21.093803961300267]
["h4027",{"$f":"IF($C$10=2012,profiles!C4031,IF($C$10=2013,profiles!E4031,IF($C$10=2014,profiles!G4031,IF($C$10=2015,profiles!I4031,IF($C$10=2016,profiles!K4031)))))","v":62.051000000000002},{"$f":"IF($C$10=2012,profiles!D4031,IF($C$10=2013,profiles!F4031,IF($C$10=2014,profiles!H4031,IF($C$10=2015,profiles!J4031,IF($C$10=2016,profiles!L4031)))))","v":9.7519906390022545E-2},19.50398127800451,0,19.50398127800451,42.547018721995492,0,0,0,0,42.547018721995492,42.547018721995492]
["h4031",{"$f":"IF($C$10=2012,profiles!C4035,IF($C$10=2013,profiles!E4035,IF($C$10=2014,profiles!G4035,IF($C$10=2015,profiles!I4035,IF($C$10=2016,profiles!K4035)))))","v":50.929000000000002},{"$f":"IF($C$10=2012,profiles!D4035,IF($C$10=2013,profiles!F4035,IF($C$10=2014,profiles!H4035,IF($C$10=2015,profiles!J4035,IF($C$10=2016,profiles!L4035)))))","v":3.6873198436028425E-2},7.3746396872056845,0,7.3746396872056845,43.554360312794316,0,0,0,0,43.554360312794316,43.554360312794316]
["h4034",{"$f":"IF($C$10=2012,profiles!C4038,IF($C$10=2013,profiles!E4038,IF($C$10=2014,profiles!G4038,IF($C$10=2015,profiles!I4038,IF($C$10=2016,profiles!K4038)))))","v":44.106999999999999},{"$f":"IF($C$10=2012,profiles!D4038,IF($C$10=2013,profiles!F4038,IF($C$10=2014,profiles!H4038,IF($C$10=2015,profiles!J4038,IF($C$10=2016,profiles!L4038)))))","v":3.3485040875433365E-2},{"$f":"C4051*$C$2","v":6.6970081750866735},0,6.6970081750866735,37.409991824913327,0,0,0,0,{"$f":"MAX(G4051-J4051,0)","v":37.409991824913327},{"$f":"B4051-D4051","v":37.409991824913327}]
["h4037",{"$f":"IF($C$10=2012,profiles!C4041,IF($C$10=2013,profiles!E4041,IF($C$10=2014,profiles!G4041,IF($C$10=2015,profiles!I4041,IF($C$10=2016,profiles!K4041)))))","v":47.749000000000002},{"$f":"IF($C$10=2012,profiles!D4041,IF($C$10=2013,profiles!F4041,IF($C$10=2014,profiles!H4041,IF($C$10=2015,profiles!J4041,IF($C$10=2016,profiles!L4041)))))","v":3.3898788717524359E-2},6.7797577435048719,0,6.7797577435048719,40.969242256495129,0,0,0,0,40.969242256495129,40.969242256495129]
["h4041",{"$f":"IF($C$10=2012,profiles!C4045,IF($C$10=2013,profiles!E4045,IF($C$10=2014,profiles!G4045,IF($C$10=2015,profiles!I4045,IF($C$10=2016,profiles!K4045)))))","v":66.275000000000006},{"$f":"IF($C$10=2012,profiles!D4045,IF($C$10=2013,profiles!F4045,IF($C$10=2014,profiles!H4045,IF($C$10=2015,profiles!J4045,IF($C$10=2016,profiles!L4045)))))","v":0.22203991953317831},44.407983906635664,0,44.407983906635664,21.867016093364342,0,0,0,0,21.867016093364342,21.867016093364342]
["h4044",{"$f":"IF($C$10=2012,profiles!C4048,IF($C$10=2013,profiles!E4048,IF($C$10=2014,profiles!G4048,IF($C$10=2015,profiles!I4048,IF($C$10=2016,profiles!K4048)))))","v":68.438000000000002},{"$f":"IF($C$10=2012,profiles!D4048,IF($C$10=2013,profiles!F4048,IF($C$10=2014,profiles!H4048,IF($C$10=2015,profiles!J4048,IF($C$10=2016,profiles!L4048)))))","v":0.31977001326846527},63.954002653693053,0,63.954002653693053,4.4839973463069498,0,0,0,0,4.4839973463069498,4.4839973463069498]
["h4047",{"$f":"IF($C$10=2012,profiles!C4051,IF($C$10=2013,profiles!E4051,IF($C$10=2014,profiles!G4051,IF($C$10=2015,profiles!I4051,IF($C$10=2016,profiles!K4051)))))","v":65.275999999999996},{"$f":"IF($C$10=2012,profiles!D4051,IF($C$10=2013,profiles!F4051,IF($C$10=2014,profiles!H4051,IF($C$10=2015,profiles!J4051,IF($C$10=2016,profiles!L4051)))))","v":0.29588677576293676},59.177355152587353,0,59.177355152587353,6.0986448474126433,0,0,0,0,6.0986448474126433,6.0986448474126433]
["h4049",{"$f":"IF($C$10=2012,profiles!C4053,IF($C$10=2013,profiles!E4053,IF($C$10=2014,profiles!G4053,IF($C$10=2015,profiles!I4053,IF($C$10=2016,profiles!K4053)))))","v":63.222000000000001},{"$f":"IF($C$10=2012,profiles!D4053,IF($C$10=2013,profiles!F4053,IF($C$10=2014,profiles!H4053,IF($C$10=2015,profiles!J4053,IF($C$10=2016,profiles!L4053)))))","v":0.22453667375269293},44.907334750538588,0,44.907334750538588,18.314665249461413,0,0,0,0,18.314665249461413,18.314665249461413]
["h4052",{"$f":"IF($C$10=2012,profiles!C4056,IF($C$10=2013,profiles!E4056,IF($C$10=2014,profiles!G4056,IF($C$10=2015,profiles!I4056,IF($C$10=2016,profiles!K4056)))))","v":58.459000000000003},{"$f":"IF($C$10=2012,profiles!D4056,IF($C$10=2013,profiles!F4056,IF($C$10=2014,profiles!H4056,IF($C$10=2015,profiles!J4056,IF($C$10=2016,profiles!L4056)))))","v":7.8583555663351928E-2},15.716711132670385,0,15.716711132670385,42.74228886732962,0,0,0,0,42.74228886732962,42.74228886732962]
["h4056",{"$f":"IF($C$10=2012,profiles!C4060,IF($C$10=2013,profiles!E4060,IF($C$10=2014,profiles!G4060,IF($C$10=2015,profiles!I4060,IF($C$10=2016,profiles!K4060)))))","v":46.500999999999998},{"$f":"IF($C$10=2012,profiles!D4060,IF($C$10=2013,profiles!F4060,IF($C$10=2014,profiles!H4060,IF($C$10=2015,profiles!J4060,IF($C$10=2016,profiles!L4060)))))","v":6.8911902316558263E-2},13.782380463311652,0,13.782380463311652,32.718619536688344,0,0,0,0,32.718619536688344,32.718619536688344]
["h4059",{"$f":"IF($C$10=2012,profiles!C4063,IF($C$10=2013,profiles!E4063,IF($C$10=2014,profiles!G4063,IF($C$10=2015,profiles!I4063,IF($C$10=2016,profiles!K4063)))))","v":42.253999999999998},{"$f":"IF($C$10=2012,profiles!D4063,IF($C$10=2013,profiles!F4063,IF($C$10=2014,profiles!H4063,IF($C$10=2015,profiles!J4063,IF($C$10=2016,profiles!L4063)))))","v":6.5659591464110462E-2},13.131918292822093,0,13.131918292822093,29.122081707177905,0,0,0,0,29.122081707177905,29.122081707177905]
["h4062",{"$f":"IF($C$10=2012,profiles!C4066,IF($C$10=2013,profiles!E4066,IF($C$10=2014,profiles!G4066,IF($C$10=2015,profiles!I4066,IF($C$10=2016,profiles!K4066)))))","v":44.689},{"$f":"IF($C$10=2012,profiles!D4066,IF($C$10=2013,profiles!F4066,IF($C$10=2014,profiles!H4066,IF($C$10=2015,profiles!J4066,IF($C$10=2016,profiles!L4066)))))","v":9.8653429190916353E-2},19.73068583818327,0,19.73068583818327,24.95831416181673,0,0,0,0,24.95831416181673,24.95831416181673]
["h4066",{"$f":"IF($C$10=2012,profiles!C4070,IF($C$10=2013,profiles!E4070,IF($C$10=2014,profiles!G4070,IF($C$10=2015,profiles!I4070,IF($C$10=2016,profiles!K4070)))))","v":55.875},{"$f":"IF($C$10=2012,profiles!D4070,IF($C$10=2013,profiles!F4070,IF($C$10=2014,profiles!H4070,IF($C$10=2015,profiles!J4070,IF($C$10=2016,profiles!L4070)))))","v":0.30784263380120963},61.568526760241923,5.6935267602419231,55.875,0,0,5.6935267602419231,0,4.6117566757959576,0,-5.6935267602419231]
["h4068",{"$f":"IF($C$10=2012,profiles!C4072,IF($C$10=2013,profiles!E4072,IF($C$10=2014,profiles!G4072,IF($C$10=2015,profiles!I4072,IF($C$10=2016,profiles!K4072)))))","v":57.634999999999998},{"$f":"IF($C$10=2012,profiles!D4072,IF($C$10=2013,profiles!F4072,IF($C$10=2014,profiles!H4072,IF($C$10=2015,profiles!J4072,IF($C$10=2016,profiles!L4072)))))","v":0.375},75,17.365000000000002,57.634999999999998,0,7.365000000000002,10,0,20.811756675795962,0,-17.365000000000002]
["h4071",{"$f":"IF($C$10=2012,profiles!C4075,IF($C$10=2013,profiles!E4075,IF($C$10=2014,profiles!G4075,IF($C$10=2015,profiles!I4075,IF($C$10=2016,profiles!K4075)))))","v":54.05},{"$f":"IF($C$10=2012,profiles!D4075,IF($C$10=2013,profiles!F4075,IF($C$10=2014,profiles!H4075,IF($C$10=2015,profiles!J4075,IF($C$10=2016,profiles!L4075)))))","v":0.38278842862033552},76.557685724067099,22.507685724067102,54.05,0,12.507685724067102,10,0,45.111756675795966,0,-22.507685724067102]
["h4074",{"$f":"IF($C$10=2012,profiles!C4078,IF($C$10=2013,profiles!E4078,IF($C$10=2014,profiles!G4078,IF($C$10=2015,profiles!I4078,IF($C$10=2016,profiles!K4078)))))","v":54.750999999999998},{"$f":"IF($C$10=2012,profiles!D4078,IF($C$10=2013,profiles!F4078,IF($C$10=2014,profiles!H4078,IF($C$10=2015,profiles!J4078,IF($C$10=2016,profiles!L4078)))))","v":0.27541937692571039},55.083875385142079,0.33287538514208137,54.750999999999998,0,0,0.33287538514208137,0,61.027583847997278,0,-0.33287538514208137]
["h4077",{"$f":"IF($C$10=2012,profiles!C4081,IF($C$10=2013,profiles!E4081,IF($C$10=2014,profiles!G4081,IF($C$10=2015,profiles!I4081,IF($C$10=2016,profiles!K4081)))))","v":51.273000000000003},{"$f":"IF($C$10=2012,profiles!D4081,IF($C$10=2013,profiles!F4081,IF($C$10=2014,profiles!H4081,IF($C$10=2015,profiles!J4081,IF($C$10=2016,profiles!L4081)))))","v":0.16613887937920804},33.227775875841608,0,33.227775875841608,18.045224124158395,0,0,18.045224124158395,15.297245164513381,0,18.045224124158395]
["h4081",{"$f":"IF($C$10=2012,profiles!C4085,IF($C$10=2013,profiles!E4085,IF($C$10=2014,profiles!G4085,IF($C$10=2015,profiles!I4085,IF($C$10=2016,profiles!K4085)))))","v":41.863},{"$f":"IF($C$10=2012,profiles!D4085,IF($C$10=2013,profiles!F4085,IF($C$10=2014,profiles!H4085,IF($C$10=2015,profiles!J4085,IF($C$10=2016,profiles!L4085)))))","v":0.15045269836743425},30.090539673486848,0,30.090539673486848,11.772460326513151,0,0,0,0,11.772460326513151,11.772460326513151]
["h4084",{"$f":"IF($C$10=2012,profiles!C4088,IF($C$10=2013,profiles!E4088,IF($C$10=2014,profiles!G4088,IF($C$10=2015,profiles!I4088,IF($C$10=2016,profiles!K4088)))))","v":41.758000000000003},{"$f":"IF($C$10=2012,profiles!D4088,IF($C$10=2013,profiles!F4088,IF($C$10=2014,profiles!H4088,IF($C$10=2015,profiles!J4088,IF($C$10=2016,profiles!L4088)))))","v":0.12551507806373421},25.103015612746844,0,25.103015612746844,16.654984387253158,0,0,0,0,16.654984387253158,16.654984387253158]
["h4087",{"$f":"IF($C$10=2012,profiles!C4091,IF($C$10=2013,profiles!E4091,IF($C$10=2014,profiles!G4091,IF($C$10=2015,profiles!I4091,IF($C$10=2016,profiles!K4091)))))","v":57.143999999999998},{"$f":"IF($C$10=2012,profiles!D4091,IF($C$10=2013,profiles!F4091,IF($C$10=2014,profiles!H4091,IF($C$10=2015,profiles!J4091,IF($C$10=2016,profiles!L4091)))))","v":0.15581378769515933},31.162757539031865,0,31.162757539031865,25.981242460968133,0,0,0,0,25.981242460968133,25.981242460968133]
["h4089",{"$f":"IF($C$10=2012,profiles!C4093,IF($C$10=2013,profiles!E4093,IF($C$10=2014,profiles!G4093,IF($C$10=2015,profiles!I4093,IF($C$10=2016,profiles!K4093)))))","v":62.881999999999998},{"$f":"IF($C$10=2012,profiles!D4093,IF($C$10=2013,profiles!F4093,IF($C$10=2014,profiles!H4093,IF($C$10=2015,profiles!J4093,IF($C$10=2016,profiles!L4093)))))","v":0.22908676124616811},45.817352249233622,0,45.817352249233622,17.064647750766376,0,0,0,0,17.064647750766376,17.064647750766376]
["h4095",{"$f":"IF($C$10=2012,profiles!C4099,IF($C$10=2013,profiles!E4099,IF($C$10=2014,profiles!G4099,IF($C$10=2015,profiles!I4099,IF($C$10=2016,profiles!K4099)))))","v":60.47},{"$f":"IF($C$10=2012,profiles!D4099,IF($C$10=2013,profiles!F4099,IF($C$10=2014,profiles!H4099,IF($C$10=2015,profiles!J4099,IF($C$10=2016,profiles!L4099)))))","v":0.34286732729735508},68.573465459471024,8.1034654594710247,60.47,0,0,8.1034654594710247,0,14.245238843658651,0,-8.1034654594710247]
["h4096",{"$f":"IF($C$10=2012,profiles!C4100,IF($C$10=2013,profiles!E4100,IF($C$10=2014,profiles!G4100,IF($C$10=2015,profiles!I4100,IF($C$10=2016,profiles!K4100)))))","v":59.351999999999997},{"$f":"IF($C$10=2012,profiles!D4100,IF($C$10=2013,profiles!F4100,IF($C$10=2014,profiles!H4100,IF($C$10=2015,profiles!J4100,IF($C$10=2016,profiles!L4100)))))","v":0.32930776359877378},65.861552719754755,6.5095527197547582,59.351999999999997,0,0,6.5095527197547582,0,19.517976546660005,0,-6.5095527197547582]
["h4099",{"$f":"IF($C$10=2012,profiles!C4103,IF($C$10=2013,profiles!E4103,IF($C$10=2014,profiles!G4103,IF($C$10=2015,profiles!I4103,IF($C$10=2016,profiles!K4103)))))","v":57.655000000000001},{"$f":"IF($C$10=2012,profiles!D4103,IF($C$10=2013,profiles!F4103,IF($C$10=2014,profiles!H4103,IF($C$10=2015,profiles!J4103,IF($C$10=2016,profiles!L4103)))))","v":0.18529977899764741},37.059955799529483,0,37.059955799529483,20.595044200470518,0,0,2.7202862622456672,{"$f":"K4115+I4116*$F$2-J4116/$F$3","v":0},17.87475793822485,20.595044200470518]
["h4102",{"$f":"IF($C$10=2012,profiles!C4106,IF($C$10=2013,profiles!E4106,IF($C$10=2014,profiles!G4106,IF($C$10=2015,profiles!I4106,IF($C$10=2016,profiles!K4106)))))","v":51.7},{"$f":"IF($C$10=2012,profiles!D4106,IF($C$10=2013,profiles!F4106,IF($C$10=2014,profiles!H4106,IF($C$10=2015,profiles!J4106,IF($C$10=2016,profiles!L4106)))))","v":9.7369359093177441E-2},19.473871818635487,0,19.473871818635487,32.226128181364516,0,0,0,0,32.226128181364516,32.226128181364516]
["h4106",{"$f":"IF($C$10=2012,profiles!C4110,IF($C$10=2013,profiles!E4110,IF($C$10=2014,profiles!G4110,IF($C$10=2015,profiles!I4110,IF($C$10=2016,profiles!K4110)))))","v":40.718000000000004},{"$f":"IF($C$10=2012,profiles!D4110,IF($C$10=2013,profiles!F4110,IF($C$10=2014,profiles!H4110,IF($C$10=2015,profiles!J4110,IF($C$10=2016,profiles!L4110)))))","v":8.2067952721102982E-2},16.413590544220597,0,16.413590544220597,24.304409455779407,0,0,0,0,24.304409455779407,24.304409455779407]
["h4109",{"$f":"IF($C$10=2012,profiles!C4113,IF($C$10=2013,profiles!E4113,IF($C$10=2014,profiles!G4113,IF($C$10=2015,profiles!I4113,IF($C$10=2016,profiles!K4113)))))","v":40.441000000000003},{"$f":"IF($C$10=2012,profiles!D4113,IF($C$10=2013,profiles!F4113,IF($C$10=2014,profiles!H4113,IF($C$10=2015,profiles!J4113,IF($C$10=2016,profiles!L4113)))))","v":8.4620100660136588E-2},16.924020132027316,0,16.924020132027316,23.516979867972687,0,0,0,0,23.516979867972687,23.516979867972687]
["h4114",{"$f":"IF($C$10=2012,profiles!C4118,IF($C$10=2013,profiles!E4118,IF($C$10=2014,profiles!G4118,IF($C$10=2015,profiles!I4118,IF($C$10=2016,profiles!K4118)))))","v":56.53},{"$f":"IF($C$10=2012,profiles!D4118,IF($C$10=2013,profiles!F4118,IF($C$10=2014,profiles!H4118,IF($C$10=2015,profiles!J4118,IF($C$10=2016,profiles!L4118)))))","v":0.30215150348603448},60.430300697206896,3.9003006972068945,56.53,0,0,3.9003006972068945,0,3.1592435647375847,0,-3.9003006972068945]
["h4117",{"$f":"IF($C$10=2012,profiles!C4121,IF($C$10=2013,profiles!E4121,IF($C$10=2014,profiles!G4121,IF($C$10=2015,profiles!I4121,IF($C$10=2016,profiles!K4121)))))","v":54.411999999999999},{"$f":"IF($C$10=2012,profiles!D4121,IF($C$10=2013,profiles!F4121,IF($C$10=2014,profiles!H4121,IF($C$10=2015,profiles!J4121,IF($C$10=2016,profiles!L4121)))))","v":0.34114661305730215},68.229322611460432,13.817322611460433,54.411999999999999,0,3.8173226114604333,10,0,21.797481630950855,0,-13.817322611460433]
["h4120",{"$f":"IF($C$10=2012,profiles!C4124,IF($C$10=2013,profiles!E4124,IF($C$10=2014,profiles!G4124,IF($C$10=2015,profiles!I4124,IF($C$10=2016,profiles!K4124)))))","v":51.179000000000002},{"$f":"IF($C$10=2012,profiles!D4124,IF($C$10=2013,profiles!F4124,IF($C$10=2014,profiles!H4124,IF($C$10=2015,profiles!J4124,IF($C$10=2016,profiles!L4124)))))","v":0.31568216490582718},63.136432981165434,11.957432981165432,51.179000000000002,0,1.9574329811654323,10,0,46.09748163095086,0,-11.957432981165432]
["h4121",{"$f":"IF($C$10=2012,profiles!C4125,IF($C$10=2013,profiles!E4125,IF($C$10=2014,profiles!G4125,IF($C$10=2015,profiles!I4125,IF($C$10=2016,profiles!K4125)))))","v":51.716999999999999},{"$f":"IF($C$10=2012,profiles!D4125,IF($C$10=2013,profiles!F4125,IF($C$10=2014,profiles!H4125,IF($C$10=2015,profiles!J4125,IF($C$10=2016,profiles!L4125)))))","v":0.27752826610776055},55.505653221552109,3.78865322155211,51.716999999999999,0,0,3.78865322155211,0,49.166290740408073,0,-3.78865322155211]
["h4124",{"$f":"IF($C$10=2012,profiles!C4128,IF($C$10=2013,profiles!E4128,IF($C$10=2014,profiles!G4128,IF($C$10=2015,profiles!I4128,IF($C$10=2016,profiles!K4128)))))","v":48.247},{"$f":"IF($C$10=2012,profiles!D4128,IF($C$10=2013,profiles!F4128,IF($C$10=2014,profiles!H4128,IF($C$10=2015,profiles!J4128,IF($C$10=2016,profiles!L4128)))))","v":0.12897614668434634},25.795229336869269,0,25.795229336869269,22.451770663130731,0,0,22.451770663130731,2.890257157753986,0,22.451770663130731]
["h4127",{"$f":"IF($C$10=2012,profiles!C4131,IF($C$10=2013,profiles!E4131,IF($C$10=2014,profiles!G4131,IF($C$10=2015,profiles!I4131,IF($C$10=2016,profiles!K4131)))))","v":44.405000000000001},{"$f":"IF($C$10=2012,profiles!D4131,IF($C$10=2013,profiles!F4131,IF($C$10=2014,profiles!H4131,IF($C$10=2015,profiles!J4131,IF($C$10=2016,profiles!L4131)))))","v":9.3616778590472932E-2},18.723355718094588,0,18.723355718094588,25.681644281905413,0,0,0,0,25.681644281905413,25.681644281905413]
["h4131",{"$f":"IF($C$10=2012,profiles!C4135,IF($C$10=2013,profiles!E4135,IF($C$10=2014,profiles!G4135,IF($C$10=2015,profiles!I4135,IF($C$10=2016,profiles!K4135)))))","v":36.180999999999997},{"$f":"IF($C$10=2012,profiles!D4135,IF($C$10=2013,profiles!F4135,IF($C$10=2014,profiles!H4135,IF($C$10=2015,profiles!J4135,IF($C$10=2016,profiles!L4135)))))","v":7.9457640651287464E-2},15.891528130257493,0,15.891528130257493,20.289471869742506,0,0,0,0,20.289471869742506,20.289471869742506]
["h4135",{"$f":"IF($C$10=2012,profiles!C4139,IF($C$10=2013,profiles!E4139,IF($C$10=2014,profiles!G4139,IF($C$10=2015,profiles!I4139,IF($C$10=2016,profiles!K4139)))))","v":38.624000000000002},{"$f":"IF($C$10=2012,profiles!D4139,IF($C$10=2013,profiles!F4139,IF($C$10=2014,profiles!H4139,IF($C$10=2015,profiles!J4139,IF($C$10=2016,profiles!L4139)))))","v":0.13979583107587898},27.959166215175795,0,27.959166215175795,10.664833784824207,0,0,0,0,10.664833784824207,10.664833784824207]
["h4139",{"$f":"IF($C$10=2012,profiles!C4143,IF($C$10=2013,profiles!E4143,IF($C$10=2014,profiles!G4143,IF($C$10=2015,profiles!I4143,IF($C$10=2016,profiles!K4143)))))","v":50.978999999999999},{"$f":"IF($C$10=2012,profiles!D4143,IF($C$10=2013,profiles!F4143,IF($C$10=2014,profiles!H4143,IF($C$10=2015,profiles!J4143,IF($C$10=2016,profiles!L4143)))))","v":0.3948786677692549},78.975733553850986,27.996733553850987,50.978999999999999,0,17.996733553850987,10,0,24.300000000000004,0,-27.996733553850987]
["h4142",{"$f":"IF($C$10=2012,profiles!C4146,IF($C$10=2013,profiles!E4146,IF($C$10=2014,profiles!G4146,IF($C$10=2015,profiles!I4146,IF($C$10=2016,profiles!K4146)))))","v":47.470999999999997},{"$f":"IF($C$10=2012,profiles!D4146,IF($C$10=2013,profiles!F4146,IF($C$10=2014,profiles!H4146,IF($C$10=2015,profiles!J4146,IF($C$10=2016,profiles!L4146)))))","v":0.42054235934871254},84.108471869742502,36.637471869742505,47.470999999999997,0,26.637471869742505,10,0,48.600000000000009,0,-36.637471869742505]
["h4145",{"$f":"IF($C$10=2012,profiles!C4149,IF($C$10=2013,profiles!E4149,IF($C$10=2014,profiles!G4149,IF($C$10=2015,profiles!I4149,IF($C$10=2016,profiles!K4149)))))","v":47.188000000000002},{"$f":"IF($C$10=2012,profiles!D4149,IF($C$10=2013,profiles!F4149,IF($C$10=2014,profiles!H4149,IF($C$10=2015,profiles!J4149,IF($C$10=2016,profiles!L4149)))))","v":0.31805868430807838},63.611736861615675,16.423736861615673,47.188000000000002,0,6.4237368616156729,10,0,72.900000000000006,0,-16.423736861615673]
["h4146",{"$f":"IF($C$10=2012,profiles!C4150,IF($C$10=2013,profiles!E4150,IF($C$10=2014,profiles!G4150,IF($C$10=2015,profiles!I4150,IF($C$10=2016,profiles!K4150)))))","v":48.673999999999999},{"$f":"IF($C$10=2012,profiles!D4150,IF($C$10=2013,profiles!F4150,IF($C$10=2014,profiles!H4150,IF($C$10=2015,profiles!J4150,IF($C$10=2016,profiles!L4150)))))","v":0.25528244318343835},51.056488636687668,2.3824886366876683,48.673999999999999,0,0,2.3824886366876683,0,74.82981579571701,0,-2.3824886366876683]
["h4149",{"$f":"IF($C$10=2012,profiles!C4153,IF($C$10=2013,profiles!E4153,IF($C$10=2014,profiles!G4153,IF($C$10=2015,profiles!I4153,IF($C$10=2016,profiles!K4153)))))","v":47.548000000000002},{"$f":"IF($C$10=2012,profiles!D4153,IF($C$10=2013,profiles!F4153,IF($C$10=2014,profiles!H4153,IF($C$10=2015,profiles!J4153,IF($C$10=2016,profiles!L4153)))))","v":9.3957626393681035E-2},18.791525278736206,0,18.791525278736206,28.756474721263796,0,0,28.756474721263796,8.286792375119532,0,28.756474721263796]
["h4152",{"$f":"IF($C$10=2012,profiles!C4156,IF($C$10=2013,profiles!E4156,IF($C$10=2014,profiles!G4156,IF($C$10=2015,profiles!I4156,IF($C$10=2016,profiles!K4156)))))","v":43.189},{"$f":"IF($C$10=2012,profiles!D4156,IF($C$10=2013,profiles!F4156,IF($C$10=2014,profiles!H4156,IF($C$10=2015,profiles!J4156,IF($C$10=2016,profiles!L4156)))))","v":8.0532033187922333E-2},16.106406637584467,0,16.106406637584467,27.082593362415533,0,0,0,0,27.082593362415533,27.082593362415533]
["h4156",{"$f":"IF($C$10=2012,profiles!C4160,IF($C$10=2013,profiles!E4160,IF($C$10=2014,profiles!G4160,IF($C$10=2015,profiles!I4160,IF($C$10=2016,profiles!K4160)))))","v":41.987000000000002},{"$f":"IF($C$10=2012,profiles!D4160,IF($C$10=2013,profiles!F4160,IF($C$10=2014,profiles!H4160,IF($C$10=2015,profiles!J4160,IF($C$10=2016,profiles!L4160)))))","v":7.4929432897100329E-2},14.985886579420066,0,14.985886579420066,27.001113420579934,0,0,0,0,27.001113420579934,27.001113420579934]
["h4160",{"$f":"IF($C$10=2012,profiles!C4164,IF($C$10=2013,profiles!E4164,IF($C$10=2014,profiles!G4164,IF($C$10=2015,profiles!I4164,IF($C$10=2016,profiles!K4164)))))","v":64.984999999999999},{"$f":"IF($C$10=2012,profiles!D4164,IF($C$10=2013,profiles!F4164,IF($C$10=2014,profiles!H4164,IF($C$10=2015,profiles!J4164,IF($C$10=2016,profiles!L4164)))))","v":0.19020329028027258},38.040658056054518,0,38.040658056054518,26.944341943945481,0,0,0,0,26.944341943945481,26.944341943945481]
["h4164",{"$f":"IF($C$10=2012,profiles!C4168,IF($C$10=2013,profiles!E4168,IF($C$10=2014,profiles!G4168,IF($C$10=2015,profiles!I4168,IF($C$10=2016,profiles!K4168)))))","v":69.495000000000005},{"$f":"IF($C$10=2012,profiles!D4168,IF($C$10=2013,profiles!F4168,IF($C$10=2014,profiles!H4168,IF($C$10=2015,profiles!J4168,IF($C$10=2016,profiles!L4168)))))","v":0.38649388418441538},77.298776836883079,7.803776836883074,69.495000000000005,0,0,7.803776836883074,0,8.5297652655889209,0,-7.803776836883074]
["h4167",{"$f":"IF($C$10=2012,profiles!C4171,IF($C$10=2013,profiles!E4171,IF($C$10=2014,profiles!G4171,IF($C$10=2015,profiles!I4171,IF($C$10=2016,profiles!K4171)))))","v":66.866},{"$f":"IF($C$10=2012,profiles!D4171,IF($C$10=2013,profiles!F4171,IF($C$10=2014,profiles!H4171,IF($C$10=2015,profiles!J4171,IF($C$10=2016,profiles!L4171)))))","v":0.34768910557979071},69.537821115958138,2.6718211159581386,66.866,0,0,2.6718211159581386,0,24.902386466512699,0,-2.6718211159581386]
["h4170",{"$f":"IF($C$10=2012,profiles!C4174,IF($C$10=2013,profiles!E4174,IF($C$10=2014,profiles!G4174,IF($C$10=2015,profiles!I4174,IF($C$10=2016,profiles!K4174)))))","v":63.819000000000003},{"$f":"IF($C$10=2012,profiles!D4174,IF($C$10=2013,profiles!F4174,IF($C$10=2014,profiles!H4174,IF($C$10=2015,profiles!J4174,IF($C$10=2016,profiles!L4174)))))","v":0.15812733441678783},31.625466883357568,0,31.625466883357568,32.193533116642435,0,0,0,0,32.193533116642435,32.193533116642435]
["h4171",{"$f":"IF($C$10=2012,profiles!C4175,IF($C$10=2013,profiles!E4175,IF($C$10=2014,profiles!G4175,IF($C$10=2015,profiles!I4175,IF($C$10=2016,profiles!K4175)))))","v":62.787999999999997},{"$f":"IF($C$10=2012,profiles!D4175,IF($C$10=2013,profiles!F4175,IF($C$10=2014,profiles!H4175,IF($C$10=2015,profiles!J4175,IF($C$10=2016,profiles!L4175)))))","v":9.9777606706013169E-2},19.955521341202633,0,19.955521341202633,42.832478658797363,0,0,0,0,42.832478658797363,42.832478658797363]
["h4174",{"$f":"IF($C$10=2012,profiles!C4178,IF($C$10=2013,profiles!E4178,IF($C$10=2014,profiles!G4178,IF($C$10=2015,profiles!I4178,IF($C$10=2016,profiles!K4178)))))","v":56.16},{"$f":"IF($C$10=2012,profiles!D4178,IF($C$10=2013,profiles!F4178,IF($C$10=2014,profiles!H4178,IF($C$10=2015,profiles!J4178,IF($C$10=2016,profiles!L4178)))))","v":4.7116015168363126E-2},9.4232030336726247,0,9.4232030336726247,46.736796966327375,0,0,0,0,46.736796966327375,46.736796966327375]
["h4177",{"$f":"IF($C$10=2012,profiles!C4181,IF($C$10=2013,profiles!E4181,IF($C$10=2014,profiles!G4181,IF($C$10=2015,profiles!I4181,IF($C$10=2016,profiles!K4181)))))","v":45.829000000000001},{"$f":"IF($C$10=2012,profiles!D4181,IF($C$10=2013,profiles!F4181,IF($C$10=2014,profiles!H4181,IF($C$10=2015,profiles!J4181,IF($C$10=2016,profiles!L4181)))))","v":4.0478905359179022E-2},8.0957810718358036,0,8.0957810718358036,37.733218928164199,0,0,0,0,37.733218928164199,37.733218928164199]
["h4181",{"$f":"IF($C$10=2012,profiles!C4185,IF($C$10=2013,profiles!E4185,IF($C$10=2014,profiles!G4185,IF($C$10=2015,profiles!I4185,IF($C$10=2016,profiles!K4185)))))","v":48.804000000000002},{"$f":"IF($C$10=2012,profiles!D4185,IF($C$10=2013,profiles!F4185,IF($C$10=2014,profiles!H4185,IF($C$10=2015,profiles!J4185,IF($C$10=2016,profiles!L4185)))))","v":3.1513683010262257E-2},6.3027366020524518,0,6.3027366020524518,42.501263397947554,0,0,0,0,42.501263397947554,42.501263397947554]
["h4185",{"$f":"IF($C$10=2012,profiles!C4189,IF($C$10=2013,profiles!E4189,IF($C$10=2014,profiles!G4189,IF($C$10=2015,profiles!I4189,IF($C$10=2016,profiles!K4189)))))","v":67.453999999999994},{"$f":"IF($C$10=2012,profiles!D4189,IF($C$10=2013,profiles!F4189,IF($C$10=2014,profiles!H4189,IF($C$10=2015,profiles!J4189,IF($C$10=2016,profiles!L4189)))))","v":0.15751140250855189},31.502280501710377,0,31.502280501710377,35.95171949828962,0,0,0,0,35.95171949828962,35.95171949828962]
["h4189",{"$f":"IF($C$10=2012,profiles!C4193,IF($C$10=2013,profiles!E4193,IF($C$10=2014,profiles!G4193,IF($C$10=2015,profiles!I4193,IF($C$10=2016,profiles!K4193)))))","v":69.275000000000006},{"$f":"IF($C$10=2012,profiles!D4193,IF($C$10=2013,profiles!F4193,IF($C$10=2014,profiles!H4193,IF($C$10=2015,profiles!J4193,IF($C$10=2016,profiles!L4193)))))","v":0.28194127708095779},56.388255416191555,0,56.388255416191555,12.886744583808451,0,0,0,0,12.886744583808451,12.886744583808451]
["h4192",{"$f":"IF($C$10=2012,profiles!C4196,IF($C$10=2013,profiles!E4196,IF($C$10=2014,profiles!G4196,IF($C$10=2015,profiles!I4196,IF($C$10=2016,profiles!K4196)))))","v":65.741},{"$f":"IF($C$10=2012,profiles!D4196,IF($C$10=2013,profiles!F4196,IF($C$10=2014,profiles!H4196,IF($C$10=2015,profiles!J4196,IF($C$10=2016,profiles!L4196)))))","v":0.22755131128848347},45.510262257696695,0,45.510262257696695,20.230737742303305,0,0,0,0,20.230737742303305,20.230737742303305]
["h4195",{"$f":"IF($C$10=2012,profiles!C4199,IF($C$10=2013,profiles!E4199,IF($C$10=2014,profiles!G4199,IF($C$10=2015,profiles!I4199,IF($C$10=2016,profiles!K4199)))))","v":63.418999999999997},{"$f":"IF($C$10=2012,profiles!D4199,IF($C$10=2013,profiles!F4199,IF($C$10=2014,profiles!H4199,IF($C$10=2015,profiles!J4199,IF($C$10=2016,profiles!L4199)))))","v":6.9754846066134552E-2},13.950969213226911,0,13.950969213226911,49.468030786773085,0,0,0,0,49.468030786773085,49.468030786773085]
["h4196",{"$f":"IF($C$10=2012,profiles!C4200,IF($C$10=2013,profiles!E4200,IF($C$10=2014,profiles!G4200,IF($C$10=2015,profiles!I4200,IF($C$10=2016,profiles!K4200)))))","v":60.920999999999999},{"$f":"IF($C$10=2012,profiles!D4200,IF($C$10=2013,profiles!F4200,IF($C$10=2014,profiles!H4200,IF($C$10=2015,profiles!J4200,IF($C$10=2016,profiles!L4200)))))","v":3.4734891676168757E-2},6.9469783352337515,0,6.9469783352337515,53.974021664766248,0,0,0,0,53.974021664766248,53.974021664766248]
["h4199",{"$f":"IF($C$10=2012,profiles!C4203,IF($C$10=2013,profiles!E4203,IF($C$10=2014,profiles!G4203,IF($C$10=2015,profiles!I4203,IF($C$10=2016,profiles!K4203)))))","v":51.911000000000001},{"$f":"IF($C$10=2012,profiles!D4203,IF($C$10=2013,profiles!F4203,IF($C$10=2014,profiles!H4203,IF($C$10=2015,profiles!J4203,IF($C$10=2016,profiles!L4203)))))","v":1.4167616875712656E-2},2.8335233751425313,0,2.8335233751425313,49.077476624857468,0,0,0,0,49.077476624857468,49.077476624857468]
["h4202",{"$f":"IF($C$10=2012,profiles!C4206,IF($C$10=2013,profiles!E4206,IF($C$10=2014,profiles!G4206,IF($C$10=2015,profiles!I4206,IF($C$10=2016,profiles!K4206)))))","v":45.067999999999998},{"$f":"IF($C$10=2012,profiles!D4206,IF($C$10=2013,profiles!F4206,IF($C$10=2014,profiles!H4206,IF($C$10=2015,profiles!J4206,IF($C$10=2016,profiles!L4206)))))","v":1.6441791214897347E-2},3.2883582429794695,0,3.2883582429794695,41.779641757020528,0,0,0,0,41.779641757020528,41.779641757020528]
["h4207",{"$f":"IF($C$10=2012,profiles!C4211,IF($C$10=2013,profiles!E4211,IF($C$10=2014,profiles!G4211,IF($C$10=2015,profiles!I4211,IF($C$10=2016,profiles!K4211)))))","v":63.69},{"$f":"IF($C$10=2012,profiles!D4211,IF($C$10=2013,profiles!F4211,IF($C$10=2014,profiles!H4211,IF($C$10=2015,profiles!J4211,IF($C$10=2016,profiles!L4211)))))","v":6.2547195349566154E-2},12.509439069913231,0,12.509439069913231,51.18056093008677,0,0,0,0,51.18056093008677,51.18056093008677]
["h4210",{"$f":"IF($C$10=2012,profiles!C4214,IF($C$10=2013,profiles!E4214,IF($C$10=2014,profiles!G4214,IF($C$10=2015,profiles!I4214,IF($C$10=2016,profiles!K4214)))))","v":69.738},{"$f":"IF($C$10=2012,profiles!D4214,IF($C$10=2013,profiles!F4214,IF($C$10=2014,profiles!H4214,IF($C$10=2015,profiles!J4214,IF($C$10=2016,profiles!L4214)))))","v":0.18987846752247567},37.975693504495133,0,37.975693504495133,31.762306495504866,0,0,0,0,31.762306495504866,31.762306495504866]
["h4214",{"$f":"IF($C$10=2012,profiles!C4218,IF($C$10=2013,profiles!E4218,IF($C$10=2014,profiles!G4218,IF($C$10=2015,profiles!I4218,IF($C$10=2016,profiles!K4218)))))","v":68},{"$f":"IF($C$10=2012,profiles!D4218,IF($C$10=2013,profiles!F4218,IF($C$10=2014,profiles!H4218,IF($C$10=2015,profiles!J4218,IF($C$10=2016,profiles!L4218)))))","v":0.24893498796073346},49.78699759214669,0,49.78699759214669,18.21300240785331,0,0,0,0,18.21300240785331,18.21300240785331]
["h4217",{"$f":"IF($C$10=2012,profiles!C4221,IF($C$10=2013,profiles!E4221,IF($C$10=2014,profiles!G4221,IF($C$10=2015,profiles!I4221,IF($C$10=2016,profiles!K4221)))))","v":64.629000000000005},{"$f":"IF($C$10=2012,profiles!D4221,IF($C$10=2013,profiles!F4221,IF($C$10=2014,profiles!H4221,IF($C$10=2015,profiles!J4221,IF($C$10=2016,profiles!L4221)))))","v":0.1857324005870033},37.146480117400657,0,37.146480117400657,27.482519882599348,0,0,0,0,27.482519882599348,27.482519882599348]
["h4220",{"$f":"IF($C$10=2012,profiles!C4224,IF($C$10=2013,profiles!E4224,IF($C$10=2014,profiles!G4224,IF($C$10=2015,profiles!I4224,IF($C$10=2016,profiles!K4224)))))","v":60.307000000000002},{"$f":"IF($C$10=2012,profiles!D4224,IF($C$10=2013,profiles!F4224,IF($C$10=2014,profiles!H4224,IF($C$10=2015,profiles!J4224,IF($C$10=2016,profiles!L4224)))))","v":4.0919258552153531E-2},8.1838517104307069,0,8.1838517104307069,52.123148289569293,0,0,0,0,52.123148289569293,52.123148289569293]
["h4221",{"$f":"IF($C$10=2012,profiles!C4225,IF($C$10=2013,profiles!E4225,IF($C$10=2014,profiles!G4225,IF($C$10=2015,profiles!I4225,IF($C$10=2016,profiles!K4225)))))","v":57.911000000000001},{"$f":"IF($C$10=2012,profiles!D4225,IF($C$10=2013,profiles!F4225,IF($C$10=2014,profiles!H4225,IF($C$10=2015,profiles!J4225,IF($C$10=2016,profiles!L4225)))))","v":2.2838987276846141E-2},4.5677974553692282,0,4.5677974553692282,53.34320254463077,0,0,0,0,53.34320254463077,53.34320254463077]
["h4227",{"$f":"IF($C$10=2012,profiles!C4231,IF($C$10=2013,profiles!E4231,IF($C$10=2014,profiles!G4231,IF($C$10=2015,profiles!I4231,IF($C$10=2016,profiles!K4231)))))","v":44.838999999999999},{"$f":"IF($C$10=2012,profiles!D4231,IF($C$10=2013,profiles!F4231,IF($C$10=2014,profiles!H4231,IF($C$10=2015,profiles!J4231,IF($C$10=2016,profiles!L4231)))))","v":1.3374734713062801E-2},2.6749469426125603,0,2.6749469426125603,42.164053057387441,0,0,0,{"$f":"K4243+I4244*$F$2-J4244/$F$3","v":0},42.164053057387441,42.164053057387441]
["h4229",{"$f":"IF($C$10=2012,profiles!C4233,IF($C$10=2013,profiles!E4233,IF($C$10=2014,profiles!G4233,IF($C$10=2015,profiles!I4233,IF($C$10=2016,profiles!K4233)))))","v":48.655999999999999},{"$f":"IF($C$10=2012,profiles!D4233,IF($C$10=2013,profiles!F4233,IF($C$10=2014,profiles!H4233,IF($C$10=2015,profiles!J4233,IF($C$10=2016,profiles!L4233)))))","v":1.5981312404745967E-2},3.1962624809491933,0,3.1962624809491933,45.459737519050805,0,0,0,0,45.459737519050805,45.459737519050805]
["h4232",{"$f":"IF($C$10=2012,profiles!C4236,IF($C$10=2013,profiles!E4236,IF($C$10=2014,profiles!G4236,IF($C$10=2015,profiles!I4236,IF($C$10=2016,profiles!K4236)))))","v":66.224000000000004},{"$f":"IF($C$10=2012,profiles!D4236,IF($C$10=2013,profiles!F4236,IF($C$10=2014,profiles!H4236,IF($C$10=2015,profiles!J4236,IF($C$10=2016,profiles!L4236)))))","v":0.13044283333570728},26.088566667141457,0,26.088566667141457,40.135433332858547,0,0,{"$f":"MIN(MAX(0,G4249),K4248*$F$3)","v":0},0,40.135433332858547,40.135433332858547]
["h4235",{"$f":"IF($C$10=2012,profiles!C4239,IF($C$10=2013,profiles!E4239,IF($C$10=2014,profiles!G4239,IF($C$10=2015,profiles!I4239,IF($C$10=2016,profiles!K4239)))))","v":70.162000000000006},{"$f":"IF($C$10=2012,profiles!D4239,IF($C$10=2013,profiles!F4239,IF($C$10=2014,profiles!H4239,IF($C$10=2015,profiles!J4239,IF($C$10=2016,profiles!L4239)))))","v":0.27511501702109475},55.023003404218954,0,55.023003404218954,15.138996595781052,0,0,0,0,15.138996595781052,15.138996595781052]
["h4239",{"$f":"IF($C$10=2012,profiles!C4243,IF($C$10=2013,profiles!E4243,IF($C$10=2014,profiles!G4243,IF($C$10=2015,profiles!I4243,IF($C$10=2016,profiles!K4243)))))","v":66.403999999999996},{"$f":"IF($C$10=2012,profiles!D4243,IF($C$10=2013,profiles!F4243,IF($C$10=2014,profiles!H4243,IF($C$10=2015,profiles!J4243,IF($C$10=2016,profiles!L4243)))))","v":0.26018773056817696},52.037546113635393,0,52.037546113635393,14.366453886364603,0,0,0,0,14.366453886364603,14.366453886364603]
["h4242",{"$f":"IF($C$10=2012,profiles!C4246,IF($C$10=2013,profiles!E4246,IF($C$10=2014,profiles!G4246,IF($C$10=2015,profiles!I4246,IF($C$10=2016,profiles!K4246)))))","v":61.786000000000001},{"$f":"IF($C$10=2012,profiles!D4246,IF($C$10=2013,profiles!F4246,IF($C$10=2014,profiles!H4246,IF($C$10=2015,profiles!J4246,IF($C$10=2016,profiles!L4246)))))","v":0.12169726665432222},24.339453330864444,0,24.339453330864444,37.446546669135557,0,0,0,0,37.446546669135557,37.446546669135557]
["h4243",{"$f":"IF($C$10=2012,profiles!C4247,IF($C$10=2013,profiles!E4247,IF($C$10=2014,profiles!G4247,IF($C$10=2015,profiles!I4247,IF($C$10=2016,profiles!K4247)))))","v":59.234000000000002},{"$f":"IF($C$10=2012,profiles!D4247,IF($C$10=2013,profiles!F4247,IF($C$10=2014,profiles!H4247,IF($C$10=2015,profiles!J4247,IF($C$10=2016,profiles!L4247)))))","v":6.5463557764895236E-2},13.092711552979047,0,13.092711552979047,46.141288447020955,0,0,0,0,46.141288447020955,46.141288447020955]
["h4246",{"$f":"IF($C$10=2012,profiles!C4250,IF($C$10=2013,profiles!E4250,IF($C$10=2014,profiles!G4250,IF($C$10=2015,profiles!I4250,IF($C$10=2016,profiles!K4250)))))","v":55.466000000000001},{"$f":"IF($C$10=2012,profiles!D4250,IF($C$10=2013,profiles!F4250,IF($C$10=2014,profiles!H4250,IF($C$10=2015,profiles!J4250,IF($C$10=2016,profiles!L4250)))))","v":1.7192017889953993E-2},3.4384035779907984,0,3.4384035779907984,52.027596422009204,0,0,0,0,52.027596422009204,52.027596422009204]
["h4252",{"$f":"IF($C$10=2012,profiles!C4256,IF($C$10=2013,profiles!E4256,IF($C$10=2014,profiles!G4256,IF($C$10=2015,profiles!I4256,IF($C$10=2016,profiles!K4256)))))","v":45.685000000000002},{"$f":"IF($C$10=2012,profiles!D4256,IF($C$10=2013,profiles!F4256,IF($C$10=2014,profiles!H4256,IF($C$10=2015,profiles!J4256,IF($C$10=2016,profiles!L4256)))))","v":2.4841272100902541E-2},4.9682544201805081,0,4.9682544201805081,40.716745579819495,0,0,0,0,40.716745579819495,40.716745579819495]
["h4254",{"$f":"IF($C$10=2012,profiles!C4258,IF($C$10=2013,profiles!E4258,IF($C$10=2014,profiles!G4258,IF($C$10=2015,profiles!I4258,IF($C$10=2016,profiles!K4258)))))","v":56.128999999999998},{"$f":"IF($C$10=2012,profiles!D4258,IF($C$10=2013,profiles!F4258,IF($C$10=2014,profiles!H4258,IF($C$10=2015,profiles!J4258,IF($C$10=2016,profiles!L4258)))))","v":4.8999231272955045E-2},9.7998462545910083,0,9.7998462545910083,46.329153745408988,0,0,0,0,46.329153745408988,46.329153745408988]
["h4257",{"$f":"IF($C$10=2012,profiles!C4261,IF($C$10=2013,profiles!E4261,IF($C$10=2014,profiles!G4261,IF($C$10=2015,profiles!I4261,IF($C$10=2016,profiles!K4261)))))","v":67.096000000000004},{"$f":"IF($C$10=2012,profiles!D4261,IF($C$10=2013,profiles!F4261,IF($C$10=2014,profiles!H4261,IF($C$10=2015,profiles!J4261,IF($C$10=2016,profiles!L4261)))))","v":0.20755630213820003},41.511260427640003,0,41.511260427640003,25.58473957236,0,0,0,0,25.58473957236,25.58473957236]
["h4260",{"$f":"IF($C$10=2012,profiles!C4264,IF($C$10=2013,profiles!E4264,IF($C$10=2014,profiles!G4264,IF($C$10=2015,profiles!I4264,IF($C$10=2016,profiles!K4264)))))","v":69.227000000000004},{"$f":"IF($C$10=2012,profiles!D4264,IF($C$10=2013,profiles!F4264,IF($C$10=2014,profiles!H4264,IF($C$10=2015,profiles!J4264,IF($C$10=2016,profiles!L4264)))))","v":0.30448708823278192},60.897417646556384,0,60.897417646556384,8.3295823534436195,0,0,0,0,8.3295823534436195,8.3295823534436195]
["h4264",{"$f":"IF($C$10=2012,profiles!C4268,IF($C$10=2013,profiles!E4268,IF($C$10=2014,profiles!G4268,IF($C$10=2015,profiles!I4268,IF($C$10=2016,profiles!K4268)))))","v":63.32},{"$f":"IF($C$10=2012,profiles!D4268,IF($C$10=2013,profiles!F4268,IF($C$10=2014,profiles!H4268,IF($C$10=2015,profiles!J4268,IF($C$10=2016,profiles!L4268)))))","v":0.20473763630669362},40.94752726133872,0,40.94752726133872,22.37247273866128,0,0,0,0,22.37247273866128,22.37247273866128]
["h4267",{"$f":"IF($C$10=2012,profiles!C4271,IF($C$10=2013,profiles!E4271,IF($C$10=2014,profiles!G4271,IF($C$10=2015,profiles!I4271,IF($C$10=2016,profiles!K4271)))))","v":60.683999999999997},{"$f":"IF($C$10=2012,profiles!D4271,IF($C$10=2013,profiles!F4271,IF($C$10=2014,profiles!H4271,IF($C$10=2015,profiles!J4271,IF($C$10=2016,profiles!L4271)))))","v":5.2586624149417761E-2},10.517324829883552,0,10.517324829883552,50.166675170116449,0,0,0,0,50.166675170116449,50.166675170116449]
["h4268",{"$f":"IF($C$10=2012,profiles!C4272,IF($C$10=2013,profiles!E4272,IF($C$10=2014,profiles!G4272,IF($C$10=2015,profiles!I4272,IF($C$10=2016,profiles!K4272)))))","v":58.055999999999997},{"$f":"IF($C$10=2012,profiles!D4272,IF($C$10=2013,profiles!F4272,IF($C$10=2014,profiles!H4272,IF($C$10=2015,profiles!J4272,IF($C$10=2016,profiles!L4272)))))","v":2.8542550465506931E-2},5.7085100931013866,0,5.7085100931013866,52.347489906898609,0,0,0,0,52.347489906898609,52.347489906898609]
["h4273",{"$f":"IF($C$10=2012,profiles!C4277,IF($C$10=2013,profiles!E4277,IF($C$10=2014,profiles!G4277,IF($C$10=2015,profiles!I4277,IF($C$10=2016,profiles!K4277)))))","v":44.505000000000003},{"$f":"IF($C$10=2012,profiles!D4277,IF($C$10=2013,profiles!F4277,IF($C$10=2014,profiles!H4277,IF($C$10=2015,profiles!J4277,IF($C$10=2016,profiles!L4277)))))","v":4.1447237325286802E-2},8.2894474650573606,0,8.2894474650573606,36.215552534942645,0,0,0,0,36.215552534942645,36.215552534942645]
["h4275",{"$f":"IF($C$10=2012,profiles!C4279,IF($C$10=2013,profiles!E4279,IF($C$10=2014,profiles!G4279,IF($C$10=2015,profiles!I4279,IF($C$10=2016,profiles!K4279)))))","v":42.738},{"$f":"IF($C$10=2012,profiles!D4279,IF($C$10=2013,profiles!F4279,IF($C$10=2014,profiles!H4279,IF($C$10=2015,profiles!J4279,IF($C$10=2016,profiles!L4279)))))","v":3.9810413049047796E-2},7.962082609809559,0,7.962082609809559,34.775917390190443,0,0,0,0,34.775917390190443,34.775917390190443]
["h4279",{"$f":"IF($C$10=2012,profiles!C4283,IF($C$10=2013,profiles!E4283,IF($C$10=2014,profiles!G4283,IF($C$10=2015,profiles!I4283,IF($C$10=2016,profiles!K4283)))))","v":48.557000000000002},{"$f":"IF($C$10=2012,profiles!D4283,IF($C$10=2013,profiles!F4283,IF($C$10=2014,profiles!H4283,IF($C$10=2015,profiles!J4283,IF($C$10=2016,profiles!L4283)))))","v":8.1955079848558168E-2},16.391015969711635,0,16.391015969711635,32.165984030288371,0,0,0,0,32.165984030288371,32.165984030288371]
["h4282",{"$f":"IF($C$10=2012,profiles!C4286,IF($C$10=2013,profiles!E4286,IF($C$10=2014,profiles!G4286,IF($C$10=2015,profiles!I4286,IF($C$10=2016,profiles!K4286)))))","v":57.927999999999997},{"$f":"IF($C$10=2012,profiles!D4286,IF($C$10=2013,profiles!F4286,IF($C$10=2014,profiles!H4286,IF($C$10=2015,profiles!J4286,IF($C$10=2016,profiles!L4286)))))","v":0.21715676506589998},43.431353013179994,0,43.431353013179994,14.496646986820004,0,0,0,0,14.496646986820004,14.496646986820004]
["h4285",{"$f":"IF($C$10=2012,profiles!C4289,IF($C$10=2013,profiles!E4289,IF($C$10=2014,profiles!G4289,IF($C$10=2015,profiles!I4289,IF($C$10=2016,profiles!K4289)))))","v":55.658999999999999},{"$f":"IF($C$10=2012,profiles!D4289,IF($C$10=2013,profiles!F4289,IF($C$10=2014,profiles!H4289,IF($C$10=2015,profiles!J4289,IF($C$10=2016,profiles!L4289)))))","v":0.26234734834467249},52.469469668934501,0,52.469469668934501,3.1895303310654981,0,0,0,0,3.1895303310654981,3.1895303310654981]
["h4289",{"$f":"IF($C$10=2012,profiles!C4293,IF($C$10=2013,profiles!E4293,IF($C$10=2014,profiles!G4293,IF($C$10=2015,profiles!I4293,IF($C$10=2016,profiles!K4293)))))","v":52.933999999999997},{"$f":"IF($C$10=2012,profiles!D4293,IF($C$10=2013,profiles!F4293,IF($C$10=2014,profiles!H4293,IF($C$10=2015,profiles!J4293,IF($C$10=2016,profiles!L4293)))))","v":0.10945372768937345},21.89074553787469,{"$f":"D4306-F4306","v":0},{"$f":"MIN(D4306,B4306)","v":21.89074553787469},{"$f":"B4306-F4306","v":31.043254462125308},{"$f":"-MIN(-E4306+$C$3,0)","v":0},{"$f":"E4306-H4306","v":0},0,0,31.043254462125308,31.043254462125308]
["h4292",{"$f":"IF($C$10=2012,profiles!C4296,IF($C$10=2013,profiles!E4296,IF($C$10=2014,profiles!G4296,IF($C$10=2015,profiles!I4296,IF($C$10=2016,profiles!K4296)))))","v":49.411999999999999},{"$f":"IF($C$10=2012,profiles!D4296,IF($C$10=2013,profiles!F4296,IF($C$10=2014,profiles!H4296,IF($C$10=2015,profiles!J4296,IF($C$10=2016,profiles!L4296)))))","v":2.4196532779185289E-2},4.8393065558370578,0,4.8393065558370578,44.572693444162944,0,0,0,0,44.572693444162944,44.572693444162944]
["h4294",{"$f":"IF($C$10=2012,profiles!C4298,IF($C$10=2013,profiles!E4298,IF($C$10=2014,profiles!G4298,IF($C$10=2015,profiles!I4298,IF($C$10=2016,profiles!K4298)))))","v":47.843000000000004},{"$f":"IF($C$10=2012,profiles!D4298,IF($C$10=2013,profiles!F4298,IF($C$10=2014,profiles!H4298,IF($C$10=2015,profiles!J4298,IF($C$10=2016,profiles!L4298)))))","v":1.7891201002021122E-2},3.5782402004042244,0,3.5782402004042244,44.26475979959578,0,0,0,0,44.26475979959578,44.26475979959578]
["h4297",{"$f":"IF($C$10=2012,profiles!C4301,IF($C$10=2013,profiles!E4301,IF($C$10=2014,profiles!G4301,IF($C$10=2015,profiles!I4301,IF($C$10=2016,profiles!K4301)))))","v":39.384},{"$f":"IF($C$10=2012,profiles!D4301,IF($C$10=2013,profiles!F4301,IF($C$10=2014,profiles!H4301,IF($C$10=2015,profiles!J4301,IF($C$10=2016,profiles!L4301)))))","v":2.0978622868691468E-2},4.1957245737382936,0,4.1957245737382936,35.188275426261704,0,0,0,0,35.188275426261704,35.188275426261704]
["h4300",{"$f":"IF($C$10=2012,profiles!C4304,IF($C$10=2013,profiles!E4304,IF($C$10=2014,profiles!G4304,IF($C$10=2015,profiles!I4304,IF($C$10=2016,profiles!K4304)))))","v":37.433},{"$f":"IF($C$10=2012,profiles!D4304,IF($C$10=2013,profiles!F4304,IF($C$10=2014,profiles!H4304,IF($C$10=2015,profiles!J4304,IF($C$10=2016,profiles!L4304)))))","v":3.3730892943554129E-2},6.7461785887108254,0,6.7461785887108254,30.686821411289174,0,0,0,0,30.686821411289174,30.686821411289174]
["h4304",{"$f":"IF($C$10=2012,profiles!C4308,IF($C$10=2013,profiles!E4308,IF($C$10=2014,profiles!G4308,IF($C$10=2015,profiles!I4308,IF($C$10=2016,profiles!K4308)))))","v":43.902999999999999},{"$f":"IF($C$10=2012,profiles!D4308,IF($C$10=2013,profiles!F4308,IF($C$10=2014,profiles!H4308,IF($C$10=2015,profiles!J4308,IF($C$10=2016,profiles!L4308)))))","v":9.3706413139392555E-2},18.741282627878512,0,18.741282627878512,25.161717372121487,0,0,0,0,25.161717372121487,25.161717372121487]
["h4307",{"$f":"IF($C$10=2012,profiles!C4311,IF($C$10=2013,profiles!E4311,IF($C$10=2014,profiles!G4311,IF($C$10=2015,profiles!I4311,IF($C$10=2016,profiles!K4311)))))","v":52.412999999999997},{"$f":"IF($C$10=2012,profiles!D4311,IF($C$10=2013,profiles!F4311,IF($C$10=2014,profiles!H4311,IF($C$10=2015,profiles!J4311,IF($C$10=2016,profiles!L4311)))))","v":0.14954029204975663},29.908058409951327,0,29.908058409951327,22.50494159004867,0,0,0,0,22.50494159004867,22.50494159004867]
["h4311",{"$f":"IF($C$10=2012,profiles!C4315,IF($C$10=2013,profiles!E4315,IF($C$10=2014,profiles!G4315,IF($C$10=2015,profiles!I4315,IF($C$10=2016,profiles!K4315)))))","v":47.828000000000003},{"$f":"IF($C$10=2012,profiles!D4315,IF($C$10=2013,profiles!F4315,IF($C$10=2014,profiles!H4315,IF($C$10=2015,profiles!J4315,IF($C$10=2016,profiles!L4315)))))","v":0.14730579829779966},29.461159659559932,0,29.461159659559932,18.366840340440071,0,0,0,0,18.366840340440071,18.366840340440071]
["h4314",{"$f":"IF($C$10=2012,profiles!C4318,IF($C$10=2013,profiles!E4318,IF($C$10=2014,profiles!G4318,IF($C$10=2015,profiles!I4318,IF($C$10=2016,profiles!K4318)))))","v":50.366},{"$f":"IF($C$10=2012,profiles!D4318,IF($C$10=2013,profiles!F4318,IF($C$10=2014,profiles!H4318,IF($C$10=2015,profiles!J4318,IF($C$10=2016,profiles!L4318)))))","v":8.3316728815006694E-2},16.663345763001338,0,16.663345763001338,33.702654236998661,0,0,0,0,33.702654236998661,33.702654236998661]
["h4315",{"$f":"IF($C$10=2012,profiles!C4319,IF($C$10=2013,profiles!E4319,IF($C$10=2014,profiles!G4319,IF($C$10=2015,profiles!I4319,IF($C$10=2016,profiles!K4319)))))","v":49.847999999999999},{"$f":"IF($C$10=2012,profiles!D4319,IF($C$10=2013,profiles!F4319,IF($C$10=2014,profiles!H4319,IF($C$10=2015,profiles!J4319,IF($C$10=2016,profiles!L4319)))))","v":5.2062281176169192E-2},10.412456235233838,0,10.412456235233838,39.435543764766159,0,0,0,0,39.435543764766159,39.435543764766159]
["h4319",{"$f":"IF($C$10=2012,profiles!C4323,IF($C$10=2013,profiles!E4323,IF($C$10=2014,profiles!G4323,IF($C$10=2015,profiles!I4323,IF($C$10=2016,profiles!K4323)))))","v":46.005000000000003},{"$f":"IF($C$10=2012,profiles!D4323,IF($C$10=2013,profiles!F4323,IF($C$10=2014,profiles!H4323,IF($C$10=2015,profiles!J4323,IF($C$10=2016,profiles!L4323)))))","v":2.6714297913523668E-2},5.3428595827047332,0,5.3428595827047332,40.662140417295269,0,0,0,0,40.662140417295269,40.662140417295269]
["h4322",{"$f":"IF($C$10=2012,profiles!C4326,IF($C$10=2013,profiles!E4326,IF($C$10=2014,profiles!G4326,IF($C$10=2015,profiles!I4326,IF($C$10=2016,profiles!K4326)))))","v":40.820999999999998},{"$f":"IF($C$10=2012,profiles!D4326,IF($C$10=2013,profiles!F4326,IF($C$10=2014,profiles!H4326,IF($C$10=2015,profiles!J4326,IF($C$10=2016,profiles!L4326)))))","v":3.1676974479277739E-2},6.3353948958555479,0,6.3353948958555479,34.485605104144447,0,0,0,0,34.485605104144447,34.485605104144447]
["h4325",{"$f":"IF($C$10=2012,profiles!C4329,IF($C$10=2013,profiles!E4329,IF($C$10=2014,profiles!G4329,IF($C$10=2015,profiles!I4329,IF($C$10=2016,profiles!K4329)))))","v":45.783999999999999},{"$f":"IF($C$10=2012,profiles!D4329,IF($C$10=2013,profiles!F4329,IF($C$10=2014,profiles!H4329,IF($C$10=2015,profiles!J4329,IF($C$10=2016,profiles!L4329)))))","v":2.7639155470249518E-2},5.5278310940499038,0,5.5278310940499038,40.256168905950098,0,0,0,0,40.256168905950098,40.256168905950098]
["h4329",{"$f":"IF($C$10=2012,profiles!C4333,IF($C$10=2013,profiles!E4333,IF($C$10=2014,profiles!G4333,IF($C$10=2015,profiles!I4333,IF($C$10=2016,profiles!K4333)))))","v":66.531999999999996},{"$f":"IF($C$10=2012,profiles!D4333,IF($C$10=2013,profiles!F4333,IF($C$10=2014,profiles!H4333,IF($C$10=2015,profiles!J4333,IF($C$10=2016,profiles!L4333)))))","v":0.12868415440392408},25.736830880784815,0,25.736830880784815,40.795169119215181,0,0,0,0,40.795169119215181,40.795169119215181]
["h4332",{"$f":"IF($C$10=2012,profiles!C4336,IF($C$10=2013,profiles!E4336,IF($C$10=2014,profiles!G4336,IF($C$10=2015,profiles!I4336,IF($C$10=2016,profiles!K4336)))))","v":68.790000000000006},{"$f":"IF($C$10=2012,profiles!D4336,IF($C$10=2013,profiles!F4336,IF($C$10=2014,profiles!H4336,IF($C$10=2015,profiles!J4336,IF($C$10=2016,profiles!L4336)))))","v":0.25062913201108977},50.125826402217953,0,50.125826402217953,18.664173597782053,0,0,0,0,18.664173597782053,18.664173597782053]
["h4336",{"$f":"IF($C$10=2012,profiles!C4340,IF($C$10=2013,profiles!E4340,IF($C$10=2014,profiles!G4340,IF($C$10=2015,profiles!I4340,IF($C$10=2016,profiles!K4340)))))","v":64.459000000000003},{"$f":"IF($C$10=2012,profiles!D4340,IF($C$10=2013,profiles!F4340,IF($C$10=2014,profiles!H4340,IF($C$10=2015,profiles!J4340,IF($C$10=2016,profiles!L4340)))))","v":0.2416009099310443},48.320181986208858,0,48.320181986208858,16.138818013791145,0,0,0,0,16.138818013791145,16.138818013791145]
["h4340",{"$f":"IF($C$10=2012,profiles!C4344,IF($C$10=2013,profiles!E4344,IF($C$10=2014,profiles!G4344,IF($C$10=2015,profiles!I4344,IF($C$10=2016,profiles!K4344)))))","v":59.795999999999999},{"$f":"IF($C$10=2012,profiles!D4344,IF($C$10=2013,profiles!F4344,IF($C$10=2014,profiles!H4344,IF($C$10=2015,profiles!J4344,IF($C$10=2016,profiles!L4344)))))","v":5.1766545816449849E-2},10.353309163289969,0,10.353309163289969,49.442690836710028,0,0,0,0,49.442690836710028,49.442690836710028]
["h4343",{"$f":"IF($C$10=2012,profiles!C4347,IF($C$10=2013,profiles!E4347,IF($C$10=2014,profiles!G4347,IF($C$10=2015,profiles!I4347,IF($C$10=2016,profiles!K4347)))))","v":51.573},{"$f":"IF($C$10=2012,profiles!D4347,IF($C$10=2013,profiles!F4347,IF($C$10=2014,profiles!H4347,IF($C$10=2015,profiles!J4347,IF($C$10=2016,profiles!L4347)))))","v":4.1202815099168268E-2},8.2405630198336528,0,8.2405630198336528,43.332436980166349,0,0,0,0,43.332436980166349,43.332436980166349]
["h4344",{"$f":"IF($C$10=2012,profiles!C4348,IF($C$10=2013,profiles!E4348,IF($C$10=2014,profiles!G4348,IF($C$10=2015,profiles!I4348,IF($C$10=2016,profiles!K4348)))))","v":49.042000000000002},{"$f":"IF($C$10=2012,profiles!D4348,IF($C$10=2013,profiles!F4348,IF($C$10=2014,profiles!H4348,IF($C$10=2015,profiles!J4348,IF($C$10=2016,profiles!L4348)))))","v":4.3056759868654849E-2},8.6113519737309705,0,8.6113519737309705,40.430648026269033,0,0,0,0,40.430648026269033,40.430648026269033]
["h4347",{"$f":"IF($C$10=2012,profiles!C4351,IF($C$10=2013,profiles!E4351,IF($C$10=2014,profiles!G4351,IF($C$10=2015,profiles!I4351,IF($C$10=2016,profiles!K4351)))))","v":44.343000000000004},{"$f":"IF($C$10=2012,profiles!D4351,IF($C$10=2013,profiles!F4351,IF($C$10=2014,profiles!H4351,IF($C$10=2015,profiles!J4351,IF($C$10=2016,profiles!L4351)))))","v":4.5970802712192074E-2},9.1941605424384143,0,9.1941605424384143,35.148839457561593,0,0,0,0,35.148839457561593,35.148839457561593]
["h4351",{"$f":"IF($C$10=2012,profiles!C4355,IF($C$10=2013,profiles!E4355,IF($C$10=2014,profiles!G4355,IF($C$10=2015,profiles!I4355,IF($C$10=2016,profiles!K4355)))))","v":61.536999999999999},{"$f":"IF($C$10=2012,profiles!D4355,IF($C$10=2013,profiles!F4355,IF($C$10=2014,profiles!H4355,IF($C$10=2015,profiles!J4355,IF($C$10=2016,profiles!L4355)))))","v":8.3057328462380411E-2},16.611465692476081,0,16.611465692476081,44.925534307523918,0,0,0,0,44.925534307523918,44.925534307523918]
["h4354",{"$f":"IF($C$10=2012,profiles!C4358,IF($C$10=2013,profiles!E4358,IF($C$10=2014,profiles!G4358,IF($C$10=2015,profiles!I4358,IF($C$10=2016,profiles!K4358)))))","v":67.789000000000001},{"$f":"IF($C$10=2012,profiles!D4358,IF($C$10=2013,profiles!F4358,IF($C$10=2014,profiles!H4358,IF($C$10=2015,profiles!J4358,IF($C$10=2016,profiles!L4358)))))","v":0.26850417205646138},{"$f":"C4371*$C$2","v":53.700834411292277},0,53.700834411292277,14.088165588707724,0,0,0,0,{"$f":"MAX(G4371-J4371,0)","v":14.088165588707724},{"$f":"B4371-D4371","v":14.088165588707724}]
["h4357",{"$f":"IF($C$10=2012,profiles!C4361,IF($C$10=2013,profiles!E4361,IF($C$10=2014,profiles!G4361,IF($C$10=2015,profiles!I4361,IF($C$10=2016,profiles!K4361)))))","v":67.908000000000001},{"$f":"IF($C$10=2012,profiles!D4361,IF($C$10=2013,profiles!F4361,IF($C$10=2014,profiles!H4361,IF($C$10=2015,profiles!J4361,IF($C$10=2016,profiles!L4361)))))","v":0.3158680293962956},63.173605879259121,0,63.173605879259121,4.7343941207408804,0,0,0,0,4.7343941207408804,4.7343941207408804]
["h4361",{"$f":"IF($C$10=2012,profiles!C4365,IF($C$10=2013,profiles!E4365,IF($C$10=2014,profiles!G4365,IF($C$10=2015,profiles!I4365,IF($C$10=2016,profiles!K4365)))))","v":63.671999999999997},{"$f":"IF($C$10=2012,profiles!D4365,IF($C$10=2013,profiles!F4365,IF($C$10=2014,profiles!H4365,IF($C$10=2015,profiles!J4365,IF($C$10=2016,profiles!L4365)))))","v":0.20337176079261965},40.674352158523931,0,40.674352158523931,22.997647841476066,0,0,0,0,22.997647841476066,22.997647841476066]
["h4365",{"$f":"IF($C$10=2012,profiles!C4369,IF($C$10=2013,profiles!E4369,IF($C$10=2014,profiles!G4369,IF($C$10=2015,profiles!I4369,IF($C$10=2016,profiles!K4369)))))","v":57.741},{"$f":"IF($C$10=2012,profiles!D4369,IF($C$10=2013,profiles!F4369,IF($C$10=2014,profiles!H4369,IF($C$10=2015,profiles!J4369,IF($C$10=2016,profiles!L4369)))))","v":3.380289698503177E-2},6.7605793970063539,0,6.7605793970063539,50.980420602993647,0,0,0,0,50.980420602993647,50.980420602993647]
["h4368",{"$f":"IF($C$10=2012,profiles!C4372,IF($C$10=2013,profiles!E4372,IF($C$10=2014,profiles!G4372,IF($C$10=2015,profiles!I4372,IF($C$10=2016,profiles!K4372)))))","v":47.798999999999999},{"$f":"IF($C$10=2012,profiles!D4372,IF($C$10=2013,profiles!F4372,IF($C$10=2014,profiles!H4372,IF($C$10=2015,profiles!J4372,IF($C$10=2016,profiles!L4372)))))","v":3.5926952320045474E-2},7.1853904640090951,0,7.1853904640090951,40.613609535990904,0,0,0,0,40.613609535990904,40.613609535990904]
["h4369",{"$f":"IF($C$10=2012,profiles!C4373,IF($C$10=2013,profiles!E4373,IF($C$10=2014,profiles!G4373,IF($C$10=2015,profiles!I4373,IF($C$10=2016,profiles!K4373)))))","v":45.494999999999997},{"$f":"IF($C$10=2012,profiles!D4373,IF($C$10=2013,profiles!F4373,IF($C$10=2014,profiles!H4373,IF($C$10=2015,profiles!J4373,IF($C$10=2016,profiles!L4373)))))","v":3.9209834434733179E-2},7.8419668869466355,0,7.8419668869466355,37.653033113053361,0,0,0,0,37.653033113053361,37.653033113053361]
["h4372",{"$f":"IF($C$10=2012,profiles!C4376,IF($C$10=2013,profiles!E4376,IF($C$10=2014,profiles!G4376,IF($C$10=2015,profiles!I4376,IF($C$10=2016,profiles!K4376)))))","v":45.396999999999998},{"$f":"IF($C$10=2012,profiles!D4376,IF($C$10=2013,profiles!F4376,IF($C$10=2014,profiles!H4376,IF($C$10=2015,profiles!J4376,IF($C$10=2016,profiles!L4376)))))","v":4.070205357777304E-2},8.1404107155546086,0,8.1404107155546086,37.25658928444539,0,0,0,0,37.25658928444539,37.25658928444539]
["h4376",{"$f":"IF($C$10=2012,profiles!C4380,IF($C$10=2013,profiles!E4380,IF($C$10=2014,profiles!G4380,IF($C$10=2015,profiles!I4380,IF($C$10=2016,profiles!K4380)))))","v":65.94},{"$f":"IF($C$10=2012,profiles!D4380,IF($C$10=2013,profiles!F4380,IF($C$10=2014,profiles!H4380,IF($C$10=2015,profiles!J4380,IF($C$10=2016,profiles!L4380)))))","v":0.13738364243587012},27.476728487174025,0,27.476728487174025,38.463271512825969,0,0,0,0,38.463271512825969,38.463271512825969]
["h4379",{"$f":"IF($C$10=2012,profiles!C4383,IF($C$10=2013,profiles!E4383,IF($C$10=2014,profiles!G4383,IF($C$10=2015,profiles!I4383,IF($C$10=2016,profiles!K4383)))))","v":70.212999999999994},{"$f":"IF($C$10=2012,profiles!D4383,IF($C$10=2013,profiles!F4383,IF($C$10=2014,profiles!H4383,IF($C$10=2015,profiles!J4383,IF($C$10=2016,profiles!L4383)))))","v":0.24094365096283663},48.188730192567327,0,48.188730192567327,22.024269807432667,0,0,0,0,22.024269807432667,22.024269807432667]
["h4382",{"$f":"IF($C$10=2012,profiles!C4386,IF($C$10=2013,profiles!E4386,IF($C$10=2014,profiles!G4386,IF($C$10=2015,profiles!I4386,IF($C$10=2016,profiles!K4386)))))","v":67.451999999999998},{"$f":"IF($C$10=2012,profiles!D4386,IF($C$10=2013,profiles!F4386,IF($C$10=2014,profiles!H4386,IF($C$10=2015,profiles!J4386,IF($C$10=2016,profiles!L4386)))))","v":0.25616428622184323},51.232857244368645,0,51.232857244368645,16.219142755631353,0,0,0,0,16.219142755631353,16.219142755631353]
["h4386",{"$f":"IF($C$10=2012,profiles!C4390,IF($C$10=2013,profiles!E4390,IF($C$10=2014,profiles!G4390,IF($C$10=2015,profiles!I4390,IF($C$10=2016,profiles!K4390)))))","v":63.567},{"$f":"IF($C$10=2012,profiles!D4390,IF($C$10=2013,profiles!F4390,IF($C$10=2014,profiles!H4390,IF($C$10=2015,profiles!J4390,IF($C$10=2016,profiles!L4390)))))","v":0.14191714630853408},28.383429261706816,0,28.383429261706816,35.183570738293184,0,0,0,0,35.183570738293184,35.183570738293184]
["h4390",{"$f":"IF($C$10=2012,profiles!C4394,IF($C$10=2013,profiles!E4394,IF($C$10=2014,profiles!G4394,IF($C$10=2015,profiles!I4394,IF($C$10=2016,profiles!K4394)))))","v":56.040999999999997},{"$f":"IF($C$10=2012,profiles!D4394,IF($C$10=2013,profiles!F4394,IF($C$10=2014,profiles!H4394,IF($C$10=2015,profiles!J4394,IF($C$10=2016,profiles!L4394)))))","v":2.7542101897250055E-2},5.5084203794500111,0,5.5084203794500111,50.532579620549988,0,0,0,0,50.532579620549988,50.532579620549988]
["h4393",{"$f":"IF($C$10=2012,profiles!C4397,IF($C$10=2013,profiles!E4397,IF($C$10=2014,profiles!G4397,IF($C$10=2015,profiles!I4397,IF($C$10=2016,profiles!K4397)))))","v":45.695999999999998},{"$f":"IF($C$10=2012,profiles!D4397,IF($C$10=2013,profiles!F4397,IF($C$10=2014,profiles!H4397,IF($C$10=2015,profiles!J4397,IF($C$10=2016,profiles!L4397)))))","v":2.5178680534833825E-2},5.0357361069667652,0,5.0357361069667652,40.660263893033232,0,0,0,0,40.660263893033232,40.660263893033232]
["h4394",{"$f":"IF($C$10=2012,profiles!C4398,IF($C$10=2013,profiles!E4398,IF($C$10=2014,profiles!G4398,IF($C$10=2015,profiles!I4398,IF($C$10=2016,profiles!K4398)))))","v":44.76},{"$f":"IF($C$10=2012,profiles!D4398,IF($C$10=2013,profiles!F4398,IF($C$10=2014,profiles!H4398,IF($C$10=2015,profiles!J4398,IF($C$10=2016,profiles!L4398)))))","v":2.604544098213905E-2},5.2090881964278104,0,5.2090881964278104,39.550911803572191,0,0,0,0,39.550911803572191,39.550911803572191]
["h4397",{"$f":"IF($C$10=2012,profiles!C4401,IF($C$10=2013,profiles!E4401,IF($C$10=2014,profiles!G4401,IF($C$10=2015,profiles!I4401,IF($C$10=2016,profiles!K4401)))))","v":48.518999999999998},{"$f":"IF($C$10=2012,profiles!D4401,IF($C$10=2013,profiles!F4401,IF($C$10=2014,profiles!H4401,IF($C$10=2015,profiles!J4401,IF($C$10=2016,profiles!L4401)))))","v":4.0567230771416801E-2},8.1134461542833609,0,8.1134461542833609,40.405553845716639,0,0,0,0,40.405553845716639,40.405553845716639]
["h4401",{"$f":"IF($C$10=2012,profiles!C4405,IF($C$10=2013,profiles!E4405,IF($C$10=2014,profiles!G4405,IF($C$10=2015,profiles!I4405,IF($C$10=2016,profiles!K4405)))))","v":67.013999999999996},{"$f":"IF($C$10=2012,profiles!D4405,IF($C$10=2013,profiles!F4405,IF($C$10=2014,profiles!H4405,IF($C$10=2015,profiles!J4405,IF($C$10=2016,profiles!L4405)))))","v":0.2343521320886085},46.870426417721703,0,46.870426417721703,20.143573582278293,0,0,0,0,20.143573582278293,20.143573582278293]
["h4404",{"$f":"IF($C$10=2012,profiles!C4408,IF($C$10=2013,profiles!E4408,IF($C$10=2014,profiles!G4408,IF($C$10=2015,profiles!I4408,IF($C$10=2016,profiles!K4408)))))","v":69.602999999999994},{"$f":"IF($C$10=2012,profiles!D4408,IF($C$10=2013,profiles!F4408,IF($C$10=2014,profiles!H4408,IF($C$10=2015,profiles!J4408,IF($C$10=2016,profiles!L4408)))))","v":0.3775523253335607},75.510465066712143,5.9074650667121489,69.602999999999994,0,0,5.9074650667121489,0,4.7850467040368407,0,-5.9074650667121489]
["h4407",{"$f":"IF($C$10=2012,profiles!C4411,IF($C$10=2013,profiles!E4411,IF($C$10=2014,profiles!G4411,IF($C$10=2015,profiles!I4411,IF($C$10=2016,profiles!K4411)))))","v":66.722999999999999},{"$f":"IF($C$10=2012,profiles!D4411,IF($C$10=2013,profiles!F4411,IF($C$10=2014,profiles!H4411,IF($C$10=2015,profiles!J4411,IF($C$10=2016,profiles!L4411)))))","v":0.35024226664961566},70.048453329923134,3.3254533299231355,66.722999999999999,0,0,3.3254533299231355,0,20.312880006394163,0,-3.3254533299231355]
["h4412",{"$f":"IF($C$10=2012,profiles!C4416,IF($C$10=2013,profiles!E4416,IF($C$10=2014,profiles!G4416,IF($C$10=2015,profiles!I4416,IF($C$10=2016,profiles!K4416)))))","v":60.283999999999999},{"$f":"IF($C$10=2012,profiles!D4416,IF($C$10=2013,profiles!F4416,IF($C$10=2014,profiles!H4416,IF($C$10=2015,profiles!J4416,IF($C$10=2016,profiles!L4416)))))","v":3.3775239069582394E-2},6.7550478139164785,0,6.7550478139164785,53.528952186083522,0,0,0,0,53.528952186083522,53.528952186083522]
["h4415",{"$f":"IF($C$10=2012,profiles!C4419,IF($C$10=2013,profiles!E4419,IF($C$10=2014,profiles!G4419,IF($C$10=2015,profiles!I4419,IF($C$10=2016,profiles!K4419)))))","v":51.756},{"$f":"IF($C$10=2012,profiles!D4419,IF($C$10=2013,profiles!F4419,IF($C$10=2014,profiles!H4419,IF($C$10=2015,profiles!J4419,IF($C$10=2016,profiles!L4419)))))","v":2.1157480426843997E-2},4.2314960853687991,0,4.2314960853687991,47.524503914631204,0,0,0,0,47.524503914631204,47.524503914631204]
["h4416",{"$f":"IF($C$10=2012,profiles!C4420,IF($C$10=2013,profiles!E4420,IF($C$10=2014,profiles!G4420,IF($C$10=2015,profiles!I4420,IF($C$10=2016,profiles!K4420)))))","v":47.981999999999999},{"$f":"IF($C$10=2012,profiles!D4420,IF($C$10=2013,profiles!F4420,IF($C$10=2014,profiles!H4420,IF($C$10=2015,profiles!J4420,IF($C$10=2016,profiles!L4420)))))","v":2.6107583699095185E-2},5.2215167398190365,0,5.2215167398190365,42.760483260180962,0,0,0,0,42.760483260180962,42.760483260180962]
["h4419",{"$f":"IF($C$10=2012,profiles!C4423,IF($C$10=2013,profiles!E4423,IF($C$10=2014,profiles!G4423,IF($C$10=2015,profiles!I4423,IF($C$10=2016,profiles!K4423)))))","v":44.951999999999998},{"$f":"IF($C$10=2012,profiles!D4423,IF($C$10=2013,profiles!F4423,IF($C$10=2014,profiles!H4423,IF($C$10=2015,profiles!J4423,IF($C$10=2016,profiles!L4423)))))","v":4.0453970824278061E-2},8.0907941648556125,0,8.0907941648556125,36.861205835144389,0,0,0,{"$f":"K4435+I4436*$F$2-J4436/$F$3","v":0},36.861205835144389,36.861205835144389]
["h4422",{"$f":"IF($C$10=2012,profiles!C4426,IF($C$10=2013,profiles!E4426,IF($C$10=2014,profiles!G4426,IF($C$10=2015,profiles!I4426,IF($C$10=2016,profiles!K4426)))))","v":56.226999999999997},{"$f":"IF($C$10=2012,profiles!D4426,IF($C$10=2013,profiles!F4426,IF($C$10=2014,profiles!H4426,IF($C$10=2015,profiles!J4426,IF($C$10=2016,profiles!L4426)))))","v":7.9118194343830342E-2},15.823638868766068,0,15.823638868766068,40.403361131233929,0,0,0,0,40.403361131233929,40.403361131233929]
["h4426",{"$f":"IF($C$10=2012,profiles!C4430,IF($C$10=2013,profiles!E4430,IF($C$10=2014,profiles!G4430,IF($C$10=2015,profiles!I4430,IF($C$10=2016,profiles!K4430)))))","v":69.671000000000006},{"$f":"IF($C$10=2012,profiles!D4430,IF($C$10=2013,profiles!F4430,IF($C$10=2014,profiles!H4430,IF($C$10=2015,profiles!J4430,IF($C$10=2016,profiles!L4430)))))","v":0.28898737233846111},57.797474467692226,0,57.797474467692226,11.873525532307781,0,0,0,0,11.873525532307781,11.873525532307781]
["h4428",{"$f":"IF($C$10=2012,profiles!C4432,IF($C$10=2013,profiles!E4432,IF($C$10=2014,profiles!G4432,IF($C$10=2015,profiles!I4432,IF($C$10=2016,profiles!K4432)))))","v":70.031000000000006},{"$f":"IF($C$10=2012,profiles!D4432,IF($C$10=2013,profiles!F4432,IF($C$10=2014,profiles!H4432,IF($C$10=2015,profiles!J4432,IF($C$10=2016,profiles!L4432)))))","v":0.3635601767020355},72.712035340407098,2.6810353404070923,70.031000000000006,0,0,2.6810353404070923,0,2.1716386257297451,0,-2.6810353404070923]
["h4433",{"$f":"IF($C$10=2012,profiles!C4437,IF($C$10=2013,profiles!E4437,IF($C$10=2014,profiles!G4437,IF($C$10=2015,profiles!I4437,IF($C$10=2016,profiles!K4437)))))","v":63.097000000000001},{"$f":"IF($C$10=2012,profiles!D4437,IF($C$10=2013,profiles!F4437,IF($C$10=2014,profiles!H4437,IF($C$10=2015,profiles!J4437,IF($C$10=2016,profiles!L4437)))))","v":0.14917401741452535},29.83480348290507,0,29.83480348290507,33.262196517094935,0,0,0,0,33.262196517094935,33.262196517094935]
["h4437",{"$f":"IF($C$10=2012,profiles!C4441,IF($C$10=2013,profiles!E4441,IF($C$10=2014,profiles!G4441,IF($C$10=2015,profiles!I4441,IF($C$10=2016,profiles!K4441)))))","v":55.076999999999998},{"$f":"IF($C$10=2012,profiles!D4441,IF($C$10=2013,profiles!F4441,IF($C$10=2014,profiles!H4441,IF($C$10=2015,profiles!J4441,IF($C$10=2016,profiles!L4441)))))","v":3.8905697362253376E-2},7.7811394724506755,0,7.7811394724506755,47.295860527549323,0,0,0,0,47.295860527549323,47.295860527549323]
["h4440",{"$f":"IF($C$10=2012,profiles!C4444,IF($C$10=2013,profiles!E4444,IF($C$10=2014,profiles!G4444,IF($C$10=2015,profiles!I4444,IF($C$10=2016,profiles!K4444)))))","v":47.37},{"$f":"IF($C$10=2012,profiles!D4444,IF($C$10=2013,profiles!F4444,IF($C$10=2014,profiles!H4444,IF($C$10=2015,profiles!J4444,IF($C$10=2016,profiles!L4444)))))","v":6.2327774779125593E-2},12.465554955825118,0,12.465554955825118,34.904445044174878,0,0,0,0,34.904445044174878,34.904445044174878]
["h4441",{"$f":"IF($C$10=2012,profiles!C4445,IF($C$10=2013,profiles!E4445,IF($C$10=2014,profiles!G4445,IF($C$10=2015,profiles!I4445,IF($C$10=2016,profiles!K4445)))))","v":44.664000000000001},{"$f":"IF($C$10=2012,profiles!D4445,IF($C$10=2013,profiles!F4445,IF($C$10=2014,profiles!H4445,IF($C$10=2015,profiles!J4445,IF($C$10=2016,profiles!L4445)))))","v":6.3719780688048636E-2},12.743956137609727,0,12.743956137609727,31.920043862390273,0,0,0,0,31.920043862390273,31.920043862390273]
["h4444",{"$f":"IF($C$10=2012,profiles!C4448,IF($C$10=2013,profiles!E4448,IF($C$10=2014,profiles!G4448,IF($C$10=2015,profiles!I4448,IF($C$10=2016,profiles!K4448)))))","v":42.636000000000003},{"$f":"IF($C$10=2012,profiles!D4448,IF($C$10=2013,profiles!F4448,IF($C$10=2014,profiles!H4448,IF($C$10=2015,profiles!J4448,IF($C$10=2016,profiles!L4448)))))","v":5.6447260021022128E-2},11.289452004204426,0,11.289452004204426,31.346547995795575,0,0,0,0,31.346547995795575,31.346547995795575]
["h4447",{"$f":"IF($C$10=2012,profiles!C4451,IF($C$10=2013,profiles!E4451,IF($C$10=2014,profiles!G4451,IF($C$10=2015,profiles!I4451,IF($C$10=2016,profiles!K4451)))))","v":48.206000000000003},{"$f":"IF($C$10=2012,profiles!D4451,IF($C$10=2013,profiles!F4451,IF($C$10=2014,profiles!H4451,IF($C$10=2015,profiles!J4451,IF($C$10=2016,profiles!L4451)))))","v":8.7327064572029198E-2},17.465412914405839,0,17.465412914405839,30.740587085594164,0,0,0,0,30.740587085594164,30.740587085594164]
["h4451",{"$f":"IF($C$10=2012,profiles!C4455,IF($C$10=2013,profiles!E4455,IF($C$10=2014,profiles!G4455,IF($C$10=2015,profiles!I4455,IF($C$10=2016,profiles!K4455)))))","v":58.697000000000003},{"$f":"IF($C$10=2012,profiles!D4455,IF($C$10=2013,profiles!F4455,IF($C$10=2014,profiles!H4455,IF($C$10=2015,profiles!J4455,IF($C$10=2016,profiles!L4455)))))","v":0.25533365529388369},51.066731058776739,0,51.066731058776739,7.6302689412232638,0,0,0,0,7.6302689412232638,7.6302689412232638]
["h4453",{"$f":"IF($C$10=2012,profiles!C4457,IF($C$10=2013,profiles!E4457,IF($C$10=2014,profiles!G4457,IF($C$10=2015,profiles!I4457,IF($C$10=2016,profiles!K4457)))))","v":55.734999999999999},{"$f":"IF($C$10=2012,profiles!D4457,IF($C$10=2013,profiles!F4457,IF($C$10=2014,profiles!H4457,IF($C$10=2015,profiles!J4457,IF($C$10=2016,profiles!L4457)))))","v":0.29070196869407117},58.140393738814232,2.405393738814233,55.734999999999999,0,0,2.405393738814233,0,1.9483689284395289,0,-2.405393738814233]
["h4458",{"$f":"IF($C$10=2012,profiles!C4462,IF($C$10=2013,profiles!E4462,IF($C$10=2014,profiles!G4462,IF($C$10=2015,profiles!I4462,IF($C$10=2016,profiles!K4462)))))","v":53.426000000000002},{"$f":"IF($C$10=2012,profiles!D4462,IF($C$10=2013,profiles!F4462,IF($C$10=2014,profiles!H4462,IF($C$10=2015,profiles!J4462,IF($C$10=2016,profiles!L4462)))))","v":0.16300673276327377},32.601346552654753,0,32.601346552654753,20.824653447345248,0,0,0,0,20.824653447345248,20.824653447345248]
["h4462",{"$f":"IF($C$10=2012,profiles!C4466,IF($C$10=2013,profiles!E4466,IF($C$10=2014,profiles!G4466,IF($C$10=2015,profiles!I4466,IF($C$10=2016,profiles!K4466)))))","v":47.64},{"$f":"IF($C$10=2012,profiles!D4466,IF($C$10=2013,profiles!F4466,IF($C$10=2014,profiles!H4466,IF($C$10=2015,profiles!J4466,IF($C$10=2016,profiles!L4466)))))","v":4.724297605181671E-2},9.4485952103633419,0,9.4485952103633419,38.191404789636657,0,0,0,0,38.191404789636657,38.191404789636657]
["h4465",{"$f":"IF($C$10=2012,profiles!C4469,IF($C$10=2013,profiles!E4469,IF($C$10=2014,profiles!G4469,IF($C$10=2015,profiles!I4469,IF($C$10=2016,profiles!K4469)))))","v":39.762},{"$f":"IF($C$10=2012,profiles!D4469,IF($C$10=2013,profiles!F4469,IF($C$10=2014,profiles!H4469,IF($C$10=2015,profiles!J4469,IF($C$10=2016,profiles!L4469)))))","v":5.464333399619329E-2},10.928666799238657,0,10.928666799238657,28.833333200761345,0,0,0,0,28.833333200761345,28.833333200761345]
["h4466",{"$f":"IF($C$10=2012,profiles!C4470,IF($C$10=2013,profiles!E4470,IF($C$10=2014,profiles!G4470,IF($C$10=2015,profiles!I4470,IF($C$10=2016,profiles!K4470)))))","v":38.31},{"$f":"IF($C$10=2012,profiles!D4470,IF($C$10=2013,profiles!F4470,IF($C$10=2014,profiles!H4470,IF($C$10=2015,profiles!J4470,IF($C$10=2016,profiles!L4470)))))","v":5.0722990824124313E-2},10.144598164824863,0,10.144598164824863,28.165401835175139,0,0,0,0,28.165401835175139,28.165401835175139]
["h4469",{"$f":"IF($C$10=2012,profiles!C4473,IF($C$10=2013,profiles!E4473,IF($C$10=2014,profiles!G4473,IF($C$10=2015,profiles!I4473,IF($C$10=2016,profiles!K4473)))))","v":36.636000000000003},{"$f":"IF($C$10=2012,profiles!D4473,IF($C$10=2013,profiles!F4473,IF($C$10=2014,profiles!H4473,IF($C$10=2015,profiles!J4473,IF($C$10=2016,profiles!L4473)))))","v":4.613505298144939E-2},9.2270105962898779,0,9.2270105962898779,27.408989403710123,0,0,0,0,27.408989403710123,27.408989403710123]
["h4472",{"$f":"IF($C$10=2012,profiles!C4476,IF($C$10=2013,profiles!E4476,IF($C$10=2014,profiles!G4476,IF($C$10=2015,profiles!I4476,IF($C$10=2016,profiles!K4476)))))","v":44.212000000000003},{"$f":"IF($C$10=2012,profiles!D4476,IF($C$10=2013,profiles!F4476,IF($C$10=2014,profiles!H4476,IF($C$10=2015,profiles!J4476,IF($C$10=2016,profiles!L4476)))))","v":0.15779381267577625},31.55876253515525,0,31.55876253515525,12.653237464844754,0,0,0,0,12.653237464844754,12.653237464844754]
["h4478",{"$f":"IF($C$10=2012,profiles!C4482,IF($C$10=2013,profiles!E4482,IF($C$10=2014,profiles!G4482,IF($C$10=2015,profiles!I4482,IF($C$10=2016,profiles!K4482)))))","v":48.578000000000003},{"$f":"IF($C$10=2012,profiles!D4482,IF($C$10=2013,profiles!F4482,IF($C$10=2014,profiles!H4482,IF($C$10=2015,profiles!J4482,IF($C$10=2016,profiles!L4482)))))","v":0.34888213403028323},69.776426806056648,21.198426806056645,48.578000000000003,0,11.198426806056645,10,0,40.500000000000007,0,-21.198426806056645]
["h4480",{"$f":"IF($C$10=2012,profiles!C4484,IF($C$10=2013,profiles!E4484,IF($C$10=2014,profiles!G4484,IF($C$10=2015,profiles!I4484,IF($C$10=2016,profiles!K4484)))))","v":47.405000000000001},{"$f":"IF($C$10=2012,profiles!D4484,IF($C$10=2013,profiles!F4484,IF($C$10=2014,profiles!H4484,IF($C$10=2015,profiles!J4484,IF($C$10=2016,profiles!L4484)))))","v":0.25665464049316783},51.330928098633564,3.9259280986335625,47.405000000000001,0,0,3.9259280986335625,0,51.780001759893196,0,-3.9259280986335625]
["h4484",{"$f":"IF($C$10=2012,profiles!C4488,IF($C$10=2013,profiles!E4488,IF($C$10=2014,profiles!G4488,IF($C$10=2015,profiles!I4488,IF($C$10=2016,profiles!K4488)))))","v":49.558999999999997},{"$f":"IF($C$10=2012,profiles!D4488,IF($C$10=2013,profiles!F4488,IF($C$10=2014,profiles!H4488,IF($C$10=2015,profiles!J4488,IF($C$10=2016,profiles!L4488)))))","v":5.8279594329706544E-2},11.65591886594131,0,11.65591886594131,37.903081134058688,0,0,0,0,37.903081134058688,37.903081134058688]
["h4487",{"$f":"IF($C$10=2012,profiles!C4491,IF($C$10=2013,profiles!E4491,IF($C$10=2014,profiles!G4491,IF($C$10=2015,profiles!I4491,IF($C$10=2016,profiles!K4491)))))","v":46.62},{"$f":"IF($C$10=2012,profiles!D4491,IF($C$10=2013,profiles!F4491,IF($C$10=2014,profiles!H4491,IF($C$10=2015,profiles!J4491,IF($C$10=2016,profiles!L4491)))))","v":0.10120451123547626},20.240902247095253,0,20.240902247095253,26.379097752904745,0,0,0,0,26.379097752904745,26.379097752904745]
["h4490",{"$f":"IF($C$10=2012,profiles!C4494,IF($C$10=2013,profiles!E4494,IF($C$10=2014,profiles!G4494,IF($C$10=2015,profiles!I4494,IF($C$10=2016,profiles!K4494)))))","v":41.680999999999997},{"$f":"IF($C$10=2012,profiles!D4494,IF($C$10=2013,profiles!F4494,IF($C$10=2014,profiles!H4494,IF($C$10=2015,profiles!J4494,IF($C$10=2016,profiles!L4494)))))","v":0.1104957468864937},22.09914937729874,0,22.09914937729874,19.581850622701257,0,0,0,0,19.581850622701257,19.581850622701257]
["h4491",{"$f":"IF($C$10=2012,profiles!C4495,IF($C$10=2013,profiles!E4495,IF($C$10=2014,profiles!G4495,IF($C$10=2015,profiles!I4495,IF($C$10=2016,profiles!K4495)))))","v":41.72},{"$f":"IF($C$10=2012,profiles!D4495,IF($C$10=2013,profiles!F4495,IF($C$10=2014,profiles!H4495,IF($C$10=2015,profiles!J4495,IF($C$10=2016,profiles!L4495)))))","v":9.8169528110311141E-2},19.63390562206223,0,19.63390562206223,22.086094377937769,0,0,0,0,22.086094377937769,22.086094377937769]
["h4494",{"$f":"IF($C$10=2012,profiles!C4498,IF($C$10=2013,profiles!E4498,IF($C$10=2014,profiles!G4498,IF($C$10=2015,profiles!I4498,IF($C$10=2016,profiles!K4498)))))","v":54.956000000000003},{"$f":"IF($C$10=2012,profiles!D4498,IF($C$10=2013,profiles!F4498,IF($C$10=2014,profiles!H4498,IF($C$10=2015,profiles!J4498,IF($C$10=2016,profiles!L4498)))))","v":7.6087419588463337E-2},15.217483917692668,0,15.217483917692668,39.738516082307335,0,0,0,0,39.738516082307335,39.738516082307335]
["h4499",{"$f":"IF($C$10=2012,profiles!C4503,IF($C$10=2013,profiles!E4503,IF($C$10=2014,profiles!G4503,IF($C$10=2015,profiles!I4503,IF($C$10=2016,profiles!K4503)))))","v":70.412999999999997},{"$f":"IF($C$10=2012,profiles!D4503,IF($C$10=2013,profiles!F4503,IF($C$10=2014,profiles!H4503,IF($C$10=2015,profiles!J4503,IF($C$10=2016,profiles!L4503)))))","v":0.22288018858546699},44.576037717093399,0,44.576037717093399,25.836962282906597,0,0,0,0,25.836962282906597,25.836962282906597]
["h4502",{"$f":"IF($C$10=2012,profiles!C4506,IF($C$10=2013,profiles!E4506,IF($C$10=2014,profiles!G4506,IF($C$10=2015,profiles!I4506,IF($C$10=2016,profiles!K4506)))))","v":68.123999999999995},{"$f":"IF($C$10=2012,profiles!D4506,IF($C$10=2013,profiles!F4506,IF($C$10=2014,profiles!H4506,IF($C$10=2015,profiles!J4506,IF($C$10=2016,profiles!L4506)))))","v":0.24565813203822831},49.131626407645662,0,49.131626407645662,18.992373592354333,0,0,0,0,18.992373592354333,18.992373592354333]
["h4505",{"$f":"IF($C$10=2012,profiles!C4509,IF($C$10=2013,profiles!E4509,IF($C$10=2014,profiles!G4509,IF($C$10=2015,profiles!I4509,IF($C$10=2016,profiles!K4509)))))","v":64.813000000000002},{"$f":"IF($C$10=2012,profiles!D4509,IF($C$10=2013,profiles!F4509,IF($C$10=2014,profiles!H4509,IF($C$10=2015,profiles!J4509,IF($C$10=2016,profiles!L4509)))))","v":0.1516352120876468},30.327042417529359,0,30.327042417529359,34.485957582470647,0,0,0,0,34.485957582470647,34.485957582470647]
["h4509",{"$f":"IF($C$10=2012,profiles!C4513,IF($C$10=2013,profiles!E4513,IF($C$10=2014,profiles!G4513,IF($C$10=2015,profiles!I4513,IF($C$10=2016,profiles!K4513)))))","v":58.406999999999996},{"$f":"IF($C$10=2012,profiles!D4513,IF($C$10=2013,profiles!F4513,IF($C$10=2014,profiles!H4513,IF($C$10=2015,profiles!J4513,IF($C$10=2016,profiles!L4513)))))","v":3.4592936565415587E-2},6.9185873130831173,0,6.9185873130831173,51.488412686916881,0,0,0,0,51.488412686916881,51.488412686916881]
["h4512",{"$f":"IF($C$10=2012,profiles!C4516,IF($C$10=2013,profiles!E4516,IF($C$10=2014,profiles!G4516,IF($C$10=2015,profiles!I4516,IF($C$10=2016,profiles!K4516)))))","v":48.298000000000002},{"$f":"IF($C$10=2012,profiles!D4516,IF($C$10=2013,profiles!F4516,IF($C$10=2014,profiles!H4516,IF($C$10=2015,profiles!J4516,IF($C$10=2016,profiles!L4516)))))","v":6.004543518387051E-2},12.009087036774101,0,12.009087036774101,36.288912963225897,0,0,0,0,36.288912963225897,36.288912963225897]
["h4515",{"$f":"IF($C$10=2012,profiles!C4519,IF($C$10=2013,profiles!E4519,IF($C$10=2014,profiles!G4519,IF($C$10=2015,profiles!I4519,IF($C$10=2016,profiles!K4519)))))","v":45.667000000000002},{"$f":"IF($C$10=2012,profiles!D4519,IF($C$10=2013,profiles!F4519,IF($C$10=2014,profiles!H4519,IF($C$10=2015,profiles!J4519,IF($C$10=2016,profiles!L4519)))))","v":5.815703535425245E-2},11.631407070850489,0,11.631407070850489,34.035592929149516,0,0,0,0,34.035592929149516,34.035592929149516]
["h4516",{"$f":"IF($C$10=2012,profiles!C4520,IF($C$10=2013,profiles!E4520,IF($C$10=2014,profiles!G4520,IF($C$10=2015,profiles!I4520,IF($C$10=2016,profiles!K4520)))))","v":46.573},{"$f":"IF($C$10=2012,profiles!D4520,IF($C$10=2013,profiles!F4520,IF($C$10=2014,profiles!H4520,IF($C$10=2015,profiles!J4520,IF($C$10=2016,profiles!L4520)))))","v":5.6680391878460884E-2},11.336078375692177,0,11.336078375692177,35.236921624307826,0,0,0,0,35.236921624307826,35.236921624307826]
["h4520",{"$f":"IF($C$10=2012,profiles!C4524,IF($C$10=2013,profiles!E4524,IF($C$10=2014,profiles!G4524,IF($C$10=2015,profiles!I4524,IF($C$10=2016,profiles!K4524)))))","v":67.748000000000005},{"$f":"IF($C$10=2012,profiles!D4524,IF($C$10=2013,profiles!F4524,IF($C$10=2014,profiles!H4524,IF($C$10=2015,profiles!J4524,IF($C$10=2016,profiles!L4524)))))","v":8.9805480619054384E-2},17.961096123810876,0,17.961096123810876,49.786903876189129,0,0,0,0,49.786903876189129,49.786903876189129]
["h4524",{"$f":"IF($C$10=2012,profiles!C4528,IF($C$10=2013,profiles!E4528,IF($C$10=2014,profiles!G4528,IF($C$10=2015,profiles!I4528,IF($C$10=2016,profiles!K4528)))))","v":71.233999999999995},{"$f":"IF($C$10=2012,profiles!D4528,IF($C$10=2013,profiles!F4528,IF($C$10=2014,profiles!H4528,IF($C$10=2015,profiles!J4528,IF($C$10=2016,profiles!L4528)))))","v":0.15936390742581286},31.872781485162569,0,31.872781485162569,39.361218514837425,0,0,0,0,39.361218514837425,39.361218514837425]
["h4527",{"$f":"IF($C$10=2012,profiles!C4531,IF($C$10=2013,profiles!E4531,IF($C$10=2014,profiles!G4531,IF($C$10=2015,profiles!I4531,IF($C$10=2016,profiles!K4531)))))","v":68.576999999999998},{"$f":"IF($C$10=2012,profiles!D4531,IF($C$10=2013,profiles!F4531,IF($C$10=2014,profiles!H4531,IF($C$10=2015,profiles!J4531,IF($C$10=2016,profiles!L4531)))))","v":0.15682237682805622},31.364475365611245,0,31.364475365611245,37.212524634388757,0,0,0,0,37.212524634388757,37.212524634388757]
["h4530",{"$f":"IF($C$10=2012,profiles!C4534,IF($C$10=2013,profiles!E4534,IF($C$10=2014,profiles!G4534,IF($C$10=2015,profiles!I4534,IF($C$10=2016,profiles!K4534)))))","v":66.094999999999999},{"$f":"IF($C$10=2012,profiles!D4534,IF($C$10=2013,profiles!F4534,IF($C$10=2014,profiles!H4534,IF($C$10=2015,profiles!J4534,IF($C$10=2016,profiles!L4534)))))","v":0.10310947039613801},20.621894079227602,0,20.621894079227602,45.473105920772397,0,0,0,0,45.473105920772397,45.473105920772397]
["h4534",{"$f":"IF($C$10=2012,profiles!C4538,IF($C$10=2013,profiles!E4538,IF($C$10=2014,profiles!G4538,IF($C$10=2015,profiles!I4538,IF($C$10=2016,profiles!K4538)))))","v":54.722000000000001},{"$f":"IF($C$10=2012,profiles!D4538,IF($C$10=2013,profiles!F4538,IF($C$10=2014,profiles!H4538,IF($C$10=2015,profiles!J4538,IF($C$10=2016,profiles!L4538)))))","v":8.1726536987079365E-2},16.345307397415873,0,16.345307397415873,38.376692602584129,0,0,0,0,38.376692602584129,38.376692602584129]
["h4537",{"$f":"IF($C$10=2012,profiles!C4541,IF($C$10=2013,profiles!E4541,IF($C$10=2014,profiles!G4541,IF($C$10=2015,profiles!I4541,IF($C$10=2016,profiles!K4541)))))","v":46.892000000000003},{"$f":"IF($C$10=2012,profiles!D4541,IF($C$10=2013,profiles!F4541,IF($C$10=2014,profiles!H4541,IF($C$10=2015,profiles!J4541,IF($C$10=2016,profiles!L4541)))))","v":8.7891650932012094E-2},17.578330186402418,0,17.578330186402418,29.313669813597585,0,0,0,0,29.313669813597585,29.313669813597585]
["h4540",{"$f":"IF($C$10=2012,profiles!C4544,IF($C$10=2013,profiles!E4544,IF($C$10=2014,profiles!G4544,IF($C$10=2015,profiles!I4544,IF($C$10=2016,profiles!K4544)))))","v":46.313000000000002},{"$f":"IF($C$10=2012,profiles!D4544,IF($C$10=2013,profiles!F4544,IF($C$10=2014,profiles!H4544,IF($C$10=2015,profiles!J4544,IF($C$10=2016,profiles!L4544)))))","v":9.0660003691137012E-2},18.132000738227401,0,18.132000738227401,28.180999261772602,0,0,0,0,28.180999261772602,28.180999261772602]
["h4541",{"$f":"IF($C$10=2012,profiles!C4545,IF($C$10=2013,profiles!E4545,IF($C$10=2014,profiles!G4545,IF($C$10=2015,profiles!I4545,IF($C$10=2016,profiles!K4545)))))","v":49.1},{"$f":"IF($C$10=2012,profiles!D4545,IF($C$10=2013,profiles!F4545,IF($C$10=2014,profiles!H4545,IF($C$10=2015,profiles!J4545,IF($C$10=2016,profiles!L4545)))))","v":9.4407927426567673E-2},18.881585485313536,0,18.881585485313536,30.218414514686465,0,0,0,0,30.218414514686465,30.218414514686465]
["h4545",{"$f":"IF($C$10=2012,profiles!C4549,IF($C$10=2013,profiles!E4549,IF($C$10=2014,profiles!G4549,IF($C$10=2015,profiles!I4549,IF($C$10=2016,profiles!K4549)))))","v":68.638000000000005},{"$f":"IF($C$10=2012,profiles!D4549,IF($C$10=2013,profiles!F4549,IF($C$10=2014,profiles!H4549,IF($C$10=2015,profiles!J4549,IF($C$10=2016,profiles!L4549)))))","v":0.13953917574071181},27.907835148142361,{"$f":"D4562-F4562","v":0},{"$f":"MIN(D4562,B4562)","v":27.907835148142361},{"$f":"B4562-F4562","v":40.730164851857644},{"$f":"-MIN(-E4562+$C$3,0)","v":0},{"$f":"E4562-H4562","v":0},0,0,40.730164851857644,40.730164851857644]
["h4549",{"$f":"IF($C$10=2012,profiles!C4553,IF($C$10=2013,profiles!E4553,IF($C$10=2014,profiles!G4553,IF($C$10=2015,profiles!I4553,IF($C$10=2016,profiles!K4553)))))","v":69.951999999999998},{"$f":"IF($C$10=2012,profiles!D4553,IF($C$10=2013,profiles!F4553,IF($C$10=2014,profiles!H4553,IF($C$10=2015,profiles!J4553,IF($C$10=2016,profiles!L4553)))))","v":0.22559945484745667},45.11989096949133,0,45.11989096949133,24.832109030508668,0,0,0,0,24.832109030508668,24.832109030508668]
["h4552",{"$f":"IF($C$10=2012,profiles!C4556,IF($C$10=2013,profiles!E4556,IF($C$10=2014,profiles!G4556,IF($C$10=2015,profiles!I4556,IF($C$10=2016,profiles!K4556)))))","v":65.902000000000001},{"$f":"IF($C$10=2012,profiles!D4556,IF($C$10=2013,profiles!F4556,IF($C$10=2014,profiles!H4556,IF($C$10=2015,profiles!J4556,IF($C$10=2016,profiles!L4556)))))","v":0.1922372549297974},38.447450985959478,0,38.447450985959478,27.454549014040524,0,0,{"$f":"MIN(MAX(0,G4569),K4568*$F$3)","v":0},0,27.454549014040524,27.454549014040524]
["h4555",{"$f":"IF($C$10=2012,profiles!C4559,IF($C$10=2013,profiles!E4559,IF($C$10=2014,profiles!G4559,IF($C$10=2015,profiles!I4559,IF($C$10=2016,profiles!K4559)))))","v":64.028999999999996},{"$f":"IF($C$10=2012,profiles!D4559,IF($C$10=2013,profiles!F4559,IF($C$10=2014,profiles!H4559,IF($C$10=2015,profiles!J4559,IF($C$10=2016,profiles!L4559)))))","v":9.4081403767799082E-2},18.816280753559816,0,18.816280753559816,45.21271924644018,0,0,0,0,45.21271924644018,45.21271924644018]
["h4559",{"$f":"IF($C$10=2012,profiles!C4563,IF($C$10=2013,profiles!E4563,IF($C$10=2014,profiles!G4563,IF($C$10=2015,profiles!I4563,IF($C$10=2016,profiles!K4563)))))","v":52.405000000000001},{"$f":"IF($C$10=2012,profiles!D4563,IF($C$10=2013,profiles!F4563,IF($C$10=2014,profiles!H4563,IF($C$10=2015,profiles!J4563,IF($C$10=2016,profiles!L4563)))))","v":6.4140603926801917E-2},12.828120785360383,0,12.828120785360383,39.576879214639618,0,0,0,0,39.576879214639618,39.576879214639618]
["h4562",{"$f":"IF($C$10=2012,profiles!C4566,IF($C$10=2013,profiles!E4566,IF($C$10=2014,profiles!G4566,IF($C$10=2015,profiles!I4566,IF($C$10=2016,profiles!K4566)))))","v":44.585999999999999},{"$f":"IF($C$10=2012,profiles!D4566,IF($C$10=2013,profiles!F4566,IF($C$10=2014,profiles!H4566,IF($C$10=2015,profiles!J4566,IF($C$10=2016,profiles!L4566)))))","v":5.6752690003690771E-2},11.350538000738155,0,11.350538000738155,33.235461999261844,0,0,0,0,33.235461999261844,33.235461999261844]
["h4565",{"$f":"IF($C$10=2012,profiles!C4569,IF($C$10=2013,profiles!E4569,IF($C$10=2014,profiles!G4569,IF($C$10=2015,profiles!I4569,IF($C$10=2016,profiles!K4569)))))","v":48.558},{"$f":"IF($C$10=2012,profiles!D4569,IF($C$10=2013,profiles!F4569,IF($C$10=2014,profiles!H4569,IF($C$10=2015,profiles!J4569,IF($C$10=2016,profiles!L4569)))))","v":4.661726712659342E-2},9.323453425318684,0,9.323453425318684,39.234546574681318,0,0,0,0,39.234546574681318,39.234546574681318]
["h4566",{"$f":"IF($C$10=2012,profiles!C4570,IF($C$10=2013,profiles!E4570,IF($C$10=2014,profiles!G4570,IF($C$10=2015,profiles!I4570,IF($C$10=2016,profiles!K4570)))))","v":55.856999999999999},{"$f":"IF($C$10=2012,profiles!D4570,IF($C$10=2013,profiles!F4570,IF($C$10=2014,profiles!H4570,IF($C$10=2015,profiles!J4570,IF($C$10=2016,profiles!L4570)))))","v":5.2465718422621585E-2},10.493143684524316,0,10.493143684524316,45.363856315475687,0,0,0,0,45.363856315475687,45.363856315475687]
["h4570",{"$f":"IF($C$10=2012,profiles!C4574,IF($C$10=2013,profiles!E4574,IF($C$10=2014,profiles!G4574,IF($C$10=2015,profiles!I4574,IF($C$10=2016,profiles!K4574)))))","v":69.319999999999993},{"$f":"IF($C$10=2012,profiles!D4574,IF($C$10=2013,profiles!F4574,IF($C$10=2014,profiles!H4574,IF($C$10=2015,profiles!J4574,IF($C$10=2016,profiles!L4574)))))","v":0.15610538568548959},31.221077137097918,0,31.221077137097918,38.098922862902072,0,0,0,0,38.098922862902072,38.098922862902072]
["h4574",{"$f":"IF($C$10=2012,profiles!C4578,IF($C$10=2013,profiles!E4578,IF($C$10=2014,profiles!G4578,IF($C$10=2015,profiles!I4578,IF($C$10=2016,profiles!K4578)))))","v":68.277000000000001},{"$f":"IF($C$10=2012,profiles!D4578,IF($C$10=2013,profiles!F4578,IF($C$10=2014,profiles!H4578,IF($C$10=2015,profiles!J4578,IF($C$10=2016,profiles!L4578)))))","v":0.23142548902705617},46.285097805411233,0,46.285097805411233,21.991902194588768,0,0,0,0,21.991902194588768,21.991902194588768]
["h4577",{"$f":"IF($C$10=2012,profiles!C4581,IF($C$10=2013,profiles!E4581,IF($C$10=2014,profiles!G4581,IF($C$10=2015,profiles!I4581,IF($C$10=2016,profiles!K4581)))))","v":65.275999999999996},{"$f":"IF($C$10=2012,profiles!D4581,IF($C$10=2013,profiles!F4581,IF($C$10=2014,profiles!H4581,IF($C$10=2015,profiles!J4581,IF($C$10=2016,profiles!L4581)))))","v":0.18018056383612979},36.036112767225958,0,36.036112767225958,29.239887232774038,0,0,0,0,29.239887232774038,29.239887232774038]
["h4580",{"$f":"IF($C$10=2012,profiles!C4584,IF($C$10=2013,profiles!E4584,IF($C$10=2014,profiles!G4584,IF($C$10=2015,profiles!I4584,IF($C$10=2016,profiles!K4584)))))","v":61.024999999999999},{"$f":"IF($C$10=2012,profiles!D4584,IF($C$10=2013,profiles!F4584,IF($C$10=2014,profiles!H4584,IF($C$10=2015,profiles!J4584,IF($C$10=2016,profiles!L4584)))))","v":6.7555290577179683E-2},13.511058115435937,0,13.511058115435937,47.513941884564062,0,0,0,0,47.513941884564062,47.513941884564062]
["h4584",{"$f":"IF($C$10=2012,profiles!C4588,IF($C$10=2013,profiles!E4588,IF($C$10=2014,profiles!G4588,IF($C$10=2015,profiles!I4588,IF($C$10=2016,profiles!K4588)))))","v":48.408000000000001},{"$f":"IF($C$10=2012,profiles!D4588,IF($C$10=2013,profiles!F4588,IF($C$10=2014,profiles!H4588,IF($C$10=2015,profiles!J4588,IF($C$10=2016,profiles!L4588)))))","v":5.9296896067216394E-2},11.85937921344328,0,11.85937921344328,36.548620786556725,0,0,0,0,36.548620786556725,36.548620786556725]
["h4587",{"$f":"IF($C$10=2012,profiles!C4591,IF($C$10=2013,profiles!E4591,IF($C$10=2014,profiles!G4591,IF($C$10=2015,profiles!I4591,IF($C$10=2016,profiles!K4591)))))","v":45.04},{"$f":"IF($C$10=2012,profiles!D4591,IF($C$10=2013,profiles!F4591,IF($C$10=2014,profiles!H4591,IF($C$10=2015,profiles!J4591,IF($C$10=2016,profiles!L4591)))))","v":5.0071672887778709E-2},10.014334577555742,0,10.014334577555742,35.025665422444256,0,0,0,0,35.025665422444256,35.025665422444256]
["h4591",{"$f":"IF($C$10=2012,profiles!C4595,IF($C$10=2013,profiles!E4595,IF($C$10=2014,profiles!G4595,IF($C$10=2015,profiles!I4595,IF($C$10=2016,profiles!K4595)))))","v":62.488},{"$f":"IF($C$10=2012,profiles!D4595,IF($C$10=2013,profiles!F4595,IF($C$10=2014,profiles!H4595,IF($C$10=2015,profiles!J4595,IF($C$10=2016,profiles!L4595)))))","v":7.9776891525568064E-2},15.955378305113612,0,15.955378305113612,46.532621694886387,0,0,0,0,46.532621694886387,46.532621694886387]
["h4592",{"$f":"IF($C$10=2012,profiles!C4596,IF($C$10=2013,profiles!E4596,IF($C$10=2014,profiles!G4596,IF($C$10=2015,profiles!I4596,IF($C$10=2016,profiles!K4596)))))","v":66.158000000000001},{"$f":"IF($C$10=2012,profiles!D4596,IF($C$10=2013,profiles!F4596,IF($C$10=2014,profiles!H4596,IF($C$10=2015,profiles!J4596,IF($C$10=2016,profiles!L4596)))))","v":0.12129039583303765},24.25807916660753,0,24.25807916660753,41.899920833392471,0,0,0,0,41.899920833392471,41.899920833392471]
["h4595",{"$f":"IF($C$10=2012,profiles!C4599,IF($C$10=2013,profiles!E4599,IF($C$10=2014,profiles!G4599,IF($C$10=2015,profiles!I4599,IF($C$10=2016,profiles!K4599)))))","v":70.105000000000004},{"$f":"IF($C$10=2012,profiles!D4599,IF($C$10=2013,profiles!F4599,IF($C$10=2014,profiles!H4599,IF($C$10=2015,profiles!J4599,IF($C$10=2016,profiles!L4599)))))","v":0.27748052058644035},55.49610411728807,0,55.49610411728807,14.608895882711934,0,0,0,0,14.608895882711934,14.608895882711934]
["h4599",{"$f":"IF($C$10=2012,profiles!C4603,IF($C$10=2013,profiles!E4603,IF($C$10=2014,profiles!G4603,IF($C$10=2015,profiles!I4603,IF($C$10=2016,profiles!K4603)))))","v":64.921000000000006},{"$f":"IF($C$10=2012,profiles!D4603,IF($C$10=2013,profiles!F4603,IF($C$10=2014,profiles!H4603,IF($C$10=2015,profiles!J4603,IF($C$10=2016,profiles!L4603)))))","v":0.30880370144339259},61.76074028867852,0,61.76074028867852,3.160259711321487,0,0,0,0,3.160259711321487,3.160259711321487]
["h4602",{"$f":"IF($C$10=2012,profiles!C4606,IF($C$10=2013,profiles!E4606,IF($C$10=2014,profiles!G4606,IF($C$10=2015,profiles!I4606,IF($C$10=2016,profiles!K4606)))))","v":62.113},{"$f":"IF($C$10=2012,profiles!D4606,IF($C$10=2013,profiles!F4606,IF($C$10=2014,profiles!H4606,IF($C$10=2015,profiles!J4606,IF($C$10=2016,profiles!L4606)))))","v":0.1851857108389276},37.037142167785518,0,37.037142167785518,25.075857832214481,0,0,0,0,25.075857832214481,25.075857832214481]
["h4605",{"$f":"IF($C$10=2012,profiles!C4609,IF($C$10=2013,profiles!E4609,IF($C$10=2014,profiles!G4609,IF($C$10=2015,profiles!I4609,IF($C$10=2016,profiles!K4609)))))","v":55.923999999999999},{"$f":"IF($C$10=2012,profiles!D4609,IF($C$10=2013,profiles!F4609,IF($C$10=2014,profiles!H4609,IF($C$10=2015,profiles!J4609,IF($C$10=2016,profiles!L4609)))))","v":8.132389048950453E-2},16.264778097900905,0,16.264778097900905,39.659221902099091,0,0,0,0,39.659221902099091,39.659221902099091]
["h4609",{"$f":"IF($C$10=2012,profiles!C4613,IF($C$10=2013,profiles!E4613,IF($C$10=2014,profiles!G4613,IF($C$10=2015,profiles!I4613,IF($C$10=2016,profiles!K4613)))))","v":44.32},{"$f":"IF($C$10=2012,profiles!D4613,IF($C$10=2013,profiles!F4613,IF($C$10=2014,profiles!H4613,IF($C$10=2015,profiles!J4613,IF($C$10=2016,profiles!L4613)))))","v":5.6244677831393697E-2},11.248935566278739,{"$f":"D4626-F4626","v":0},{"$f":"MIN(D4626,B4626)","v":11.248935566278739},{"$f":"B4626-F4626","v":33.071064433721261},{"$f":"-MIN(-E4626+$C$3,0)","v":0},{"$f":"E4626-H4626","v":0},0,0,33.071064433721261,33.071064433721261]
["h4612",{"$f":"IF($C$10=2012,profiles!C4616,IF($C$10=2013,profiles!E4616,IF($C$10=2014,profiles!G4616,IF($C$10=2015,profiles!I4616,IF($C$10=2016,profiles!K4616)))))","v":42.35},{"$f":"IF($C$10=2012,profiles!D4616,IF($C$10=2013,profiles!F4616,IF($C$10=2014,profiles!H4616,IF($C$10=2015,profiles!J4616,IF($C$10=2016,profiles!L4616)))))","v":4.4564291796764119E-2},8.912858359352823,0,8.912858359352823,33.437141640647177,0,0,0,0,33.437141640647177,33.437141640647177]
["h4614",{"$f":"IF($C$10=2012,profiles!C4618,IF($C$10=2013,profiles!E4618,IF($C$10=2014,profiles!G4618,IF($C$10=2015,profiles!I4618,IF($C$10=2016,profiles!K4618)))))","v":44.2},{"$f":"IF($C$10=2012,profiles!D4618,IF($C$10=2013,profiles!F4618,IF($C$10=2014,profiles!H4618,IF($C$10=2015,profiles!J4618,IF($C$10=2016,profiles!L4618)))))","v":4.572807266534204E-2},9.1456145330684073,0,9.1456145330684073,35.054385466931592,0,0,0,0,35.054385466931592,35.054385466931592]
["h4617",{"$f":"IF($C$10=2012,profiles!C4621,IF($C$10=2013,profiles!E4621,IF($C$10=2014,profiles!G4621,IF($C$10=2015,profiles!I4621,IF($C$10=2016,profiles!K4621)))))","v":55.322000000000003},{"$f":"IF($C$10=2012,profiles!D4621,IF($C$10=2013,profiles!F4621,IF($C$10=2014,profiles!H4621,IF($C$10=2015,profiles!J4621,IF($C$10=2016,profiles!L4621)))))","v":0.13113823445926767},26.227646891853535,0,26.227646891853535,29.094353108146468,0,0,0,0,29.094353108146468,29.094353108146468]
["h4620",{"$f":"IF($C$10=2012,profiles!C4624,IF($C$10=2013,profiles!E4624,IF($C$10=2014,profiles!G4624,IF($C$10=2015,profiles!I4624,IF($C$10=2016,profiles!K4624)))))","v":56.982999999999997},{"$f":"IF($C$10=2012,profiles!D4624,IF($C$10=2013,profiles!F4624,IF($C$10=2014,profiles!H4624,IF($C$10=2015,profiles!J4624,IF($C$10=2016,profiles!L4624)))))","v":0.24050525120635821},48.101050241271643,0,48.101050241271643,8.8819497587283536,0,0,0,0,8.8819497587283536,8.8819497587283536]
["h4624",{"$f":"IF($C$10=2012,profiles!C4628,IF($C$10=2013,profiles!E4628,IF($C$10=2014,profiles!G4628,IF($C$10=2015,profiles!I4628,IF($C$10=2016,profiles!K4628)))))","v":51.460999999999999},{"$f":"IF($C$10=2012,profiles!D4628,IF($C$10=2013,profiles!F4628,IF($C$10=2014,profiles!H4628,IF($C$10=2015,profiles!J4628,IF($C$10=2016,profiles!L4628)))))","v":0.21129718989497587},42.259437978995173,0,42.259437978995173,9.2015620210048255,0,0,0,0,9.2015620210048255,9.2015620210048255]
["h4627",{"$f":"IF($C$10=2012,profiles!C4631,IF($C$10=2013,profiles!E4631,IF($C$10=2014,profiles!G4631,IF($C$10=2015,profiles!I4631,IF($C$10=2016,profiles!K4631)))))","v":50.686},{"$f":"IF($C$10=2012,profiles!D4631,IF($C$10=2013,profiles!F4631,IF($C$10=2014,profiles!H4631,IF($C$10=2015,profiles!J4631,IF($C$10=2016,profiles!L4631)))))","v":6.107011070110701E-2},12.214022140221402,0,12.214022140221402,38.471977859778598,0,0,0,0,38.471977859778598,38.471977859778598]
["h4630",{"$f":"IF($C$10=2012,profiles!C4634,IF($C$10=2013,profiles!E4634,IF($C$10=2014,profiles!G4634,IF($C$10=2015,profiles!I4634,IF($C$10=2016,profiles!K4634)))))","v":47.057000000000002},{"$f":"IF($C$10=2012,profiles!D4634,IF($C$10=2013,profiles!F4634,IF($C$10=2014,profiles!H4634,IF($C$10=2015,profiles!J4634,IF($C$10=2016,profiles!L4634)))))","v":1.4192449616803861E-2},2.8384899233607723,0,2.8384899233607723,44.218510076639227,0,0,0,0,44.218510076639227,44.218510076639227]
["h4633",{"$f":"IF($C$10=2012,profiles!C4637,IF($C$10=2013,profiles!E4637,IF($C$10=2014,profiles!G4637,IF($C$10=2015,profiles!I4637,IF($C$10=2016,profiles!K4637)))))","v":39.420999999999999},{"$f":"IF($C$10=2012,profiles!D4637,IF($C$10=2013,profiles!F4637,IF($C$10=2014,profiles!H4637,IF($C$10=2015,profiles!J4637,IF($C$10=2016,profiles!L4637)))))","v":1.7967641214873688E-2},3.5935282429747377,0,3.5935282429747377,35.827471757025265,0,0,0,0,35.827471757025265,35.827471757025265]
["h4638",{"$f":"IF($C$10=2012,profiles!C4642,IF($C$10=2013,profiles!E4642,IF($C$10=2014,profiles!G4642,IF($C$10=2015,profiles!I4642,IF($C$10=2016,profiles!K4642)))))","v":37.390999999999998},{"$f":"IF($C$10=2012,profiles!D4642,IF($C$10=2013,profiles!F4642,IF($C$10=2014,profiles!H4642,IF($C$10=2015,profiles!J4642,IF($C$10=2016,profiles!L4642)))))","v":3.3919954584161228E-2},6.7839909168322459,0,6.7839909168322459,30.607009083167753,0,0,0,0,30.607009083167753,30.607009083167753]
["h4639",{"$f":"IF($C$10=2012,profiles!C4643,IF($C$10=2013,profiles!E4643,IF($C$10=2014,profiles!G4643,IF($C$10=2015,profiles!I4643,IF($C$10=2016,profiles!K4643)))))","v":39.796999999999997},{"$f":"IF($C$10=2012,profiles!D4643,IF($C$10=2013,profiles!F4643,IF($C$10=2014,profiles!H4643,IF($C$10=2015,profiles!J4643,IF($C$10=2016,profiles!L4643)))))","v":5.6329832529094521E-2},11.265966505818904,0,11.265966505818904,28.531033494181095,0,0,0,0,28.531033494181095,28.531033494181095]
["h4642",{"$f":"IF($C$10=2012,profiles!C4646,IF($C$10=2013,profiles!E4646,IF($C$10=2014,profiles!G4646,IF($C$10=2015,profiles!I4646,IF($C$10=2016,profiles!K4646)))))","v":49.362000000000002},{"$f":"IF($C$10=2012,profiles!D4646,IF($C$10=2013,profiles!F4646,IF($C$10=2014,profiles!H4646,IF($C$10=2015,profiles!J4646,IF($C$10=2016,profiles!L4646)))))","v":0.16559750212886745},33.119500425773488,0,33.119500425773488,16.242499574226514,0,0,0,0,16.242499574226514,16.242499574226514]
["h4645",{"$f":"IF($C$10=2012,profiles!C4649,IF($C$10=2013,profiles!E4649,IF($C$10=2014,profiles!G4649,IF($C$10=2015,profiles!I4649,IF($C$10=2016,profiles!K4649)))))","v":50.209000000000003},{"$f":"IF($C$10=2012,profiles!D4649,IF($C$10=2013,profiles!F4649,IF($C$10=2014,profiles!H4649,IF($C$10=2015,profiles!J4649,IF($C$10=2016,profiles!L4649)))))","v":0.23658813511212035},47.31762702242407,0,47.31762702242407,2.8913729775759336,0,0,0,0,2.8913729775759336,2.8913729775759336]
["h4649",{"$f":"IF($C$10=2012,profiles!C4653,IF($C$10=2013,profiles!E4653,IF($C$10=2014,profiles!G4653,IF($C$10=2015,profiles!I4653,IF($C$10=2016,profiles!K4653)))))","v":48.41},{"$f":"IF($C$10=2012,profiles!D4653,IF($C$10=2013,profiles!F4653,IF($C$10=2014,profiles!H4653,IF($C$10=2015,profiles!J4653,IF($C$10=2016,profiles!L4653)))))","v":0.15546409310246947},31.092818620493894,0,31.092818620493894,17.317181379506103,0,0,0,0,17.317181379506103,17.317181379506103]
["h4652",{"$f":"IF($C$10=2012,profiles!C4656,IF($C$10=2013,profiles!E4656,IF($C$10=2014,profiles!G4656,IF($C$10=2015,profiles!I4656,IF($C$10=2016,profiles!K4656)))))","v":47.24},{"$f":"IF($C$10=2012,profiles!D4656,IF($C$10=2013,profiles!F4656,IF($C$10=2014,profiles!H4656,IF($C$10=2015,profiles!J4656,IF($C$10=2016,profiles!L4656)))))","v":4.7956287255180245E-2},9.5912574510360482,0,9.5912574510360482,37.648742548963952,0,0,0,0,37.648742548963952,37.648742548963952]
["h4654",{"$f":"IF($C$10=2012,profiles!C4658,IF($C$10=2013,profiles!E4658,IF($C$10=2014,profiles!G4658,IF($C$10=2015,profiles!I4658,IF($C$10=2016,profiles!K4658)))))","v":45.585999999999999},{"$f":"IF($C$10=2012,profiles!D4658,IF($C$10=2013,profiles!F4658,IF($C$10=2014,profiles!H4658,IF($C$10=2015,profiles!J4658,IF($C$10=2016,profiles!L4658)))))","v":5.0610275333522567E-2},10.122055066704513,0,10.122055066704513,35.463944933295487,0,0,0,0,35.463944933295487,35.463944933295487]
["h4660",{"$f":"IF($C$10=2012,profiles!C4664,IF($C$10=2013,profiles!E4664,IF($C$10=2014,profiles!G4664,IF($C$10=2015,profiles!I4664,IF($C$10=2016,profiles!K4664)))))","v":40.871000000000002},{"$f":"IF($C$10=2012,profiles!D4664,IF($C$10=2013,profiles!F4664,IF($C$10=2014,profiles!H4664,IF($C$10=2015,profiles!J4664,IF($C$10=2016,profiles!L4664)))))","v":6.1698263139970483E-2},12.339652627994097,0,12.339652627994097,28.531347372005904,0,0,0,0,28.531347372005904,28.531347372005904]
["h4663",{"$f":"IF($C$10=2012,profiles!C4667,IF($C$10=2013,profiles!E4667,IF($C$10=2014,profiles!G4667,IF($C$10=2015,profiles!I4667,IF($C$10=2016,profiles!K4667)))))","v":59.454000000000001},{"$f":"IF($C$10=2012,profiles!D4667,IF($C$10=2013,profiles!F4667,IF($C$10=2014,profiles!H4667,IF($C$10=2015,profiles!J4667,IF($C$10=2016,profiles!L4667)))))","v":0.10029515268475422},20.059030536950846,0,20.059030536950846,39.394969463049151,0,0,0,0,39.394969463049151,39.394969463049151]
["h4664",{"$f":"IF($C$10=2012,profiles!C4668,IF($C$10=2013,profiles!E4668,IF($C$10=2014,profiles!G4668,IF($C$10=2015,profiles!I4668,IF($C$10=2016,profiles!K4668)))))","v":63.738},{"$f":"IF($C$10=2012,profiles!D4668,IF($C$10=2013,profiles!F4668,IF($C$10=2014,profiles!H4668,IF($C$10=2015,profiles!J4668,IF($C$10=2016,profiles!L4668)))))","v":0.14324838233624701},28.649676467249403,0,28.649676467249403,35.088323532750593,0,0,0,0,35.088323532750593,35.088323532750593]
["h4667",{"$f":"IF($C$10=2012,profiles!C4671,IF($C$10=2013,profiles!E4671,IF($C$10=2014,profiles!G4671,IF($C$10=2015,profiles!I4671,IF($C$10=2016,profiles!K4671)))))","v":69.787999999999997},{"$f":"IF($C$10=2012,profiles!D4671,IF($C$10=2013,profiles!F4671,IF($C$10=2014,profiles!H4671,IF($C$10=2015,profiles!J4671,IF($C$10=2016,profiles!L4671)))))","v":0.28919287092746054},57.838574185492106,0,57.838574185492106,11.94942581450789,0,0,0,0,11.94942581450789,11.94942581450789]
["h4670",{"$f":"IF($C$10=2012,profiles!C4674,IF($C$10=2013,profiles!E4674,IF($C$10=2014,profiles!G4674,IF($C$10=2015,profiles!I4674,IF($C$10=2016,profiles!K4674)))))","v":67.661000000000001},{"$f":"IF($C$10=2012,profiles!D4674,IF($C$10=2013,profiles!F4674,IF($C$10=2014,profiles!H4674,IF($C$10=2015,profiles!J4674,IF($C$10=2016,profiles!L4674)))))","v":0.32733567941877623},65.467135883755248,0,65.467135883755248,2.1938641162447539,0,0,0,0,2.1938641162447539,2.1938641162447539]
["h4674",{"$f":"IF($C$10=2012,profiles!C4678,IF($C$10=2013,profiles!E4678,IF($C$10=2014,profiles!G4678,IF($C$10=2015,profiles!I4678,IF($C$10=2016,profiles!K4678)))))","v":63.46},{"$f":"IF($C$10=2012,profiles!D4678,IF($C$10=2013,profiles!F4678,IF($C$10=2014,profiles!H4678,IF($C$10=2015,profiles!J4678,IF($C$10=2016,profiles!L4678)))))","v":0.16602338517425361},{"$f":"C4691*$C$2","v":33.204677034850718},0,33.204677034850718,30.255322965149283,0,0,0,0,{"$f":"MAX(G4691-J4691,0)","v":30.255322965149283},{"$f":"B4691-D4691","v":30.255322965149283}]
["h4677",{"$f":"IF($C$10=2012,profiles!C4681,IF($C$10=2013,profiles!E4681,IF($C$10=2014,profiles!G4681,IF($C$10=2015,profiles!I4681,IF($C$10=2016,profiles!K4681)))))","v":57.506},{"$f":"IF($C$10=2012,profiles!D4681,IF($C$10=2013,profiles!F4681,IF($C$10=2014,profiles!H4681,IF($C$10=2015,profiles!J4681,IF($C$10=2016,profiles!L4681)))))","v":4.8884663412419115E-2},9.7769326824838227,0,9.7769326824838227,47.729067317516176,0,0,0,0,47.729067317516176,47.729067317516176]
["h4679",{"$f":"IF($C$10=2012,profiles!C4683,IF($C$10=2013,profiles!E4683,IF($C$10=2014,profiles!G4683,IF($C$10=2015,profiles!I4683,IF($C$10=2016,profiles!K4683)))))","v":50.676000000000002},{"$f":"IF($C$10=2012,profiles!D4683,IF($C$10=2013,profiles!F4683,IF($C$10=2014,profiles!H4683,IF($C$10=2015,profiles!J4683,IF($C$10=2016,profiles!L4683)))))","v":4.9239414235441023E-2},9.8478828470882043,0,9.8478828470882043,40.828117152911801,0,0,0,0,40.828117152911801,40.828117152911801]
["h4685",{"$f":"IF($C$10=2012,profiles!C4689,IF($C$10=2013,profiles!E4689,IF($C$10=2014,profiles!G4689,IF($C$10=2015,profiles!I4689,IF($C$10=2016,profiles!K4689)))))","v":48.347999999999999},{"$f":"IF($C$10=2012,profiles!D4689,IF($C$10=2013,profiles!F4689,IF($C$10=2014,profiles!H4689,IF($C$10=2015,profiles!J4689,IF($C$10=2016,profiles!L4689)))))","v":4.076480099855323E-2},8.1529601997106464,0,8.1529601997106464,40.195039800289351,0,0,0,0,40.195039800289351,40.195039800289351]
["h4688",{"$f":"IF($C$10=2012,profiles!C4692,IF($C$10=2013,profiles!E4692,IF($C$10=2014,profiles!G4692,IF($C$10=2015,profiles!I4692,IF($C$10=2016,profiles!K4692)))))","v":65.956000000000003},{"$f":"IF($C$10=2012,profiles!D4692,IF($C$10=2013,profiles!F4692,IF($C$10=2014,profiles!H4692,IF($C$10=2015,profiles!J4692,IF($C$10=2016,profiles!L4692)))))","v":0.14328671527048878},28.657343054097755,0,28.657343054097755,37.298656945902252,0,0,0,0,37.298656945902252,37.298656945902252]
["h4689",{"$f":"IF($C$10=2012,profiles!C4693,IF($C$10=2013,profiles!E4693,IF($C$10=2014,profiles!G4693,IF($C$10=2015,profiles!I4693,IF($C$10=2016,profiles!K4693)))))","v":67.203999999999994},{"$f":"IF($C$10=2012,profiles!D4693,IF($C$10=2013,profiles!F4693,IF($C$10=2014,profiles!H4693,IF($C$10=2015,profiles!J4693,IF($C$10=2016,profiles!L4693)))))","v":0.21464639301012736},42.92927860202547,0,42.92927860202547,24.274721397974524,0,0,0,0,24.274721397974524,24.274721397974524]
["h4692",{"$f":"IF($C$10=2012,profiles!C4696,IF($C$10=2013,profiles!E4696,IF($C$10=2014,profiles!G4696,IF($C$10=2015,profiles!I4696,IF($C$10=2016,profiles!K4696)))))","v":70.022999999999996},{"$f":"IF($C$10=2012,profiles!D4696,IF($C$10=2013,profiles!F4696,IF($C$10=2014,profiles!H4696,IF($C$10=2015,profiles!J4696,IF($C$10=2016,profiles!L4696)))))","v":0.31079969362571275},62.159938725142553,0,62.159938725142553,7.8630612748574435,0,0,0,0,7.8630612748574435,7.8630612748574435]
["h4696",{"$f":"IF($C$10=2012,profiles!C4700,IF($C$10=2013,profiles!E4700,IF($C$10=2014,profiles!G4700,IF($C$10=2015,profiles!I4700,IF($C$10=2016,profiles!K4700)))))","v":65.180999999999997},{"$f":"IF($C$10=2012,profiles!D4700,IF($C$10=2013,profiles!F4700,IF($C$10=2014,profiles!H4700,IF($C$10=2015,profiles!J4700,IF($C$10=2016,profiles!L4700)))))","v":0.24633343734929505},49.266687469859008,0,49.266687469859008,15.91431253014099,0,0,0,0,15.91431253014099,15.91431253014099]
["h4699",{"$f":"IF($C$10=2012,profiles!C4703,IF($C$10=2013,profiles!E4703,IF($C$10=2014,profiles!G4703,IF($C$10=2015,profiles!I4703,IF($C$10=2016,profiles!K4703)))))","v":62.552999999999997},{"$f":"IF($C$10=2012,profiles!D4703,IF($C$10=2013,profiles!F4703,IF($C$10=2014,profiles!H4703,IF($C$10=2015,profiles!J4703,IF($C$10=2016,profiles!L4703)))))","v":7.8139627244617177E-2},15.627925448923435,0,15.627925448923435,46.925074551076563,0,0,0,0,46.925074551076563,46.925074551076563]
["h4704",{"$f":"IF($C$10=2012,profiles!C4708,IF($C$10=2013,profiles!E4708,IF($C$10=2014,profiles!G4708,IF($C$10=2015,profiles!I4708,IF($C$10=2016,profiles!K4708)))))","v":47.987000000000002},{"$f":"IF($C$10=2012,profiles!D4708,IF($C$10=2013,profiles!F4708,IF($C$10=2014,profiles!H4708,IF($C$10=2015,profiles!J4708,IF($C$10=2016,profiles!L4708)))))","v":1.69330478067874E-2},3.38660956135748,0,3.38660956135748,44.600390438642521,0,0,0,0,44.600390438642521,44.600390438642521]
["h4707",{"$f":"IF($C$10=2012,profiles!C4711,IF($C$10=2013,profiles!E4711,IF($C$10=2014,profiles!G4711,IF($C$10=2015,profiles!I4711,IF($C$10=2016,profiles!K4711)))))","v":45.042999999999999},{"$f":"IF($C$10=2012,profiles!D4711,IF($C$10=2013,profiles!F4711,IF($C$10=2014,profiles!H4711,IF($C$10=2015,profiles!J4711,IF($C$10=2016,profiles!L4711)))))","v":1.1572334179512998E-2},2.3144668359025995,0,2.3144668359025995,42.728533164097399,0,0,0,0,42.728533164097399,42.728533164097399]
["h4710",{"$f":"IF($C$10=2012,profiles!C4714,IF($C$10=2013,profiles!E4714,IF($C$10=2014,profiles!G4714,IF($C$10=2015,profiles!I4714,IF($C$10=2016,profiles!K4714)))))","v":56.14},{"$f":"IF($C$10=2012,profiles!D4714,IF($C$10=2013,profiles!F4714,IF($C$10=2014,profiles!H4714,IF($C$10=2015,profiles!J4714,IF($C$10=2016,profiles!L4714)))))","v":2.8391927729638507E-2},5.6783855459277017,0,5.6783855459277017,50.461614454072297,0,0,0,0,50.461614454072297,50.461614454072297]
["h4713",{"$f":"IF($C$10=2012,profiles!C4717,IF($C$10=2013,profiles!E4717,IF($C$10=2014,profiles!G4717,IF($C$10=2015,profiles!I4717,IF($C$10=2016,profiles!K4717)))))","v":67.703999999999994},{"$f":"IF($C$10=2012,profiles!D4717,IF($C$10=2013,profiles!F4717,IF($C$10=2014,profiles!H4717,IF($C$10=2015,profiles!J4717,IF($C$10=2016,profiles!L4717)))))","v":0.17446428318182464},34.892856636364925,0,34.892856636364925,32.811143363635068,0,0,0,0,32.811143363635068,32.811143363635068]
["h4714",{"$f":"IF($C$10=2012,profiles!C4718,IF($C$10=2013,profiles!E4718,IF($C$10=2014,profiles!G4718,IF($C$10=2015,profiles!I4718,IF($C$10=2016,profiles!K4718)))))","v":69.563999999999993},{"$f":"IF($C$10=2012,profiles!D4718,IF($C$10=2013,profiles!F4718,IF($C$10=2014,profiles!H4718,IF($C$10=2015,profiles!J4718,IF($C$10=2016,profiles!L4718)))))","v":0.22800051054415499},45.600102108830995,0,45.600102108830995,23.963897891168997,0,0,0,0,23.963897891168997,23.963897891168997]
["h4717",{"$f":"IF($C$10=2012,profiles!C4721,IF($C$10=2013,profiles!E4721,IF($C$10=2014,profiles!G4721,IF($C$10=2015,profiles!I4721,IF($C$10=2016,profiles!K4721)))))","v":69.917000000000002},{"$f":"IF($C$10=2012,profiles!D4721,IF($C$10=2013,profiles!F4721,IF($C$10=2014,profiles!H4721,IF($C$10=2015,profiles!J4721,IF($C$10=2016,profiles!L4721)))))","v":0.27148185440982514},54.296370881965025,0,54.296370881965025,15.620629118034977,0,0,0,0,15.620629118034977,15.620629118034977]
["h4721",{"$f":"IF($C$10=2012,profiles!C4725,IF($C$10=2013,profiles!E4725,IF($C$10=2014,profiles!G4725,IF($C$10=2015,profiles!I4725,IF($C$10=2016,profiles!K4725)))))","v":65.158000000000001},{"$f":"IF($C$10=2012,profiles!D4725,IF($C$10=2013,profiles!F4725,IF($C$10=2014,profiles!H4725,IF($C$10=2015,profiles!J4725,IF($C$10=2016,profiles!L4725)))))","v":0.16809666302667592},33.619332605335181,0,33.619332605335181,31.53866739466482,0,0,0,0,31.53866739466482,31.53866739466482]
["h4725",{"$f":"IF($C$10=2012,profiles!C4729,IF($C$10=2013,profiles!E4729,IF($C$10=2014,profiles!G4729,IF($C$10=2015,profiles!I4729,IF($C$10=2016,profiles!K4729)))))","v":58.688000000000002},{"$f":"IF($C$10=2012,profiles!D4729,IF($C$10=2013,profiles!F4729,IF($C$10=2014,profiles!H4729,IF($C$10=2015,profiles!J4729,IF($C$10=2016,profiles!L4729)))))","v":6.2116205522385944E-3},1.242324110447719,0,1.242324110447719,57.445675889552284,0,0,0,0,57.445675889552284,57.445675889552284]
["h4728",{"$f":"IF($C$10=2012,profiles!C4732,IF($C$10=2013,profiles!E4732,IF($C$10=2014,profiles!G4732,IF($C$10=2015,profiles!I4732,IF($C$10=2016,profiles!K4732)))))","v":48.5},{"$f":"IF($C$10=2012,profiles!D4732,IF($C$10=2013,profiles!F4732,IF($C$10=2014,profiles!H4732,IF($C$10=2015,profiles!J4732,IF($C$10=2016,profiles!L4732)))))","v":1.4915638735289947E-2},2.9831277470579893,0,2.9831277470579893,45.516872252942008,0,0,0,0,45.516872252942008,45.516872252942008]
["h4732",{"$f":"IF($C$10=2012,profiles!C4736,IF($C$10=2013,profiles!E4736,IF($C$10=2014,profiles!G4736,IF($C$10=2015,profiles!I4736,IF($C$10=2016,profiles!K4736)))))","v":46.521000000000001},{"$f":"IF($C$10=2012,profiles!D4736,IF($C$10=2013,profiles!F4736,IF($C$10=2014,profiles!H4736,IF($C$10=2015,profiles!J4736,IF($C$10=2016,profiles!L4736)))))","v":1.1527009783071033E-2},2.3054019566142068,0,2.3054019566142068,44.215598043385796,0,0,0,0,44.215598043385796,44.215598043385796]
["h4735",{"$f":"IF($C$10=2012,profiles!C4739,IF($C$10=2013,profiles!E4739,IF($C$10=2014,profiles!G4739,IF($C$10=2015,profiles!I4739,IF($C$10=2016,profiles!K4739)))))","v":62.825000000000003},{"$f":"IF($C$10=2012,profiles!D4739,IF($C$10=2013,profiles!F4739,IF($C$10=2014,profiles!H4739,IF($C$10=2015,profiles!J4739,IF($C$10=2016,profiles!L4739)))))","v":6.2087055153835245E-2},12.417411030767049,0,12.417411030767049,50.407588969232954,0,0,0,0,50.407588969232954,50.407588969232954]
["h4738",{"$f":"IF($C$10=2012,profiles!C4742,IF($C$10=2013,profiles!E4742,IF($C$10=2014,profiles!G4742,IF($C$10=2015,profiles!I4742,IF($C$10=2016,profiles!K4742)))))","v":69.673000000000002},{"$f":"IF($C$10=2012,profiles!D4742,IF($C$10=2013,profiles!F4742,IF($C$10=2014,profiles!H4742,IF($C$10=2015,profiles!J4742,IF($C$10=2016,profiles!L4742)))))","v":0.24616475258755138},{"$f":"C4755*$C$2","v":49.232950517510275},0,49.232950517510275,20.440049482489727,0,0,0,0,{"$f":"MAX(G4755-J4755,0)","v":20.440049482489727},{"$f":"B4755-D4755","v":20.440049482489727}]
["h4739",{"$f":"IF($C$10=2012,profiles!C4743,IF($C$10=2013,profiles!E4743,IF($C$10=2014,profiles!G4743,IF($C$10=2015,profiles!I4743,IF($C$10=2016,profiles!K4743)))))","v":71.108000000000004},{"$f":"IF($C$10=2012,profiles!D4743,IF($C$10=2013,profiles!F4743,IF($C$10=2014,profiles!H4743,IF($C$10=2015,profiles!J4743,IF($C$10=2016,profiles!L4743)))))","v":0.28170991067630796},56.341982135261595,0,56.341982135261595,14.766017864738409,0,0,0,{"$f":"K4755+I4756*$F$2-J4756/$F$3","v":0},14.766017864738409,14.766017864738409]
["h4742",{"$f":"IF($C$10=2012,profiles!C4746,IF($C$10=2013,profiles!E4746,IF($C$10=2014,profiles!G4746,IF($C$10=2015,profiles!I4746,IF($C$10=2016,profiles!K4746)))))","v":68.694999999999993},{"$f":"IF($C$10=2012,profiles!D4746,IF($C$10=2013,profiles!F4746,IF($C$10=2014,profiles!H4746,IF($C$10=2015,profiles!J4746,IF($C$10=2016,profiles!L4746)))))","v":0.29371898482915071},58.743796965830143,0,58.743796965830143,9.9512030341698505,0,0,0,0,9.9512030341698505,9.9512030341698505]
["h4746",{"$f":"IF($C$10=2012,profiles!C4750,IF($C$10=2013,profiles!E4750,IF($C$10=2014,profiles!G4750,IF($C$10=2015,profiles!I4750,IF($C$10=2016,profiles!K4750)))))","v":64.3},{"$f":"IF($C$10=2012,profiles!D4750,IF($C$10=2013,profiles!F4750,IF($C$10=2014,profiles!H4750,IF($C$10=2015,profiles!J4750,IF($C$10=2016,profiles!L4750)))))","v":0.11566709201758117},23.133418403516234,0,23.133418403516234,41.166581596483766,0,0,0,0,41.166581596483766,41.166581596483766]
["h4750",{"$f":"IF($C$10=2012,profiles!C4754,IF($C$10=2013,profiles!E4754,IF($C$10=2014,profiles!G4754,IF($C$10=2015,profiles!I4754,IF($C$10=2016,profiles!K4754)))))","v":56.96},{"$f":"IF($C$10=2012,profiles!D4754,IF($C$10=2013,profiles!F4754,IF($C$10=2014,profiles!H4754,IF($C$10=2015,profiles!J4754,IF($C$10=2016,profiles!L4754)))))","v":2.8526867999432864E-2},5.7053735998865731,0,5.7053735998865731,51.25462640011343,0,0,0,0,51.25462640011343,51.25462640011343]
["h4753",{"$f":"IF($C$10=2012,profiles!C4757,IF($C$10=2013,profiles!E4757,IF($C$10=2014,profiles!G4757,IF($C$10=2015,profiles!I4757,IF($C$10=2016,profiles!K4757)))))","v":46.759},{"$f":"IF($C$10=2012,profiles!D4757,IF($C$10=2013,profiles!F4757,IF($C$10=2014,profiles!H4757,IF($C$10=2015,profiles!J4757,IF($C$10=2016,profiles!L4757)))))","v":2.8162426475799023E-2},5.6324852951598041,0,5.6324852951598041,41.126514704840197,0,0,0,0,41.126514704840197,41.126514704840197]
["h4757",{"$f":"IF($C$10=2012,profiles!C4761,IF($C$10=2013,profiles!E4761,IF($C$10=2014,profiles!G4761,IF($C$10=2015,profiles!I4761,IF($C$10=2016,profiles!K4761)))))","v":48.999000000000002},{"$f":"IF($C$10=2012,profiles!D4761,IF($C$10=2013,profiles!F4761,IF($C$10=2014,profiles!H4761,IF($C$10=2015,profiles!J4761,IF($C$10=2016,profiles!L4761)))))","v":2.2663170576146269E-2},4.5326341152292535,0,4.5326341152292535,44.466365884770752,0,0,0,0,44.466365884770752,44.466365884770752]
["h4760",{"$f":"IF($C$10=2012,profiles!C4764,IF($C$10=2013,profiles!E4764,IF($C$10=2014,profiles!G4764,IF($C$10=2015,profiles!I4764,IF($C$10=2016,profiles!K4764)))))","v":66.575999999999993},{"$f":"IF($C$10=2012,profiles!D4764,IF($C$10=2013,profiles!F4764,IF($C$10=2014,profiles!H4764,IF($C$10=2015,profiles!J4764,IF($C$10=2016,profiles!L4764)))))","v":0.13488767628091561},26.977535256183121,0,26.977535256183121,39.598464743816876,0,0,0,0,39.598464743816876,39.598464743816876]
["h4761",{"$f":"IF($C$10=2012,profiles!C4765,IF($C$10=2013,profiles!E4765,IF($C$10=2014,profiles!G4765,IF($C$10=2015,profiles!I4765,IF($C$10=2016,profiles!K4765)))))","v":68.165999999999997},{"$f":"IF($C$10=2012,profiles!D4765,IF($C$10=2013,profiles!F4765,IF($C$10=2014,profiles!H4765,IF($C$10=2015,profiles!J4765,IF($C$10=2016,profiles!L4765)))))","v":0.20564098929912833},41.128197859825669,0,41.128197859825669,27.037802140174328,0,0,0,0,27.037802140174328,27.037802140174328]
["h4764",{"$f":"IF($C$10=2012,profiles!C4768,IF($C$10=2013,profiles!E4768,IF($C$10=2014,profiles!G4768,IF($C$10=2015,profiles!I4768,IF($C$10=2016,profiles!K4768)))))","v":70.236000000000004},{"$f":"IF($C$10=2012,profiles!D4768,IF($C$10=2013,profiles!F4768,IF($C$10=2014,profiles!H4768,IF($C$10=2015,profiles!J4768,IF($C$10=2016,profiles!L4768)))))","v":0.32832541988519592},65.665083977039188,0,65.665083977039188,4.5709160229608159,0,0,0,0,4.5709160229608159,4.5709160229608159]
["h4767",{"$f":"IF($C$10=2012,profiles!C4771,IF($C$10=2013,profiles!E4771,IF($C$10=2014,profiles!G4771,IF($C$10=2015,profiles!I4771,IF($C$10=2016,profiles!K4771)))))","v":65.831999999999994},{"$f":"IF($C$10=2012,profiles!D4771,IF($C$10=2013,profiles!F4771,IF($C$10=2014,profiles!H4771,IF($C$10=2015,profiles!J4771,IF($C$10=2016,profiles!L4771)))))","v":0.29188576288002266},58.377152576004534,0,58.377152576004534,7.4548474239954601,0,0,0,0,7.4548474239954601,7.4548474239954601]
["h4771",{"$f":"IF($C$10=2012,profiles!C4775,IF($C$10=2013,profiles!E4775,IF($C$10=2014,profiles!G4775,IF($C$10=2015,profiles!I4775,IF($C$10=2016,profiles!K4775)))))","v":60.993000000000002},{"$f":"IF($C$10=2012,profiles!D4775,IF($C$10=2013,profiles!F4775,IF($C$10=2014,profiles!H4775,IF($C$10=2015,profiles!J4775,IF($C$10=2016,profiles!L4775)))))","v":6.3369002905534683E-2},12.673800581106937,0,12.673800581106937,48.319199418893064,0,0,0,0,48.319199418893064,48.319199418893064]
["h4775",{"$f":"IF($C$10=2012,profiles!C4779,IF($C$10=2013,profiles!E4779,IF($C$10=2014,profiles!G4779,IF($C$10=2015,profiles!I4779,IF($C$10=2016,profiles!K4779)))))","v":51.143999999999998},{"$f":"IF($C$10=2012,profiles!D4779,IF($C$10=2013,profiles!F4779,IF($C$10=2014,profiles!H4779,IF($C$10=2015,profiles!J4779,IF($C$10=2016,profiles!L4779)))))","v":6.725249805116576E-2},13.450499610233152,0,13.450499610233152,37.693500389766847,0,0,0,0,37.693500389766847,37.693500389766847]
["h4778",{"$f":"IF($C$10=2012,profiles!C4782,IF($C$10=2013,profiles!E4782,IF($C$10=2014,profiles!G4782,IF($C$10=2015,profiles!I4782,IF($C$10=2016,profiles!K4782)))))","v":44.005000000000003},{"$f":"IF($C$10=2012,profiles!D4782,IF($C$10=2013,profiles!F4782,IF($C$10=2014,profiles!H4782,IF($C$10=2015,profiles!J4782,IF($C$10=2016,profiles!L4782)))))","v":6.0176589804277272E-2},12.035317960855455,0,12.035317960855455,31.969682039144548,0,0,0,0,31.969682039144548,31.969682039144548]
["h4782",{"$f":"IF($C$10=2012,profiles!C4786,IF($C$10=2013,profiles!E4786,IF($C$10=2014,profiles!G4786,IF($C$10=2015,profiles!I4786,IF($C$10=2016,profiles!K4786)))))","v":45.311},{"$f":"IF($C$10=2012,profiles!D4786,IF($C$10=2013,profiles!F4786,IF($C$10=2014,profiles!H4786,IF($C$10=2015,profiles!J4786,IF($C$10=2016,profiles!L4786)))))","v":6.7943139783727097E-2},13.58862795674542,0,13.58862795674542,31.72237204325458,0,0,0,0,31.72237204325458,31.72237204325458]
["h4785",{"$f":"IF($C$10=2012,profiles!C4789,IF($C$10=2013,profiles!E4789,IF($C$10=2014,profiles!G4789,IF($C$10=2015,profiles!I4789,IF($C$10=2016,profiles!K4789)))))","v":56.723999999999997},{"$f":"IF($C$10=2012,profiles!D4789,IF($C$10=2013,profiles!F4789,IF($C$10=2014,profiles!H4789,IF($C$10=2015,profiles!J4789,IF($C$10=2016,profiles!L4789)))))","v":0.21810116356524328},43.620232713048658,0,43.620232713048658,13.103767286951339,0,0,0,0,13.103767286951339,13.103767286951339]
["h4786",{"$f":"IF($C$10=2012,profiles!C4790,IF($C$10=2013,profiles!E4790,IF($C$10=2014,profiles!G4790,IF($C$10=2015,profiles!I4790,IF($C$10=2016,profiles!K4790)))))","v":58.481999999999999},{"$f":"IF($C$10=2012,profiles!D4790,IF($C$10=2013,profiles!F4790,IF($C$10=2014,profiles!H4790,IF($C$10=2015,profiles!J4790,IF($C$10=2016,profiles!L4790)))))","v":0.28500970818747429},57.001941637494859,0,57.001941637494859,1.4800583625051402,0,0,0,0,1.4800583625051402,1.4800583625051402]
["h4789",{"$f":"IF($C$10=2012,profiles!C4793,IF($C$10=2013,profiles!E4793,IF($C$10=2014,profiles!G4793,IF($C$10=2015,profiles!I4793,IF($C$10=2016,profiles!K4793)))))","v":56.593000000000004},{"$f":"IF($C$10=2012,profiles!D4793,IF($C$10=2013,profiles!F4793,IF($C$10=2014,profiles!H4793,IF($C$10=2015,profiles!J4793,IF($C$10=2016,profiles!L4793)))))","v":0.37398489207613489},74.796978415226974,18.20397841522697,56.593000000000004,0,8.2039784152269704,10,0,22.111986544310437,0,-18.20397841522697]
["h4792",{"$f":"IF($C$10=2012,profiles!C4796,IF($C$10=2013,profiles!E4796,IF($C$10=2014,profiles!G4796,IF($C$10=2015,profiles!I4796,IF($C$10=2016,profiles!K4796)))))","v":53.201000000000001},{"$f":"IF($C$10=2012,profiles!D4796,IF($C$10=2013,profiles!F4796,IF($C$10=2014,profiles!H4796,IF($C$10=2015,profiles!J4796,IF($C$10=2016,profiles!L4796)))))","v":0.28277044742697599},56.554089485395195,3.3530894853951949,53.201000000000001,0,0,3.3530894853951949,0,41.027989027480551,0,-3.3530894853951949]
["h4797",{"$f":"IF($C$10=2012,profiles!C4801,IF($C$10=2013,profiles!E4801,IF($C$10=2014,profiles!G4801,IF($C$10=2015,profiles!I4801,IF($C$10=2016,profiles!K4801)))))","v":49.097000000000001},{"$f":"IF($C$10=2012,profiles!D4801,IF($C$10=2013,profiles!F4801,IF($C$10=2014,profiles!H4801,IF($C$10=2015,profiles!J4801,IF($C$10=2016,profiles!L4801)))))","v":8.6849303419833046E-2},17.369860683966611,0,17.369860683966611,31.727139316033391,0,0,0,0,31.727139316033391,31.727139316033391]
["h4800",{"$f":"IF($C$10=2012,profiles!C4804,IF($C$10=2013,profiles!E4804,IF($C$10=2014,profiles!G4804,IF($C$10=2015,profiles!I4804,IF($C$10=2016,profiles!K4804)))))","v":42.712000000000003},{"$f":"IF($C$10=2012,profiles!D4804,IF($C$10=2013,profiles!F4804,IF($C$10=2014,profiles!H4804,IF($C$10=2015,profiles!J4804,IF($C$10=2016,profiles!L4804)))))","v":0.10738378684807257},21.476757369614514,0,21.476757369614514,21.235242630385489,0,0,0,0,21.235242630385489,21.235242630385489]
["h4804",{"$f":"IF($C$10=2012,profiles!C4808,IF($C$10=2013,profiles!E4808,IF($C$10=2014,profiles!G4808,IF($C$10=2015,profiles!I4808,IF($C$10=2016,profiles!K4808)))))","v":38.518000000000001},{"$f":"IF($C$10=2012,profiles!D4808,IF($C$10=2013,profiles!F4808,IF($C$10=2014,profiles!H4808,IF($C$10=2015,profiles!J4808,IF($C$10=2016,profiles!L4808)))))","v":8.0328798185941047E-2},16.065759637188208,0,16.065759637188208,22.452240362811793,0,0,0,0,22.452240362811793,22.452240362811793]
["h4807",{"$f":"IF($C$10=2012,profiles!C4811,IF($C$10=2013,profiles!E4811,IF($C$10=2014,profiles!G4811,IF($C$10=2015,profiles!I4811,IF($C$10=2016,profiles!K4811)))))","v":41.244},{"$f":"IF($C$10=2012,profiles!D4811,IF($C$10=2013,profiles!F4811,IF($C$10=2014,profiles!H4811,IF($C$10=2015,profiles!J4811,IF($C$10=2016,profiles!L4811)))))","v":0.11058673469387754},22.117346938775508,0,22.117346938775508,19.126653061224491,0,0,0,0,19.126653061224491,19.126653061224491]
["h4810",{"$f":"IF($C$10=2012,profiles!C4814,IF($C$10=2013,profiles!E4814,IF($C$10=2014,profiles!G4814,IF($C$10=2015,profiles!I4814,IF($C$10=2016,profiles!K4814)))))","v":50.241},{"$f":"IF($C$10=2012,profiles!D4814,IF($C$10=2013,profiles!F4814,IF($C$10=2014,profiles!H4814,IF($C$10=2015,profiles!J4814,IF($C$10=2016,profiles!L4814)))))","v":0.232468820861678},46.493764172335602,0,46.493764172335602,3.7472358276643973,0,0,0,0,3.7472358276643973,3.7472358276643973]
["h4811",{"$f":"IF($C$10=2012,profiles!C4815,IF($C$10=2013,profiles!E4815,IF($C$10=2014,profiles!G4815,IF($C$10=2015,profiles!I4815,IF($C$10=2016,profiles!K4815)))))","v":52.415999999999997},{"$f":"IF($C$10=2012,profiles!D4815,IF($C$10=2013,profiles!F4815,IF($C$10=2014,profiles!H4815,IF($C$10=2015,profiles!J4815,IF($C$10=2016,profiles!L4815)))))","v":0.2602324263038549},52.046485260770979,0,52.046485260770979,0.36951473922901812,0,0,0,0,0.36951473922901812,0.36951473922901812]
["h4817",{"$f":"IF($C$10=2012,profiles!C4821,IF($C$10=2013,profiles!E4821,IF($C$10=2014,profiles!G4821,IF($C$10=2015,profiles!I4821,IF($C$10=2016,profiles!K4821)))))","v":49.491999999999997},{"$f":"IF($C$10=2012,profiles!D4821,IF($C$10=2013,profiles!F4821,IF($C$10=2014,profiles!H4821,IF($C$10=2015,profiles!J4821,IF($C$10=2016,profiles!L4821)))))","v":0.13181689342403627},26.363378684807255,0,26.363378684807255,23.128621315192742,0,0,0,0,23.128621315192742,23.128621315192742]
["h4818",{"$f":"IF($C$10=2012,profiles!C4822,IF($C$10=2013,profiles!E4822,IF($C$10=2014,profiles!G4822,IF($C$10=2015,profiles!I4822,IF($C$10=2016,profiles!K4822)))))","v":50.545000000000002},{"$f":"IF($C$10=2012,profiles!D4822,IF($C$10=2013,profiles!F4822,IF($C$10=2014,profiles!H4822,IF($C$10=2015,profiles!J4822,IF($C$10=2016,profiles!L4822)))))","v":0.10147392290249434},20.294784580498867,0,20.294784580498867,30.250215419501135,0,0,0,0,30.250215419501135,30.250215419501135]
["h4822",{"$f":"IF($C$10=2012,profiles!C4826,IF($C$10=2013,profiles!E4826,IF($C$10=2014,profiles!G4826,IF($C$10=2015,profiles!I4826,IF($C$10=2016,profiles!K4826)))))","v":50.137999999999998},{"$f":"IF($C$10=2012,profiles!D4826,IF($C$10=2013,profiles!F4826,IF($C$10=2014,profiles!H4826,IF($C$10=2015,profiles!J4826,IF($C$10=2016,profiles!L4826)))))","v":7.7012471655328804E-2},15.40249433106576,0,15.40249433106576,34.735505668934238,0,0,0,0,34.735505668934238,34.735505668934238]
["h4825",{"$f":"IF($C$10=2012,profiles!C4829,IF($C$10=2013,profiles!E4829,IF($C$10=2014,profiles!G4829,IF($C$10=2015,profiles!I4829,IF($C$10=2016,profiles!K4829)))))","v":43.116},{"$f":"IF($C$10=2012,profiles!D4829,IF($C$10=2013,profiles!F4829,IF($C$10=2014,profiles!H4829,IF($C$10=2015,profiles!J4829,IF($C$10=2016,profiles!L4829)))))","v":6.6899013940836444E-2},13.379802788167289,0,13.379802788167289,29.73619721183271,0,0,0,0,29.73619721183271,29.73619721183271]
["h4829",{"$f":"IF($C$10=2012,profiles!C4833,IF($C$10=2013,profiles!E4833,IF($C$10=2014,profiles!G4833,IF($C$10=2015,profiles!I4833,IF($C$10=2016,profiles!K4833)))))","v":47.125},{"$f":"IF($C$10=2012,profiles!D4833,IF($C$10=2013,profiles!F4833,IF($C$10=2014,profiles!H4833,IF($C$10=2015,profiles!J4833,IF($C$10=2016,profiles!L4833)))))","v":5.2660659639578375E-2},10.532131927915675,0,10.532131927915675,36.592868072084329,0,0,0,0,36.592868072084329,36.592868072084329]
["h4832",{"$f":"IF($C$10=2012,profiles!C4836,IF($C$10=2013,profiles!E4836,IF($C$10=2014,profiles!G4836,IF($C$10=2015,profiles!I4836,IF($C$10=2016,profiles!K4836)))))","v":66.337999999999994},{"$f":"IF($C$10=2012,profiles!D4836,IF($C$10=2013,profiles!F4836,IF($C$10=2014,profiles!H4836,IF($C$10=2015,profiles!J4836,IF($C$10=2016,profiles!L4836)))))","v":0.103380369488836},20.6760738977672,0,20.6760738977672,45.661926102232798,0,0,0,0,45.661926102232798,45.661926102232798]
["h4835",{"$f":"IF($C$10=2012,profiles!C4839,IF($C$10=2013,profiles!E4839,IF($C$10=2014,profiles!G4839,IF($C$10=2015,profiles!I4839,IF($C$10=2016,profiles!K4839)))))","v":71.209000000000003},{"$f":"IF($C$10=2012,profiles!D4839,IF($C$10=2013,profiles!F4839,IF($C$10=2014,profiles!H4839,IF($C$10=2015,profiles!J4839,IF($C$10=2016,profiles!L4839)))))","v":0.18011164003173524},36.022328006347045,0,36.022328006347045,35.186671993652958,0,0,0,0,35.186671993652958,35.186671993652958]
["h4838",{"$f":"IF($C$10=2012,profiles!C4842,IF($C$10=2013,profiles!E4842,IF($C$10=2014,profiles!G4842,IF($C$10=2015,profiles!I4842,IF($C$10=2016,profiles!K4842)))))","v":68.716999999999999},{"$f":"IF($C$10=2012,profiles!D4842,IF($C$10=2013,profiles!F4842,IF($C$10=2014,profiles!H4842,IF($C$10=2015,profiles!J4842,IF($C$10=2016,profiles!L4842)))))","v":0.20149042275869886},40.29808455173977,0,40.29808455173977,28.418915448260229,0,0,0,0,28.418915448260229,28.418915448260229]
["h4840",{"$f":"IF($C$10=2012,profiles!C4844,IF($C$10=2013,profiles!E4844,IF($C$10=2014,profiles!G4844,IF($C$10=2015,profiles!I4844,IF($C$10=2016,profiles!K4844)))))","v":66.018000000000001},{"$f":"IF($C$10=2012,profiles!D4844,IF($C$10=2013,profiles!F4844,IF($C$10=2014,profiles!H4844,IF($C$10=2015,profiles!J4844,IF($C$10=2016,profiles!L4844)))))","v":0.16479655445993427},32.959310891986853,0,32.959310891986853,33.058689108013148,0,0,0,0,33.058689108013148,33.058689108013148]
["h4843",{"$f":"IF($C$10=2012,profiles!C4847,IF($C$10=2013,profiles!E4847,IF($C$10=2014,profiles!G4847,IF($C$10=2015,profiles!I4847,IF($C$10=2016,profiles!K4847)))))","v":63.82},{"$f":"IF($C$10=2012,profiles!D4847,IF($C$10=2013,profiles!F4847,IF($C$10=2014,profiles!H4847,IF($C$10=2015,profiles!J4847,IF($C$10=2016,profiles!L4847)))))","v":0.10129774453133855},20.25954890626771,0,20.25954890626771,43.56045109373229,0,0,0,0,43.56045109373229,43.56045109373229]
["h4847",{"$f":"IF($C$10=2012,profiles!C4851,IF($C$10=2013,profiles!E4851,IF($C$10=2014,profiles!G4851,IF($C$10=2015,profiles!I4851,IF($C$10=2016,profiles!K4851)))))","v":51.762999999999998},{"$f":"IF($C$10=2012,profiles!D4851,IF($C$10=2013,profiles!F4851,IF($C$10=2014,profiles!H4851,IF($C$10=2015,profiles!J4851,IF($C$10=2016,profiles!L4851)))))","v":8.6535192111526688E-2},17.307038422305336,0,17.307038422305336,34.455961577694666,0,0,0,0,34.455961577694666,34.455961577694666]
["h4850",{"$f":"IF($C$10=2012,profiles!C4854,IF($C$10=2013,profiles!E4854,IF($C$10=2014,profiles!G4854,IF($C$10=2015,profiles!I4854,IF($C$10=2016,profiles!K4854)))))","v":45.646000000000001},{"$f":"IF($C$10=2012,profiles!D4854,IF($C$10=2013,profiles!F4854,IF($C$10=2014,profiles!H4854,IF($C$10=2015,profiles!J4854,IF($C$10=2016,profiles!L4854)))))","v":7.1415421652623379E-2},14.283084330524677,0,14.283084330524677,31.362915669475324,0,0,0,0,31.362915669475324,31.362915669475324]
["h4854",{"$f":"IF($C$10=2012,profiles!C4858,IF($C$10=2013,profiles!E4858,IF($C$10=2014,profiles!G4858,IF($C$10=2015,profiles!I4858,IF($C$10=2016,profiles!K4858)))))","v":56.796999999999997},{"$f":"IF($C$10=2012,profiles!D4858,IF($C$10=2013,profiles!F4858,IF($C$10=2014,profiles!H4858,IF($C$10=2015,profiles!J4858,IF($C$10=2016,profiles!L4858)))))","v":7.4276003681937264E-2},14.855200736387452,0,14.855200736387452,41.941799263612545,0,0,0,0,41.941799263612545,41.941799263612545]
["h4857",{"$f":"IF($C$10=2012,profiles!C4861,IF($C$10=2013,profiles!E4861,IF($C$10=2014,profiles!G4861,IF($C$10=2015,profiles!I4861,IF($C$10=2016,profiles!K4861)))))","v":68.28},{"$f":"IF($C$10=2012,profiles!D4861,IF($C$10=2013,profiles!F4861,IF($C$10=2014,profiles!H4861,IF($C$10=2015,profiles!J4861,IF($C$10=2016,profiles!L4861)))))","v":0.15462720385187284},30.925440770374568,0,30.925440770374568,37.354559229625437,0,0,0,0,37.354559229625437,37.354559229625437]
["h4859",{"$f":"IF($C$10=2012,profiles!C4863,IF($C$10=2013,profiles!E4863,IF($C$10=2014,profiles!G4863,IF($C$10=2015,profiles!I4863,IF($C$10=2016,profiles!K4863)))))","v":71.399000000000001},{"$f":"IF($C$10=2012,profiles!D4863,IF($C$10=2013,profiles!F4863,IF($C$10=2014,profiles!H4863,IF($C$10=2015,profiles!J4863,IF($C$10=2016,profiles!L4863)))))","v":0.25709835020887911},51.419670041775824,0,51.419670041775824,19.979329958224177,0,0,0,0,19.979329958224177,19.979329958224177]
["h4862",{"$f":"IF($C$10=2012,profiles!C4866,IF($C$10=2013,profiles!E4866,IF($C$10=2014,profiles!G4866,IF($C$10=2015,profiles!I4866,IF($C$10=2016,profiles!K4866)))))","v":68.628},{"$f":"IF($C$10=2012,profiles!D4866,IF($C$10=2013,profiles!F4866,IF($C$10=2014,profiles!H4866,IF($C$10=2015,profiles!J4866,IF($C$10=2016,profiles!L4866)))))","v":0.30946682716136797},61.893365432273598,0,61.893365432273598,6.7346345677264026,0,0,0,0,6.7346345677264026,6.7346345677264026]
["h4865",{"$f":"IF($C$10=2012,profiles!C4869,IF($C$10=2013,profiles!E4869,IF($C$10=2014,profiles!G4869,IF($C$10=2015,profiles!I4869,IF($C$10=2016,profiles!K4869)))))","v":65.203999999999994},{"$f":"IF($C$10=2012,profiles!D4869,IF($C$10=2013,profiles!F4869,IF($C$10=2014,profiles!H4869,IF($C$10=2015,profiles!J4869,IF($C$10=2016,profiles!L4869)))))","v":0.23761240529632513},47.522481059265026,{"$f":"D4882-F4882","v":0},{"$f":"MIN(D4882,B4882)","v":47.522481059265026},{"$f":"B4882-F4882","v":17.681518940734968},{"$f":"-MIN(-E4882+$C$3,0)","v":0},{"$f":"E4882-H4882","v":0},0,0,17.681518940734968,17.681518940734968]
["h4869",{"$f":"IF($C$10=2012,profiles!C4873,IF($C$10=2013,profiles!E4873,IF($C$10=2014,profiles!G4873,IF($C$10=2015,profiles!I4873,IF($C$10=2016,profiles!K4873)))))","v":58.871000000000002},{"$f":"IF($C$10=2012,profiles!D4873,IF($C$10=2013,profiles!F4873,IF($C$10=2014,profiles!H4873,IF($C$10=2015,profiles!J4873,IF($C$10=2016,profiles!L4873)))))","v":0.10078595199320257},20.157190398640516,0,20.157190398640516,38.713809601359486,0,0,0,0,38.713809601359486,38.713809601359486]
["h4872",{"$f":"IF($C$10=2012,profiles!C4876,IF($C$10=2013,profiles!E4876,IF($C$10=2014,profiles!G4876,IF($C$10=2015,profiles!I4876,IF($C$10=2016,profiles!K4876)))))","v":48.534999999999997},{"$f":"IF($C$10=2012,profiles!D4876,IF($C$10=2013,profiles!F4876,IF($C$10=2014,profiles!H4876,IF($C$10=2015,profiles!J4876,IF($C$10=2016,profiles!L4876)))))","v":9.5476035444328061E-2},19.095207088865614,0,19.095207088865614,29.439792911134383,0,0,{"$f":"MIN(MAX(0,G4889),K4888*$F$3)","v":0},0,29.439792911134383,29.439792911134383]
["h4875",{"$f":"IF($C$10=2012,profiles!C4879,IF($C$10=2013,profiles!E4879,IF($C$10=2014,profiles!G4879,IF($C$10=2015,profiles!I4879,IF($C$10=2016,profiles!K4879)))))","v":45.158000000000001},{"$f":"IF($C$10=2012,profiles!D4879,IF($C$10=2013,profiles!F4879,IF($C$10=2014,profiles!H4879,IF($C$10=2015,profiles!J4879,IF($C$10=2016,profiles!L4879)))))","v":7.350734648812389E-2},14.701469297624778,0,14.701469297624778,30.456530702375225,0,0,0,0,30.456530702375225,30.456530702375225]
["h4879",{"$f":"IF($C$10=2012,profiles!C4883,IF($C$10=2013,profiles!E4883,IF($C$10=2014,profiles!G4883,IF($C$10=2015,profiles!I4883,IF($C$10=2016,profiles!K4883)))))","v":62.231000000000002},{"$f":"IF($C$10=2012,profiles!D4883,IF($C$10=2013,profiles!F4883,IF($C$10=2014,profiles!H4883,IF($C$10=2015,profiles!J4883,IF($C$10=2016,profiles!L4883)))))","v":9.6834923421000488E-2},19.366984684200098,0,19.366984684200098,42.864015315799904,0,0,0,0,42.864015315799904,42.864015315799904]
["h4882",{"$f":"IF($C$10=2012,profiles!C4886,IF($C$10=2013,profiles!E4886,IF($C$10=2014,profiles!G4886,IF($C$10=2015,profiles!I4886,IF($C$10=2016,profiles!K4886)))))","v":68.971999999999994},{"$f":"IF($C$10=2012,profiles!D4886,IF($C$10=2013,profiles!F4886,IF($C$10=2014,profiles!H4886,IF($C$10=2015,profiles!J4886,IF($C$10=2016,profiles!L4886)))))","v":0.29393030037086315},58.786060074172632,0,58.786060074172632,10.185939925827363,0,0,0,0,10.185939925827363,10.185939925827363]
["h4884",{"$f":"IF($C$10=2012,profiles!C4888,IF($C$10=2013,profiles!E4888,IF($C$10=2014,profiles!G4888,IF($C$10=2015,profiles!I4888,IF($C$10=2016,profiles!K4888)))))","v":70.102000000000004},{"$f":"IF($C$10=2012,profiles!D4888,IF($C$10=2013,profiles!F4888,IF($C$10=2014,profiles!H4888,IF($C$10=2015,profiles!J4888,IF($C$10=2016,profiles!L4888)))))","v":0.38487670922628314},76.975341845256622,6.8733418452566184,70.102000000000004,0,0,6.8733418452566184,0,6.0136575715539387,0,-6.8733418452566184]
["h4887",{"$f":"IF($C$10=2012,profiles!C4891,IF($C$10=2013,profiles!E4891,IF($C$10=2014,profiles!G4891,IF($C$10=2015,profiles!I4891,IF($C$10=2016,profiles!K4891)))))","v":66.918000000000006},{"$f":"IF($C$10=2012,profiles!D4891,IF($C$10=2013,profiles!F4891,IF($C$10=2014,profiles!H4891,IF($C$10=2015,profiles!J4891,IF($C$10=2016,profiles!L4891)))))","v":0.36069982730798628},72.139965461597257,5.2219654615972502,66.918000000000006,0,0,5.2219654615972502,0,23.391728446338064,0,-5.2219654615972502]
["h4890",{"$f":"IF($C$10=2012,profiles!C4894,IF($C$10=2013,profiles!E4894,IF($C$10=2014,profiles!G4894,IF($C$10=2015,profiles!I4894,IF($C$10=2016,profiles!K4894)))))","v":63.540999999999997},{"$f":"IF($C$10=2012,profiles!D4894,IF($C$10=2013,profiles!F4894,IF($C$10=2014,profiles!H4894,IF($C$10=2015,profiles!J4894,IF($C$10=2016,profiles!L4894)))))","v":0.2324689295926167},46.493785918523336,0,46.493785918523336,17.04721408147666,0,0,15.905958145765625,0,1.141255935711035,17.04721408147666]
["h4894",{"$f":"IF($C$10=2012,profiles!C4898,IF($C$10=2013,profiles!E4898,IF($C$10=2014,profiles!G4898,IF($C$10=2015,profiles!I4898,IF($C$10=2016,profiles!K4898)))))","v":56.439},{"$f":"IF($C$10=2012,profiles!D4898,IF($C$10=2013,profiles!F4898,IF($C$10=2014,profiles!H4898,IF($C$10=2015,profiles!J4898,IF($C$10=2016,profiles!L4898)))))","v":0.10440789287433118},20.881578574866236,0,20.881578574866236,35.557421425133768,0,0,0,0,35.557421425133768,35.557421425133768]
["h4897",{"$f":"IF($C$10=2012,profiles!C4901,IF($C$10=2013,profiles!E4901,IF($C$10=2014,profiles!G4901,IF($C$10=2015,profiles!I4901,IF($C$10=2016,profiles!K4901)))))","v":46.631},{"$f":"IF($C$10=2012,profiles!D4901,IF($C$10=2013,profiles!F4901,IF($C$10=2014,profiles!H4901,IF($C$10=2015,profiles!J4901,IF($C$10=2016,profiles!L4901)))))","v":8.1999915113959515E-2},16.399983022791904,0,16.399983022791904,30.231016977208096,0,0,0,0,30.231016977208096,30.231016977208096]
["h4900",{"$f":"IF($C$10=2012,profiles!C4904,IF($C$10=2013,profiles!E4904,IF($C$10=2014,profiles!G4904,IF($C$10=2015,profiles!I4904,IF($C$10=2016,profiles!K4904)))))","v":46.326999999999998},{"$f":"IF($C$10=2012,profiles!D4904,IF($C$10=2013,profiles!F4904,IF($C$10=2014,profiles!H4904,IF($C$10=2015,profiles!J4904,IF($C$10=2016,profiles!L4904)))))","v":6.7668321944456239E-2},13.533664388891248,0,13.533664388891248,32.793335611108752,0,0,0,0,32.793335611108752,32.793335611108752]
["h4904",{"$f":"IF($C$10=2012,profiles!C4908,IF($C$10=2013,profiles!E4908,IF($C$10=2014,profiles!G4908,IF($C$10=2015,profiles!I4908,IF($C$10=2016,profiles!K4908)))))","v":65.462999999999994},{"$f":"IF($C$10=2012,profiles!D4908,IF($C$10=2013,profiles!F4908,IF($C$10=2014,profiles!H4908,IF($C$10=2015,profiles!J4908,IF($C$10=2016,profiles!L4908)))))","v":0.14259440035086229},28.518880070172457,0,28.518880070172457,36.944119929827536,0,0,0,0,36.944119929827536,36.944119929827536]
["h4905",{"$f":"IF($C$10=2012,profiles!C4909,IF($C$10=2013,profiles!E4909,IF($C$10=2014,profiles!G4909,IF($C$10=2015,profiles!I4909,IF($C$10=2016,profiles!K4909)))))","v":66.875},{"$f":"IF($C$10=2012,profiles!D4909,IF($C$10=2013,profiles!F4909,IF($C$10=2014,profiles!H4909,IF($C$10=2015,profiles!J4909,IF($C$10=2016,profiles!L4909)))))","v":0.20700875740984395},41.401751481968788,0,41.401751481968788,25.473248518031212,0,0,0,0,25.473248518031212,25.473248518031212]
["h4911",{"$f":"IF($C$10=2012,profiles!C4915,IF($C$10=2013,profiles!E4915,IF($C$10=2014,profiles!G4915,IF($C$10=2015,profiles!I4915,IF($C$10=2016,profiles!K4915)))))","v":66.885999999999996},{"$f":"IF($C$10=2012,profiles!D4915,IF($C$10=2013,profiles!F4915,IF($C$10=2014,profiles!H4915,IF($C$10=2015,profiles!J4915,IF($C$10=2016,profiles!L4915)))))","v":0.28151040561379681},56.302081122759361,0,56.302081122759361,10.583918877240635,0,0,0,0,10.583918877240635,10.583918877240635]
["h4912",{"$f":"IF($C$10=2012,profiles!C4916,IF($C$10=2013,profiles!E4916,IF($C$10=2014,profiles!G4916,IF($C$10=2015,profiles!I4916,IF($C$10=2016,profiles!K4916)))))","v":65.308999999999997},{"$f":"IF($C$10=2012,profiles!D4916,IF($C$10=2013,profiles!F4916,IF($C$10=2014,profiles!H4916,IF($C$10=2015,profiles!J4916,IF($C$10=2016,profiles!L4916)))))","v":0.24297214323104566},48.594428646209131,0,48.594428646209131,16.714571353790866,0,0,0,0,16.714571353790866,16.714571353790866]
["h4915",{"$f":"IF($C$10=2012,profiles!C4919,IF($C$10=2013,profiles!E4919,IF($C$10=2014,profiles!G4919,IF($C$10=2015,profiles!I4919,IF($C$10=2016,profiles!K4919)))))","v":62.582000000000001},{"$f":"IF($C$10=2012,profiles!D4919,IF($C$10=2013,profiles!F4919,IF($C$10=2014,profiles!H4919,IF($C$10=2015,profiles!J4919,IF($C$10=2016,profiles!L4919)))))","v":9.1125164466703448E-2},18.225032893340689,0,18.225032893340689,44.356967106659312,0,0,0,0,44.356967106659312,44.356967106659312]
["h4919",{"$f":"IF($C$10=2012,profiles!C4923,IF($C$10=2013,profiles!E4923,IF($C$10=2014,profiles!G4923,IF($C$10=2015,profiles!I4923,IF($C$10=2016,profiles!K4923)))))","v":51.171999999999997},{"$f":"IF($C$10=2012,profiles!D4923,IF($C$10=2013,profiles!F4923,IF($C$10=2014,profiles!H4923,IF($C$10=2015,profiles!J4923,IF($C$10=2016,profiles!L4923)))))","v":4.668732226985272E-2},9.3374644539705436,0,9.3374644539705436,41.834535546029457,0,0,0,0,41.834535546029457,41.834535546029457]
["h4922",{"$f":"IF($C$10=2012,profiles!C4926,IF($C$10=2013,profiles!E4926,IF($C$10=2014,profiles!G4926,IF($C$10=2015,profiles!I4926,IF($C$10=2016,profiles!K4926)))))","v":45.088000000000001},{"$f":"IF($C$10=2012,profiles!D4926,IF($C$10=2013,profiles!F4926,IF($C$10=2014,profiles!H4926,IF($C$10=2015,profiles!J4926,IF($C$10=2016,profiles!L4926)))))","v":4.3586444799457114E-2},8.7172889598914232,0,8.7172889598914232,36.370711040108574,0,0,0,0,36.370711040108574,36.370711040108574]
["h4925",{"$f":"IF($C$10=2012,profiles!C4929,IF($C$10=2013,profiles!E4929,IF($C$10=2014,profiles!G4929,IF($C$10=2015,profiles!I4929,IF($C$10=2016,profiles!K4929)))))","v":49.128999999999998},{"$f":"IF($C$10=2012,profiles!D4929,IF($C$10=2013,profiles!F4929,IF($C$10=2014,profiles!H4929,IF($C$10=2015,profiles!J4929,IF($C$10=2016,profiles!L4929)))))","v":3.8270679880678039E-2},7.654135976135608,0,7.654135976135608,41.474864023864392,0,0,0,0,41.474864023864392,41.474864023864392]
["h4930",{"$f":"IF($C$10=2012,profiles!C4934,IF($C$10=2013,profiles!E4934,IF($C$10=2014,profiles!G4934,IF($C$10=2015,profiles!I4934,IF($C$10=2016,profiles!K4934)))))","v":68.738},{"$f":"IF($C$10=2012,profiles!D4934,IF($C$10=2013,profiles!F4934,IF($C$10=2014,profiles!H4934,IF($C$10=2015,profiles!J4934,IF($C$10=2016,profiles!L4934)))))","v":0.19436472367918795},{"$f":"C4947*$C$2","v":38.872944735837592},0,38.872944735837592,29.865055264162407,0,0,0,0,{"$f":"MAX(G4947-J4947,0)","v":29.865055264162407},{"$f":"B4947-D4947","v":29.865055264162407}]
["h4933",{"$f":"IF($C$10=2012,profiles!C4937,IF($C$10=2013,profiles!E4937,IF($C$10=2014,profiles!G4937,IF($C$10=2015,profiles!I4937,IF($C$10=2016,profiles!K4937)))))","v":67.715999999999994},{"$f":"IF($C$10=2012,profiles!D4937,IF($C$10=2013,profiles!F4937,IF($C$10=2014,profiles!H4937,IF($C$10=2015,profiles!J4937,IF($C$10=2016,profiles!L4937)))))","v":0.25121230543028006},50.242461086056011,0,50.242461086056011,17.473538913943983,0,0,0,0,17.473538913943983,17.473538913943983]
["h4934",{"$f":"IF($C$10=2012,profiles!C4938,IF($C$10=2013,profiles!E4938,IF($C$10=2014,profiles!G4938,IF($C$10=2015,profiles!I4938,IF($C$10=2016,profiles!K4938)))))","v":65.872},{"$f":"IF($C$10=2012,profiles!D4938,IF($C$10=2013,profiles!F4938,IF($C$10=2014,profiles!H4938,IF($C$10=2015,profiles!J4938,IF($C$10=2016,profiles!L4938)))))","v":0.24376175194039557},48.752350388079115,0,48.752350388079115,17.119649611920885,0,0,0,0,17.119649611920885,17.119649611920885]
["h4937",{"$f":"IF($C$10=2012,profiles!C4941,IF($C$10=2013,profiles!E4941,IF($C$10=2014,profiles!G4941,IF($C$10=2015,profiles!I4941,IF($C$10=2016,profiles!K4941)))))","v":62.822000000000003},{"$f":"IF($C$10=2012,profiles!D4941,IF($C$10=2013,profiles!F4941,IF($C$10=2014,profiles!H4941,IF($C$10=2015,profiles!J4941,IF($C$10=2016,profiles!L4941)))))","v":0.15609404379850988},31.218808759701979,0,31.218808759701979,31.603191240298024,0,0,0,0,31.603191240298024,31.603191240298024]
["h4940",{"$f":"IF($C$10=2012,profiles!C4944,IF($C$10=2013,profiles!E4944,IF($C$10=2014,profiles!G4944,IF($C$10=2015,profiles!I4944,IF($C$10=2016,profiles!K4944)))))","v":57.259},{"$f":"IF($C$10=2012,profiles!D4944,IF($C$10=2013,profiles!F4944,IF($C$10=2014,profiles!H4944,IF($C$10=2015,profiles!J4944,IF($C$10=2016,profiles!L4944)))))","v":3.3294219105650828E-2},6.6588438211301657,0,6.6588438211301657,50.600156178869838,0,0,0,0,50.600156178869838,50.600156178869838]
["h4944",{"$f":"IF($C$10=2012,profiles!C4948,IF($C$10=2013,profiles!E4948,IF($C$10=2014,profiles!G4948,IF($C$10=2015,profiles!I4948,IF($C$10=2016,profiles!K4948)))))","v":46.433999999999997},{"$f":"IF($C$10=2012,profiles!D4948,IF($C$10=2013,profiles!F4948,IF($C$10=2014,profiles!H4948,IF($C$10=2015,profiles!J4948,IF($C$10=2016,profiles!L4948)))))","v":2.5500756258569752E-2},5.1001512517139505,0,5.1001512517139505,41.333848748286044,0,0,0,0,41.333848748286044,41.333848748286044]
["h4947",{"$f":"IF($C$10=2012,profiles!C4951,IF($C$10=2013,profiles!E4951,IF($C$10=2014,profiles!G4951,IF($C$10=2015,profiles!I4951,IF($C$10=2016,profiles!K4951)))))","v":42.44},{"$f":"IF($C$10=2012,profiles!D4951,IF($C$10=2013,profiles!F4951,IF($C$10=2014,profiles!H4951,IF($C$10=2015,profiles!J4951,IF($C$10=2016,profiles!L4951)))))","v":1.8856989384108677E-2},3.7713978768217351,0,3.7713978768217351,38.66860212317826,0,0,0,0,38.66860212317826,38.66860212317826]
["h4951",{"$f":"IF($C$10=2012,profiles!C4955,IF($C$10=2013,profiles!E4955,IF($C$10=2014,profiles!G4955,IF($C$10=2015,profiles!I4955,IF($C$10=2016,profiles!K4955)))))","v":48.09},{"$f":"IF($C$10=2012,profiles!D4955,IF($C$10=2013,profiles!F4955,IF($C$10=2014,profiles!H4955,IF($C$10=2015,profiles!J4955,IF($C$10=2016,profiles!L4955)))))","v":5.162348218198267E-2},10.324696436396534,0,10.324696436396534,37.765303563603467,0,0,0,0,37.765303563603467,37.765303563603467]
["h4955",{"$f":"IF($C$10=2012,profiles!C4959,IF($C$10=2013,profiles!E4959,IF($C$10=2014,profiles!G4959,IF($C$10=2015,profiles!I4959,IF($C$10=2016,profiles!K4959)))))","v":58.375999999999998},{"$f":"IF($C$10=2012,profiles!D4959,IF($C$10=2013,profiles!F4959,IF($C$10=2014,profiles!H4959,IF($C$10=2015,profiles!J4959,IF($C$10=2016,profiles!L4959)))))","v":0.22468654142459324},44.93730828491865,0,44.93730828491865,13.438691715081347,0,0,0,0,13.438691715081347,13.438691715081347]
["h4958",{"$f":"IF($C$10=2012,profiles!C4962,IF($C$10=2013,profiles!E4962,IF($C$10=2014,profiles!G4962,IF($C$10=2015,profiles!I4962,IF($C$10=2016,profiles!K4962)))))","v":53.844999999999999},{"$f":"IF($C$10=2012,profiles!D4962,IF($C$10=2013,profiles!F4962,IF($C$10=2014,profiles!H4962,IF($C$10=2015,profiles!J4962,IF($C$10=2016,profiles!L4962)))))","v":0.23069420296001017},46.138840592002033,0,46.138840592002033,7.7061594079979656,0,0,0,0,7.7061594079979656,7.7061594079979656]
["h4959",{"$f":"IF($C$10=2012,profiles!C4963,IF($C$10=2013,profiles!E4963,IF($C$10=2014,profiles!G4963,IF($C$10=2015,profiles!I4963,IF($C$10=2016,profiles!K4963)))))","v":52.725999999999999},{"$f":"IF($C$10=2012,profiles!D4963,IF($C$10=2013,profiles!F4963,IF($C$10=2014,profiles!H4963,IF($C$10=2015,profiles!J4963,IF($C$10=2016,profiles!L4963)))))","v":0.20098101578954808},40.196203157909615,0,40.196203157909615,12.529796842090384,0,0,0,0,12.529796842090384,12.529796842090384]
["h4962",{"$f":"IF($C$10=2012,profiles!C4966,IF($C$10=2013,profiles!E4966,IF($C$10=2014,profiles!G4966,IF($C$10=2015,profiles!I4966,IF($C$10=2016,profiles!K4966)))))","v":52.002000000000002},{"$f":"IF($C$10=2012,profiles!D4966,IF($C$10=2013,profiles!F4966,IF($C$10=2014,profiles!H4966,IF($C$10=2015,profiles!J4966,IF($C$10=2016,profiles!L4966)))))","v":8.3937633405425274E-2},16.787526681085055,0,16.787526681085055,35.214473318914948,0,0,0,0,35.214473318914948,35.214473318914948]
["h4965",{"$f":"IF($C$10=2012,profiles!C4969,IF($C$10=2013,profiles!E4969,IF($C$10=2014,profiles!G4969,IF($C$10=2015,profiles!I4969,IF($C$10=2016,profiles!K4969)))))","v":48.343000000000004},{"$f":"IF($C$10=2012,profiles!D4969,IF($C$10=2013,profiles!F4969,IF($C$10=2014,profiles!H4969,IF($C$10=2015,profiles!J4969,IF($C$10=2016,profiles!L4969)))))","v":1.4291166617191807E-2},2.8582333234383617,0,2.8582333234383617,45.484766676561641,0,0,0,0,45.484766676561641,45.484766676561641]
["h4969",{"$f":"IF($C$10=2012,profiles!C4973,IF($C$10=2013,profiles!E4973,IF($C$10=2014,profiles!G4973,IF($C$10=2015,profiles!I4973,IF($C$10=2016,profiles!K4973)))))","v":39.802999999999997},{"$f":"IF($C$10=2012,profiles!D4973,IF($C$10=2013,profiles!F4973,IF($C$10=2014,profiles!H4973,IF($C$10=2015,profiles!J4973,IF($C$10=2016,profiles!L4973)))))","v":1.6792231472712624E-2},3.3584462945425249,0,3.3584462945425249,36.444553705457473,0,0,0,0,36.444553705457473,36.444553705457473]
["h4972",{"$f":"IF($C$10=2012,profiles!C4976,IF($C$10=2013,profiles!E4976,IF($C$10=2014,profiles!G4976,IF($C$10=2015,profiles!I4976,IF($C$10=2016,profiles!K4976)))))","v":37.953000000000003},{"$f":"IF($C$10=2012,profiles!D4976,IF($C$10=2013,profiles!F4976,IF($C$10=2014,profiles!H4976,IF($C$10=2015,profiles!J4976,IF($C$10=2016,profiles!L4976)))))","v":1.2580038729557437E-2},2.5160077459114873,0,2.5160077459114873,35.436992254088516,0,0,0,0,35.436992254088516,35.436992254088516]
["h4976",{"$f":"IF($C$10=2012,profiles!C4980,IF($C$10=2013,profiles!E4980,IF($C$10=2014,profiles!G4980,IF($C$10=2015,profiles!I4980,IF($C$10=2016,profiles!K4980)))))","v":43.914999999999999},{"$f":"IF($C$10=2012,profiles!D4980,IF($C$10=2013,profiles!F4980,IF($C$10=2014,profiles!H4980,IF($C$10=2015,profiles!J4980,IF($C$10=2016,profiles!L4980)))))","v":8.2434590866043794E-2},16.48691817320876,0,16.48691817320876,27.428081826791239,0,0,0,0,27.428081826791239,27.428081826791239]
["h4980",{"$f":"IF($C$10=2012,profiles!C4984,IF($C$10=2013,profiles!E4984,IF($C$10=2014,profiles!G4984,IF($C$10=2015,profiles!I4984,IF($C$10=2016,profiles!K4984)))))","v":51.328000000000003},{"$f":"IF($C$10=2012,profiles!D4984,IF($C$10=2013,profiles!F4984,IF($C$10=2014,profiles!H4984,IF($C$10=2015,profiles!J4984,IF($C$10=2016,profiles!L4984)))))","v":0.24416583035323053},48.833166070646108,0,48.833166070646108,2.494833929353895,0,0,0,0,2.494833929353895,2.494833929353895]
["h4983",{"$f":"IF($C$10=2012,profiles!C4987,IF($C$10=2013,profiles!E4987,IF($C$10=2014,profiles!G4987,IF($C$10=2015,profiles!I4987,IF($C$10=2016,profiles!K4987)))))","v":47.718000000000004},{"$f":"IF($C$10=2012,profiles!D4987,IF($C$10=2013,profiles!F4987,IF($C$10=2014,profiles!H4987,IF($C$10=2015,profiles!J4987,IF($C$10=2016,profiles!L4987)))))","v":0.22864573762845067},45.729147525690131,0,45.729147525690131,1.9888524743098728,0,0,0.70173791963616916,0,1.2871145546737037,1.9888524743098728]
["h4984",{"$f":"IF($C$10=2012,profiles!C4988,IF($C$10=2013,profiles!E4988,IF($C$10=2014,profiles!G4988,IF($C$10=2015,profiles!I4988,IF($C$10=2016,profiles!K4988)))))","v":47.527000000000001},{"$f":"IF($C$10=2012,profiles!D4988,IF($C$10=2013,profiles!F4988,IF($C$10=2014,profiles!H4988,IF($C$10=2015,profiles!J4988,IF($C$10=2016,profiles!L4988)))))","v":0.18674996819653131},37.349993639306263,0,37.349993639306263,10.177006360693738,0,0,0,0,10.177006360693738,10.177006360693738]
["h4987",{"$f":"IF($C$10=2012,profiles!C4991,IF($C$10=2013,profiles!E4991,IF($C$10=2014,profiles!G4991,IF($C$10=2015,profiles!I4991,IF($C$10=2016,profiles!K4991)))))","v":49.238},{"$f":"IF($C$10=2012,profiles!D4991,IF($C$10=2013,profiles!F4991,IF($C$10=2014,profiles!H4991,IF($C$10=2015,profiles!J4991,IF($C$10=2016,profiles!L4991)))))","v":5.8009526905734521E-2},11.601905381146905,0,11.601905381146905,37.636094618853093,0,0,0,0,37.636094618853093,37.636094618853093]
["h4990",{"$f":"IF($C$10=2012,profiles!C4994,IF($C$10=2013,profiles!E4994,IF($C$10=2014,profiles!G4994,IF($C$10=2015,profiles!I4994,IF($C$10=2016,profiles!K4994)))))","v":48.893000000000001},{"$f":"IF($C$10=2012,profiles!D4994,IF($C$10=2013,profiles!F4994,IF($C$10=2014,profiles!H4994,IF($C$10=2015,profiles!J4994,IF($C$10=2016,profiles!L4994)))))","v":1.3187838353569762E-2},2.6375676707139526,0,2.6375676707139526,46.255432329286052,0,0,0,0,46.255432329286052,46.255432329286052]
["h4994",{"$f":"IF($C$10=2012,profiles!C4998,IF($C$10=2013,profiles!E4998,IF($C$10=2014,profiles!G4998,IF($C$10=2015,profiles!I4998,IF($C$10=2016,profiles!K4998)))))","v":40.817999999999998},{"$f":"IF($C$10=2012,profiles!D4998,IF($C$10=2013,profiles!F4998,IF($C$10=2014,profiles!H4998,IF($C$10=2015,profiles!J4998,IF($C$10=2016,profiles!L4998)))))","v":1.2006328041132268E-2},{"$f":"C5011*$C$2","v":2.4012656082264536},0,2.4012656082264536,38.416734391773545,0,0,0,0,{"$f":"MAX(G5011-J5011,0)","v":38.416734391773545},{"$f":"B5011-D5011","v":38.416734391773545}]
["h4997",{"$f":"IF($C$10=2012,profiles!C5001,IF($C$10=2013,profiles!E5001,IF($C$10=2014,profiles!G5001,IF($C$10=2015,profiles!I5001,IF($C$10=2016,profiles!K5001)))))","v":46.073},{"$f":"IF($C$10=2012,profiles!D5001,IF($C$10=2013,profiles!F5001,IF($C$10=2014,profiles!H5001,IF($C$10=2015,profiles!J5001,IF($C$10=2016,profiles!L5001)))))","v":1.2952709192609753E-2},2.5905418385219505,0,2.5905418385219505,43.48245816147805,0,0,0,0,43.48245816147805,43.48245816147805]
["h5002",{"$f":"IF($C$10=2012,profiles!C5006,IF($C$10=2013,profiles!E5006,IF($C$10=2014,profiles!G5006,IF($C$10=2015,profiles!I5006,IF($C$10=2016,profiles!K5006)))))","v":68.412000000000006},{"$f":"IF($C$10=2012,profiles!D5006,IF($C$10=2013,profiles!F5006,IF($C$10=2014,profiles!H5006,IF($C$10=2015,profiles!J5006,IF($C$10=2016,profiles!L5006)))))","v":0.19362675857393072},38.725351714786143,0,38.725351714786143,29.686648285213863,0,0,0,0,29.686648285213863,29.686648285213863]
["h5005",{"$f":"IF($C$10=2012,profiles!C5009,IF($C$10=2013,profiles!E5009,IF($C$10=2014,profiles!G5009,IF($C$10=2015,profiles!I5009,IF($C$10=2016,profiles!K5009)))))","v":68.894999999999996},{"$f":"IF($C$10=2012,profiles!D5009,IF($C$10=2013,profiles!F5009,IF($C$10=2014,profiles!H5009,IF($C$10=2015,profiles!J5009,IF($C$10=2016,profiles!L5009)))))","v":0.27278377309452512},54.556754618905025,0,54.556754618905025,14.338245381094971,0,0,0,0,14.338245381094971,14.338245381094971]
["h5008",{"$f":"IF($C$10=2012,profiles!C5012,IF($C$10=2013,profiles!E5012,IF($C$10=2014,profiles!G5012,IF($C$10=2015,profiles!I5012,IF($C$10=2016,profiles!K5012)))))","v":64.884},{"$f":"IF($C$10=2012,profiles!D5012,IF($C$10=2013,profiles!F5012,IF($C$10=2014,profiles!H5012,IF($C$10=2015,profiles!J5012,IF($C$10=2016,profiles!L5012)))))","v":0.19659302785468105},39.318605570936214,0,39.318605570936214,25.565394429063787,0,0,0,0,25.565394429063787,25.565394429063787]
["h5009",{"$f":"IF($C$10=2012,profiles!C5013,IF($C$10=2013,profiles!E5013,IF($C$10=2014,profiles!G5013,IF($C$10=2015,profiles!I5013,IF($C$10=2016,profiles!K5013)))))","v":64.305000000000007},{"$f":"IF($C$10=2012,profiles!D5013,IF($C$10=2013,profiles!F5013,IF($C$10=2014,profiles!H5013,IF($C$10=2015,profiles!J5013,IF($C$10=2016,profiles!L5013)))))","v":0.15571501214757896},31.143002429515793,0,31.143002429515793,33.161997570484218,0,0,0,0,33.161997570484218,33.161997570484218]
["h5012",{"$f":"IF($C$10=2012,profiles!C5016,IF($C$10=2013,profiles!E5016,IF($C$10=2014,profiles!G5016,IF($C$10=2015,profiles!I5016,IF($C$10=2016,profiles!K5016)))))","v":59.811},{"$f":"IF($C$10=2012,profiles!D5016,IF($C$10=2013,profiles!F5016,IF($C$10=2014,profiles!H5016,IF($C$10=2015,profiles!J5016,IF($C$10=2016,profiles!L5016)))))","v":4.010113565738177E-2},8.0202271314763536,0,8.0202271314763536,51.790772868523646,0,0,0,0,51.790772868523646,51.790772868523646]
["h5015",{"$f":"IF($C$10=2012,profiles!C5019,IF($C$10=2013,profiles!E5019,IF($C$10=2014,profiles!G5019,IF($C$10=2015,profiles!I5019,IF($C$10=2016,profiles!K5019)))))","v":50.741},{"$f":"IF($C$10=2012,profiles!D5019,IF($C$10=2013,profiles!F5019,IF($C$10=2014,profiles!H5019,IF($C$10=2015,profiles!J5019,IF($C$10=2016,profiles!L5019)))))","v":4.8180688174473137E-2},9.6361376348946273,0,9.6361376348946273,41.104862365105376,0,0,0,0,41.104862365105376,41.104862365105376]
["h5018",{"$f":"IF($C$10=2012,profiles!C5022,IF($C$10=2013,profiles!E5022,IF($C$10=2014,profiles!G5022,IF($C$10=2015,profiles!I5022,IF($C$10=2016,profiles!K5022)))))","v":44.625},{"$f":"IF($C$10=2012,profiles!D5022,IF($C$10=2013,profiles!F5022,IF($C$10=2014,profiles!H5022,IF($C$10=2015,profiles!J5022,IF($C$10=2016,profiles!L5022)))))","v":3.9329091960670907E-2},7.8658183921341811,0,7.8658183921341811,36.75918160786582,0,0,0,0,36.75918160786582,36.75918160786582]
["h5023",{"$f":"IF($C$10=2012,profiles!C5027,IF($C$10=2013,profiles!E5027,IF($C$10=2014,profiles!G5027,IF($C$10=2015,profiles!I5027,IF($C$10=2016,profiles!K5027)))))","v":62.128999999999998},{"$f":"IF($C$10=2012,profiles!D5027,IF($C$10=2013,profiles!F5027,IF($C$10=2014,profiles!H5027,IF($C$10=2015,profiles!J5027,IF($C$10=2016,profiles!L5027)))))","v":5.1333775338910127E-2},10.266755067782025,0,10.266755067782025,51.862244932217976,0,0,0,0,51.862244932217976,51.862244932217976]
["h5027",{"$f":"IF($C$10=2012,profiles!C5031,IF($C$10=2013,profiles!E5031,IF($C$10=2014,profiles!G5031,IF($C$10=2015,profiles!I5031,IF($C$10=2016,profiles!K5031)))))","v":71.143000000000001},{"$f":"IF($C$10=2012,profiles!D5031,IF($C$10=2013,profiles!F5031,IF($C$10=2014,profiles!H5031,IF($C$10=2015,profiles!J5031,IF($C$10=2016,profiles!L5031)))))","v":0.16767058358842699},33.5341167176854,0,33.5341167176854,37.608883282314601,0,0,0,0,37.608883282314601,37.608883282314601]
["h5030",{"$f":"IF($C$10=2012,profiles!C5034,IF($C$10=2013,profiles!E5034,IF($C$10=2014,profiles!G5034,IF($C$10=2015,profiles!I5034,IF($C$10=2016,profiles!K5034)))))","v":68.225999999999999},{"$f":"IF($C$10=2012,profiles!D5034,IF($C$10=2013,profiles!F5034,IF($C$10=2014,profiles!H5034,IF($C$10=2015,profiles!J5034,IF($C$10=2016,profiles!L5034)))))","v":0.19086176980913824},38.172353961827646,0,38.172353961827646,30.053646038172353,0,0,0,0,30.053646038172353,30.053646038172353]
["h5033",{"$f":"IF($C$10=2012,profiles!C5037,IF($C$10=2013,profiles!E5037,IF($C$10=2014,profiles!G5037,IF($C$10=2015,profiles!I5037,IF($C$10=2016,profiles!K5037)))))","v":64.953999999999994},{"$f":"IF($C$10=2012,profiles!D5037,IF($C$10=2013,profiles!F5037,IF($C$10=2014,profiles!H5037,IF($C$10=2015,profiles!J5037,IF($C$10=2016,profiles!L5037)))))","v":0.14038849468887979},28.077698937775956,0,28.077698937775956,36.876301062224037,0,0,0,0,36.876301062224037,36.876301062224037]
["h5034",{"$f":"IF($C$10=2012,profiles!C5038,IF($C$10=2013,profiles!E5038,IF($C$10=2014,profiles!G5038,IF($C$10=2015,profiles!I5038,IF($C$10=2016,profiles!K5038)))))","v":64.084000000000003},{"$f":"IF($C$10=2012,profiles!D5038,IF($C$10=2013,profiles!F5038,IF($C$10=2014,profiles!H5038,IF($C$10=2015,profiles!J5038,IF($C$10=2016,profiles!L5038)))))","v":9.5529630831299631E-2},19.105926166259927,0,19.105926166259927,44.978073833740076,0,0,0,0,44.978073833740076,44.978073833740076]
["h5037",{"$f":"IF($C$10=2012,profiles!C5041,IF($C$10=2013,profiles!E5041,IF($C$10=2014,profiles!G5041,IF($C$10=2015,profiles!I5041,IF($C$10=2016,profiles!K5041)))))","v":58.768000000000001},{"$f":"IF($C$10=2012,profiles!D5041,IF($C$10=2013,profiles!F5041,IF($C$10=2014,profiles!H5041,IF($C$10=2015,profiles!J5041,IF($C$10=2016,profiles!L5041)))))","v":3.5689599232603085E-2},7.1379198465206173,0,7.1379198465206173,51.630080153479383,0,0,0,0,51.630080153479383,51.630080153479383]
["h5043",{"$f":"IF($C$10=2012,profiles!C5047,IF($C$10=2013,profiles!E5047,IF($C$10=2014,profiles!G5047,IF($C$10=2015,profiles!I5047,IF($C$10=2016,profiles!K5047)))))","v":44.959000000000003},{"$f":"IF($C$10=2012,profiles!D5047,IF($C$10=2013,profiles!F5047,IF($C$10=2014,profiles!H5047,IF($C$10=2015,profiles!J5047,IF($C$10=2016,profiles!L5047)))))","v":3.2067260974270144E-2},6.4134521948540284,0,6.4134521948540284,38.545547805145972,0,0,0,0,38.545547805145972,38.545547805145972]
["h5045",{"$f":"IF($C$10=2012,profiles!C5049,IF($C$10=2013,profiles!E5049,IF($C$10=2014,profiles!G5049,IF($C$10=2015,profiles!I5049,IF($C$10=2016,profiles!K5049)))))","v":49.127000000000002},{"$f":"IF($C$10=2012,profiles!D5049,IF($C$10=2013,profiles!F5049,IF($C$10=2014,profiles!H5049,IF($C$10=2015,profiles!J5049,IF($C$10=2016,profiles!L5049)))))","v":2.9433717802470179E-2},5.8867435604940361,0,5.8867435604940361,43.24025643950597,0,0,0,0,43.24025643950597,43.24025643950597]
["h5048",{"$f":"IF($C$10=2012,profiles!C5052,IF($C$10=2013,profiles!E5052,IF($C$10=2014,profiles!G5052,IF($C$10=2015,profiles!I5052,IF($C$10=2016,profiles!K5052)))))","v":66.317999999999998},{"$f":"IF($C$10=2012,profiles!D5052,IF($C$10=2013,profiles!F5052,IF($C$10=2014,profiles!H5052,IF($C$10=2015,profiles!J5052,IF($C$10=2016,profiles!L5052)))))","v":6.5937161124959509E-2},13.187432224991902,0,13.187432224991902,53.130567775008096,0,0,0,0,53.130567775008096,53.130567775008096]
["h5052",{"$f":"IF($C$10=2012,profiles!C5056,IF($C$10=2013,profiles!E5056,IF($C$10=2014,profiles!G5056,IF($C$10=2015,profiles!I5056,IF($C$10=2016,profiles!K5056)))))","v":69.730999999999995},{"$f":"IF($C$10=2012,profiles!D5056,IF($C$10=2013,profiles!F5056,IF($C$10=2014,profiles!H5056,IF($C$10=2015,profiles!J5056,IF($C$10=2016,profiles!L5056)))))","v":0.16927908516061796},33.855817032123589,0,33.855817032123589,35.875182967876405,0,0,0,0,35.875182967876405,35.875182967876405]
["h5055",{"$f":"IF($C$10=2012,profiles!C5059,IF($C$10=2013,profiles!E5059,IF($C$10=2014,profiles!G5059,IF($C$10=2015,profiles!I5059,IF($C$10=2016,profiles!K5059)))))","v":66.379000000000005},{"$f":"IF($C$10=2012,profiles!D5059,IF($C$10=2013,profiles!F5059,IF($C$10=2014,profiles!H5059,IF($C$10=2015,profiles!J5059,IF($C$10=2016,profiles!L5059)))))","v":0.19740307293647105},39.480614587294212,0,39.480614587294212,26.898385412705792,0,0,0,0,26.898385412705792,26.898385412705792]
["h5058",{"$f":"IF($C$10=2012,profiles!C5062,IF($C$10=2013,profiles!E5062,IF($C$10=2014,profiles!G5062,IF($C$10=2015,profiles!I5062,IF($C$10=2016,profiles!K5062)))))","v":63.317999999999998},{"$f":"IF($C$10=2012,profiles!D5062,IF($C$10=2013,profiles!F5062,IF($C$10=2014,profiles!H5062,IF($C$10=2015,profiles!J5062,IF($C$10=2016,profiles!L5062)))))","v":0.11091864182404551},{"$f":"C5075*$C$2","v":22.183728364809102},0,22.183728364809102,41.134271635190899,0,0,0,0,{"$f":"MAX(G5075-J5075,0)","v":41.134271635190899},{"$f":"B5075-D5075","v":41.134271635190899}]
["h5059",{"$f":"IF($C$10=2012,profiles!C5063,IF($C$10=2013,profiles!E5063,IF($C$10=2014,profiles!G5063,IF($C$10=2015,profiles!I5063,IF($C$10=2016,profiles!K5063)))))","v":61.99},{"$f":"IF($C$10=2012,profiles!D5063,IF($C$10=2013,profiles!F5063,IF($C$10=2014,profiles!H5063,IF($C$10=2015,profiles!J5063,IF($C$10=2016,profiles!L5063)))))","v":7.8992212035433121E-2},15.798442407086624,0,15.798442407086624,46.191557592913377,0,0,0,{"$f":"K5075+I5076*$F$2-J5076/$F$3","v":0},46.191557592913377,46.191557592913377]
["h5064",{"$f":"IF($C$10=2012,profiles!C5068,IF($C$10=2013,profiles!E5068,IF($C$10=2014,profiles!G5068,IF($C$10=2015,profiles!I5068,IF($C$10=2016,profiles!K5068)))))","v":47.469000000000001},{"$f":"IF($C$10=2012,profiles!D5068,IF($C$10=2013,profiles!F5068,IF($C$10=2014,profiles!H5068,IF($C$10=2015,profiles!J5068,IF($C$10=2016,profiles!L5068)))))","v":5.4846275930841723E-2},10.969255186168345,0,10.969255186168345,36.499744813831654,0,0,{"$f":"MIN(MAX(0,G5081),K5080*$F$3)","v":0},0,36.499744813831654,36.499744813831654]
["h5067",{"$f":"IF($C$10=2012,profiles!C5071,IF($C$10=2013,profiles!E5071,IF($C$10=2014,profiles!G5071,IF($C$10=2015,profiles!I5071,IF($C$10=2016,profiles!K5071)))))","v":44.436},{"$f":"IF($C$10=2012,profiles!D5071,IF($C$10=2013,profiles!F5071,IF($C$10=2014,profiles!H5071,IF($C$10=2015,profiles!J5071,IF($C$10=2016,profiles!L5071)))))","v":4.2767454599081448E-2},8.553490919816289,0,8.553490919816289,35.882509080183709,0,0,0,0,35.882509080183709,35.882509080183709]
["h5070",{"$f":"IF($C$10=2012,profiles!C5074,IF($C$10=2013,profiles!E5074,IF($C$10=2014,profiles!G5074,IF($C$10=2015,profiles!I5074,IF($C$10=2016,profiles!K5074)))))","v":54.738999999999997},{"$f":"IF($C$10=2012,profiles!D5074,IF($C$10=2013,profiles!F5074,IF($C$10=2014,profiles!H5074,IF($C$10=2015,profiles!J5074,IF($C$10=2016,profiles!L5074)))))","v":4.9298445202882062E-2},9.8596890405764128,0,9.8596890405764128,44.879310959423584,0,0,0,0,44.879310959423584,44.879310959423584]
["h5073",{"$f":"IF($C$10=2012,profiles!C5077,IF($C$10=2013,profiles!E5077,IF($C$10=2014,profiles!G5077,IF($C$10=2015,profiles!I5077,IF($C$10=2016,profiles!K5077)))))","v":65.861999999999995},{"$f":"IF($C$10=2012,profiles!D5077,IF($C$10=2013,profiles!F5077,IF($C$10=2014,profiles!H5077,IF($C$10=2015,profiles!J5077,IF($C$10=2016,profiles!L5077)))))","v":0.16915967920897765},33.831935841795527,0,33.831935841795527,32.030064158204468,0,0,0,0,32.030064158204468,32.030064158204468]
["h5077",{"$f":"IF($C$10=2012,profiles!C5081,IF($C$10=2013,profiles!E5081,IF($C$10=2014,profiles!G5081,IF($C$10=2015,profiles!I5081,IF($C$10=2016,profiles!K5081)))))","v":67.313999999999993},{"$f":"IF($C$10=2012,profiles!D5081,IF($C$10=2013,profiles!F5081,IF($C$10=2014,profiles!H5081,IF($C$10=2015,profiles!J5081,IF($C$10=2016,profiles!L5081)))))","v":0.27285495582803132},54.570991165606266,0,54.570991165606266,12.743008834393727,0,0,0,0,12.743008834393727,12.743008834393727]
["h5080",{"$f":"IF($C$10=2012,profiles!C5084,IF($C$10=2013,profiles!E5084,IF($C$10=2014,profiles!G5084,IF($C$10=2015,profiles!I5084,IF($C$10=2016,profiles!K5084)))))","v":63.350999999999999},{"$f":"IF($C$10=2012,profiles!D5084,IF($C$10=2013,profiles!F5084,IF($C$10=2014,profiles!H5084,IF($C$10=2015,profiles!J5084,IF($C$10=2016,profiles!L5084)))))","v":0.21254512001573056},42.509024003146109,0,42.509024003146109,20.84197599685389,0,0,0,0,20.84197599685389,20.84197599685389]
["h5081",{"$f":"IF($C$10=2012,profiles!C5085,IF($C$10=2013,profiles!E5085,IF($C$10=2014,profiles!G5085,IF($C$10=2015,profiles!I5085,IF($C$10=2016,profiles!K5085)))))","v":62.725999999999999},{"$f":"IF($C$10=2012,profiles!D5085,IF($C$10=2013,profiles!F5085,IF($C$10=2014,profiles!H5085,IF($C$10=2015,profiles!J5085,IF($C$10=2016,profiles!L5085)))))","v":0.16097136195733086},32.194272391466171,0,32.194272391466171,30.531727608533828,0,0,0,0,30.531727608533828,30.531727608533828]
["h5084",{"$f":"IF($C$10=2012,profiles!C5088,IF($C$10=2013,profiles!E5088,IF($C$10=2014,profiles!G5088,IF($C$10=2015,profiles!I5088,IF($C$10=2016,profiles!K5088)))))","v":58.274999999999999},{"$f":"IF($C$10=2012,profiles!D5088,IF($C$10=2013,profiles!F5088,IF($C$10=2014,profiles!H5088,IF($C$10=2015,profiles!J5088,IF($C$10=2016,profiles!L5088)))))","v":1.5224932934451327E-2},3.0449865868902655,0,3.0449865868902655,55.230013413109731,0,0,0,0,55.230013413109731,55.230013413109731]
["h5089",{"$f":"IF($C$10=2012,profiles!C5093,IF($C$10=2013,profiles!E5093,IF($C$10=2014,profiles!G5093,IF($C$10=2015,profiles!I5093,IF($C$10=2016,profiles!K5093)))))","v":44.78},{"$f":"IF($C$10=2012,profiles!D5093,IF($C$10=2013,profiles!F5093,IF($C$10=2014,profiles!H5093,IF($C$10=2015,profiles!J5093,IF($C$10=2016,profiles!L5093)))))","v":2.0488983134154391E-2},4.0977966268308785,0,4.0977966268308785,40.682203373169123,0,0,0,0,40.682203373169123,40.682203373169123]
["h5092",{"$f":"IF($C$10=2012,profiles!C5096,IF($C$10=2013,profiles!E5096,IF($C$10=2014,profiles!G5096,IF($C$10=2015,profiles!I5096,IF($C$10=2016,profiles!K5096)))))","v":44.838000000000001},{"$f":"IF($C$10=2012,profiles!D5096,IF($C$10=2013,profiles!F5096,IF($C$10=2014,profiles!H5096,IF($C$10=2015,profiles!J5096,IF($C$10=2016,profiles!L5096)))))","v":2.3929559465797862E-2},4.7859118931595725,0,4.7859118931595725,40.052088106840429,0,0,0,0,40.052088106840429,40.052088106840429]
["h5095",{"$f":"IF($C$10=2012,profiles!C5099,IF($C$10=2013,profiles!E5099,IF($C$10=2014,profiles!G5099,IF($C$10=2015,profiles!I5099,IF($C$10=2016,profiles!K5099)))))","v":59.356000000000002},{"$f":"IF($C$10=2012,profiles!D5099,IF($C$10=2013,profiles!F5099,IF($C$10=2014,profiles!H5099,IF($C$10=2015,profiles!J5099,IF($C$10=2016,profiles!L5099)))))","v":7.2954261399542197E-2},14.590852279908439,0,14.590852279908439,44.765147720091562,0,0,0,0,44.765147720091562,44.765147720091562]
["h5098",{"$f":"IF($C$10=2012,profiles!C5102,IF($C$10=2013,profiles!E5102,IF($C$10=2014,profiles!G5102,IF($C$10=2015,profiles!I5102,IF($C$10=2016,profiles!K5102)))))","v":67.085999999999999},{"$f":"IF($C$10=2012,profiles!D5102,IF($C$10=2013,profiles!F5102,IF($C$10=2014,profiles!H5102,IF($C$10=2015,profiles!J5102,IF($C$10=2016,profiles!L5102)))))","v":0.25625974244828603},51.25194848965721,0,51.25194848965721,15.834051510342789,0,0,0,0,15.834051510342789,15.834051510342789]
["h5102",{"$f":"IF($C$10=2012,profiles!C5106,IF($C$10=2013,profiles!E5106,IF($C$10=2014,profiles!G5106,IF($C$10=2015,profiles!I5106,IF($C$10=2016,profiles!K5106)))))","v":63.557000000000002},{"$f":"IF($C$10=2012,profiles!D5106,IF($C$10=2013,profiles!F5106,IF($C$10=2014,profiles!H5106,IF($C$10=2015,profiles!J5106,IF($C$10=2016,profiles!L5106)))))","v":0.26583718350208541},53.167436700417085,0,53.167436700417085,10.389563299582917,0,0,0,0,10.389563299582917,10.389563299582917]
["h5105",{"$f":"IF($C$10=2012,profiles!C5109,IF($C$10=2013,profiles!E5109,IF($C$10=2014,profiles!G5109,IF($C$10=2015,profiles!I5109,IF($C$10=2016,profiles!K5109)))))","v":60.715000000000003},{"$f":"IF($C$10=2012,profiles!D5109,IF($C$10=2013,profiles!F5109,IF($C$10=2014,profiles!H5109,IF($C$10=2015,profiles!J5109,IF($C$10=2016,profiles!L5109)))))","v":0.16210029631085959},32.420059262171918,0,32.420059262171918,28.294940737828085,0,0,0,0,28.294940737828085,28.294940737828085]
["h5106",{"$f":"IF($C$10=2012,profiles!C5110,IF($C$10=2013,profiles!E5110,IF($C$10=2014,profiles!G5110,IF($C$10=2015,profiles!I5110,IF($C$10=2016,profiles!K5110)))))","v":59.621000000000002},{"$f":"IF($C$10=2012,profiles!D5110,IF($C$10=2013,profiles!F5110,IF($C$10=2014,profiles!H5110,IF($C$10=2015,profiles!J5110,IF($C$10=2016,profiles!L5110)))))","v":0.1085396508868261},21.70793017736522,0,21.70793017736522,37.913069822634782,0,0,0,0,37.913069822634782,37.913069822634782]
["h5110",{"$f":"IF($C$10=2012,profiles!C5114,IF($C$10=2013,profiles!E5114,IF($C$10=2014,profiles!G5114,IF($C$10=2015,profiles!I5114,IF($C$10=2016,profiles!K5114)))))","v":51.884999999999998},{"$f":"IF($C$10=2012,profiles!D5114,IF($C$10=2013,profiles!F5114,IF($C$10=2014,profiles!H5114,IF($C$10=2015,profiles!J5114,IF($C$10=2016,profiles!L5114)))))","v":4.60335070005196E-2},9.2067014001039205,0,9.2067014001039205,42.678298599896081,0,0,0,0,42.678298599896081,42.678298599896081]
["h5113",{"$f":"IF($C$10=2012,profiles!C5117,IF($C$10=2013,profiles!E5117,IF($C$10=2014,profiles!G5117,IF($C$10=2015,profiles!I5117,IF($C$10=2016,profiles!K5117)))))","v":42.893999999999998},{"$f":"IF($C$10=2012,profiles!D5117,IF($C$10=2013,profiles!F5117,IF($C$10=2014,profiles!H5117,IF($C$10=2015,profiles!J5117,IF($C$10=2016,profiles!L5117)))))","v":5.3307868387422935E-2},10.661573677484586,0,10.661573677484586,32.232426322515408,0,0,0,0,32.232426322515408,32.232426322515408]
["h5117",{"$f":"IF($C$10=2012,profiles!C5121,IF($C$10=2013,profiles!E5121,IF($C$10=2014,profiles!G5121,IF($C$10=2015,profiles!I5121,IF($C$10=2016,profiles!K5121)))))","v":40.954999999999998},{"$f":"IF($C$10=2012,profiles!D5121,IF($C$10=2013,profiles!F5121,IF($C$10=2014,profiles!H5121,IF($C$10=2015,profiles!J5121,IF($C$10=2016,profiles!L5121)))))","v":4.7676557738488112E-2},9.5353115476976225,0,9.5353115476976225,31.419688452302374,0,0,0,0,31.419688452302374,31.419688452302374]
["h5120",{"$f":"IF($C$10=2012,profiles!C5124,IF($C$10=2013,profiles!E5124,IF($C$10=2014,profiles!G5124,IF($C$10=2015,profiles!I5124,IF($C$10=2016,profiles!K5124)))))","v":50.512},{"$f":"IF($C$10=2012,profiles!D5124,IF($C$10=2013,profiles!F5124,IF($C$10=2014,profiles!H5124,IF($C$10=2015,profiles!J5124,IF($C$10=2016,profiles!L5124)))))","v":0.12897246134617815},25.794492269235629,0,25.794492269235629,24.717507730764371,0,0,0,0,24.717507730764371,24.717507730764371]
["h5123",{"$f":"IF($C$10=2012,profiles!C5127,IF($C$10=2013,profiles!E5127,IF($C$10=2014,profiles!G5127,IF($C$10=2015,profiles!I5127,IF($C$10=2016,profiles!K5127)))))","v":56.826999999999998},{"$f":"IF($C$10=2012,profiles!D5127,IF($C$10=2013,profiles!F5127,IF($C$10=2014,profiles!H5127,IF($C$10=2015,profiles!J5127,IF($C$10=2016,profiles!L5127)))))","v":0.27773174739148143},55.546349478296285,0,55.546349478296285,1.2806505217037127,0,0,0,{"$f":"K5139+I5140*$F$2-J5140/$F$3","v":0},1.2806505217037127,1.2806505217037127]
["h5127",{"$f":"IF($C$10=2012,profiles!C5131,IF($C$10=2013,profiles!E5131,IF($C$10=2014,profiles!G5131,IF($C$10=2015,profiles!I5131,IF($C$10=2016,profiles!K5131)))))","v":51.499000000000002},{"$f":"IF($C$10=2012,profiles!D5131,IF($C$10=2013,profiles!F5131,IF($C$10=2014,profiles!H5131,IF($C$10=2015,profiles!J5131,IF($C$10=2016,profiles!L5131)))))","v":0.23362215450294205},46.724430900588409,0,46.724430900588409,4.7745690994115932,0,0,3.5901689786597291,0,1.1844001207518642,4.7745690994115932]
["h5130",{"$f":"IF($C$10=2012,profiles!C5134,IF($C$10=2013,profiles!E5134,IF($C$10=2014,profiles!G5134,IF($C$10=2015,profiles!I5134,IF($C$10=2016,profiles!K5134)))))","v":51.526000000000003},{"$f":"IF($C$10=2012,profiles!D5134,IF($C$10=2013,profiles!F5134,IF($C$10=2014,profiles!H5134,IF($C$10=2015,profiles!J5134,IF($C$10=2016,profiles!L5134)))))","v":0.1045373478071592},20.907469561431842,0,20.907469561431842,30.618530438568161,0,0,0,0,30.618530438568161,30.618530438568161]
["h5131",{"$f":"IF($C$10=2012,profiles!C5135,IF($C$10=2013,profiles!E5135,IF($C$10=2014,profiles!G5135,IF($C$10=2015,profiles!I5135,IF($C$10=2016,profiles!K5135)))))","v":50.463999999999999},{"$f":"IF($C$10=2012,profiles!D5135,IF($C$10=2013,profiles!F5135,IF($C$10=2014,profiles!H5135,IF($C$10=2015,profiles!J5135,IF($C$10=2016,profiles!L5135)))))","v":6.626971309806344E-2},13.253942619612689,0,13.253942619612689,37.210057380387312,0,0,0,0,37.210057380387312,37.210057380387312]
["h5135",{"$f":"IF($C$10=2012,profiles!C5139,IF($C$10=2013,profiles!E5139,IF($C$10=2014,profiles!G5139,IF($C$10=2015,profiles!I5139,IF($C$10=2016,profiles!K5139)))))","v":43.061},{"$f":"IF($C$10=2012,profiles!D5139,IF($C$10=2013,profiles!F5139,IF($C$10=2014,profiles!H5139,IF($C$10=2015,profiles!J5139,IF($C$10=2016,profiles!L5139)))))","v":3.8028900841185806E-2},7.6057801682371613,0,7.6057801682371613,35.45521983176284,0,0,0,0,35.45521983176284,35.45521983176284]
["h5138",{"$f":"IF($C$10=2012,profiles!C5142,IF($C$10=2013,profiles!E5142,IF($C$10=2014,profiles!G5142,IF($C$10=2015,profiles!I5142,IF($C$10=2016,profiles!K5142)))))","v":37.524999999999999},{"$f":"IF($C$10=2012,profiles!D5142,IF($C$10=2013,profiles!F5142,IF($C$10=2014,profiles!H5142,IF($C$10=2015,profiles!J5142,IF($C$10=2016,profiles!L5142)))))","v":3.906809532502914E-2},7.8136190650058275,0,7.8136190650058275,29.711380934994171,0,0,0,0,29.711380934994171,29.711380934994171]
["h5142",{"$f":"IF($C$10=2012,profiles!C5146,IF($C$10=2013,profiles!E5146,IF($C$10=2014,profiles!G5146,IF($C$10=2015,profiles!I5146,IF($C$10=2016,profiles!K5146)))))","v":37.145000000000003},{"$f":"IF($C$10=2012,profiles!D5146,IF($C$10=2013,profiles!F5146,IF($C$10=2014,profiles!H5146,IF($C$10=2015,profiles!J5146,IF($C$10=2016,profiles!L5146)))))","v":2.675223637461557E-2},5.3504472749231136,0,5.3504472749231136,31.79455272507689,0,0,0,0,31.79455272507689,31.79455272507689]
["h5145",{"$f":"IF($C$10=2012,profiles!C5149,IF($C$10=2013,profiles!E5149,IF($C$10=2014,profiles!G5149,IF($C$10=2015,profiles!I5149,IF($C$10=2016,profiles!K5149)))))","v":45.323},{"$f":"IF($C$10=2012,profiles!D5149,IF($C$10=2013,profiles!F5149,IF($C$10=2014,profiles!H5149,IF($C$10=2015,profiles!J5149,IF($C$10=2016,profiles!L5149)))))","v":0.12836860509205297},25.673721018410596,0,25.673721018410596,19.649278981589404,0,0,0,0,19.649278981589404,19.649278981589404]
["h5149",{"$f":"IF($C$10=2012,profiles!C5153,IF($C$10=2013,profiles!E5153,IF($C$10=2014,profiles!G5153,IF($C$10=2015,profiles!I5153,IF($C$10=2016,profiles!K5153)))))","v":47.863999999999997},{"$f":"IF($C$10=2012,profiles!D5153,IF($C$10=2013,profiles!F5153,IF($C$10=2014,profiles!H5153,IF($C$10=2015,profiles!J5153,IF($C$10=2016,profiles!L5153)))))","v":0.24971562583381315},49.943125166762634,2.0791251667626369,47.863999999999997,0,0,2.0791251667626369,0,1.6840913850777359,0,-2.0791251667626369]
["h5152",{"$f":"IF($C$10=2012,profiles!C5156,IF($C$10=2013,profiles!E5156,IF($C$10=2014,profiles!G5156,IF($C$10=2015,profiles!I5156,IF($C$10=2016,profiles!K5156)))))","v":45.607999999999997},{"$f":"IF($C$10=2012,profiles!D5156,IF($C$10=2013,profiles!F5156,IF($C$10=2014,profiles!H5156,IF($C$10=2015,profiles!J5156,IF($C$10=2016,profiles!L5156)))))","v":0.18739204314061425},37.47840862812285,0,37.47840862812285,8.1295913718771473,0,0,1.0825073053959522,0,7.0470840664811956,8.1295913718771473]
["h5156",{"$f":"IF($C$10=2012,profiles!C5160,IF($C$10=2013,profiles!E5160,IF($C$10=2014,profiles!G5160,IF($C$10=2015,profiles!I5160,IF($C$10=2016,profiles!K5160)))))","v":46.944000000000003},{"$f":"IF($C$10=2012,profiles!D5160,IF($C$10=2013,profiles!F5160,IF($C$10=2014,profiles!H5160,IF($C$10=2015,profiles!J5160,IF($C$10=2016,profiles!L5160)))))","v":2.9265963572020392E-2},5.8531927144040781,0,5.8531927144040781,41.090807285595922,0,0,0,0,41.090807285595922,41.090807285595922]
["h5157",{"$f":"IF($C$10=2012,profiles!C5161,IF($C$10=2013,profiles!E5161,IF($C$10=2014,profiles!G5161,IF($C$10=2015,profiles!I5161,IF($C$10=2016,profiles!K5161)))))","v":47.62},{"$f":"IF($C$10=2012,profiles!D5161,IF($C$10=2013,profiles!F5161,IF($C$10=2014,profiles!H5161,IF($C$10=2015,profiles!J5161,IF($C$10=2016,profiles!L5161)))))","v":2.0446853628052635E-2},4.0893707256105269,0,4.0893707256105269,43.530629274389469,0,0,0,0,43.530629274389469,43.530629274389469]
["h5160",{"$f":"IF($C$10=2012,profiles!C5164,IF($C$10=2013,profiles!E5164,IF($C$10=2014,profiles!G5164,IF($C$10=2015,profiles!I5164,IF($C$10=2016,profiles!K5164)))))","v":40.942},{"$f":"IF($C$10=2012,profiles!D5164,IF($C$10=2013,profiles!F5164,IF($C$10=2014,profiles!H5164,IF($C$10=2015,profiles!J5164,IF($C$10=2016,profiles!L5164)))))","v":3.2268482763462752E-2},6.4536965526925503,0,6.4536965526925503,34.488303447307452,0,0,0,0,34.488303447307452,34.488303447307452]
["h5163",{"$f":"IF($C$10=2012,profiles!C5167,IF($C$10=2013,profiles!E5167,IF($C$10=2014,profiles!G5167,IF($C$10=2015,profiles!I5167,IF($C$10=2016,profiles!K5167)))))","v":38.753},{"$f":"IF($C$10=2012,profiles!D5167,IF($C$10=2013,profiles!F5167,IF($C$10=2014,profiles!H5167,IF($C$10=2015,profiles!J5167,IF($C$10=2016,profiles!L5167)))))","v":1.2834374780593976E-2},2.5668749561187951,0,2.5668749561187951,36.186125043881205,0,0,0,0,36.186125043881205,36.186125043881205]
["h5167",{"$f":"IF($C$10=2012,profiles!C5171,IF($C$10=2013,profiles!E5171,IF($C$10=2014,profiles!G5171,IF($C$10=2015,profiles!I5171,IF($C$10=2016,profiles!K5171)))))","v":57.308999999999997},{"$f":"IF($C$10=2012,profiles!D5171,IF($C$10=2013,profiles!F5171,IF($C$10=2014,profiles!H5171,IF($C$10=2015,profiles!J5171,IF($C$10=2016,profiles!L5171)))))","v":3.7829109036017695E-2},7.5658218072035393,0,7.5658218072035393,49.743178192796456,0,0,0,0,49.743178192796456,49.743178192796456]
["h5170",{"$f":"IF($C$10=2012,profiles!C5174,IF($C$10=2013,profiles!E5174,IF($C$10=2014,profiles!G5174,IF($C$10=2015,profiles!I5174,IF($C$10=2016,profiles!K5174)))))","v":65.688999999999993},{"$f":"IF($C$10=2012,profiles!D5174,IF($C$10=2013,profiles!F5174,IF($C$10=2014,profiles!H5174,IF($C$10=2015,profiles!J5174,IF($C$10=2016,profiles!L5174)))))","v":0.17914765147791897},35.829530295583794,0,35.829530295583794,29.859469704416199,0,0,0,0,29.859469704416199,29.859469704416199]
["h5174",{"$f":"IF($C$10=2012,profiles!C5178,IF($C$10=2013,profiles!E5178,IF($C$10=2014,profiles!G5178,IF($C$10=2015,profiles!I5178,IF($C$10=2016,profiles!K5178)))))","v":64.578000000000003},{"$f":"IF($C$10=2012,profiles!D5178,IF($C$10=2013,profiles!F5178,IF($C$10=2014,profiles!H5178,IF($C$10=2015,profiles!J5178,IF($C$10=2016,profiles!L5178)))))","v":0.22485431440005615},44.970862880011232,0,44.970862880011232,19.607137119988771,0,0,0,0,19.607137119988771,19.607137119988771]
["h5177",{"$f":"IF($C$10=2012,profiles!C5181,IF($C$10=2013,profiles!E5181,IF($C$10=2014,profiles!G5181,IF($C$10=2015,profiles!I5181,IF($C$10=2016,profiles!K5181)))))","v":61.570999999999998},{"$f":"IF($C$10=2012,profiles!D5181,IF($C$10=2013,profiles!F5181,IF($C$10=2014,profiles!H5181,IF($C$10=2015,profiles!J5181,IF($C$10=2016,profiles!L5181)))))","v":0.1370778628098013},27.415572561960261,0,27.415572561960261,34.155427438039737,0,0,0,0,34.155427438039737,34.155427438039737]
["h5181",{"$f":"IF($C$10=2012,profiles!C5185,IF($C$10=2013,profiles!E5185,IF($C$10=2014,profiles!G5185,IF($C$10=2015,profiles!I5185,IF($C$10=2016,profiles!K5185)))))","v":55.814},{"$f":"IF($C$10=2012,profiles!D5185,IF($C$10=2013,profiles!F5185,IF($C$10=2014,profiles!H5185,IF($C$10=2015,profiles!J5185,IF($C$10=2016,profiles!L5185)))))","v":1.164080600996981E-2},2.3281612019939621,0,2.3281612019939621,53.485838798006036,0,0,0,0,53.485838798006036,53.485838798006036]
["h5182",{"$f":"IF($C$10=2012,profiles!C5186,IF($C$10=2013,profiles!E5186,IF($C$10=2014,profiles!G5186,IF($C$10=2015,profiles!I5186,IF($C$10=2016,profiles!K5186)))))","v":52.491999999999997},{"$f":"IF($C$10=2012,profiles!D5186,IF($C$10=2013,profiles!F5186,IF($C$10=2014,profiles!H5186,IF($C$10=2015,profiles!J5186,IF($C$10=2016,profiles!L5186)))))","v":1.6106157410657868E-2},3.2212314821315737,0,3.2212314821315737,49.270768517868426,0,0,0,0,49.270768517868426,49.270768517868426]
["h5185",{"$f":"IF($C$10=2012,profiles!C5189,IF($C$10=2013,profiles!E5189,IF($C$10=2014,profiles!G5189,IF($C$10=2015,profiles!I5189,IF($C$10=2016,profiles!K5189)))))","v":43.091999999999999},{"$f":"IF($C$10=2012,profiles!D5189,IF($C$10=2013,profiles!F5189,IF($C$10=2014,profiles!H5189,IF($C$10=2015,profiles!J5189,IF($C$10=2016,profiles!L5189)))))","v":1.1598517187148955E-2},2.3197034374297911,{"$f":"D5202-F5202","v":0},{"$f":"MIN(D5202,B5202)","v":2.3197034374297911},{"$f":"B5202-F5202","v":40.772296562570205},{"$f":"-MIN(-E5202+$C$3,0)","v":0},{"$f":"E5202-H5202","v":0},0,0,40.772296562570205,40.772296562570205]
["h5188",{"$f":"IF($C$10=2012,profiles!C5192,IF($C$10=2013,profiles!E5192,IF($C$10=2014,profiles!G5192,IF($C$10=2015,profiles!I5192,IF($C$10=2016,profiles!K5192)))))","v":43.063000000000002},{"$f":"IF($C$10=2012,profiles!D5192,IF($C$10=2013,profiles!F5192,IF($C$10=2014,profiles!H5192,IF($C$10=2015,profiles!J5192,IF($C$10=2016,profiles!L5192)))))","v":1.376095259492249E-2},2.7521905189844977,0,2.7521905189844977,40.310809481015504,0,0,0,0,40.310809481015504,40.310809481015504]
["h5192",{"$f":"IF($C$10=2012,profiles!C5196,IF($C$10=2013,profiles!E5196,IF($C$10=2014,profiles!G5196,IF($C$10=2015,profiles!I5196,IF($C$10=2016,profiles!K5196)))))","v":62.487000000000002},{"$f":"IF($C$10=2012,profiles!D5196,IF($C$10=2013,profiles!F5196,IF($C$10=2014,profiles!H5196,IF($C$10=2015,profiles!J5196,IF($C$10=2016,profiles!L5196)))))","v":7.2399460795326886E-2},14.479892159065377,0,14.479892159065377,48.007107840934623,0,0,{"$f":"MIN(MAX(0,G5209),K5208*$F$3)","v":0},0,48.007107840934623,48.007107840934623]
["h5195",{"$f":"IF($C$10=2012,profiles!C5199,IF($C$10=2013,profiles!E5199,IF($C$10=2014,profiles!G5199,IF($C$10=2015,profiles!I5199,IF($C$10=2016,profiles!K5199)))))","v":67.471999999999994},{"$f":"IF($C$10=2012,profiles!D5199,IF($C$10=2013,profiles!F5199,IF($C$10=2014,profiles!H5199,IF($C$10=2015,profiles!J5199,IF($C$10=2016,profiles!L5199)))))","v":0.20654066501909682},41.308133003819364,0,41.308133003819364,26.16386699618063,0,0,0,0,26.16386699618063,26.16386699618063]
["h5199",{"$f":"IF($C$10=2012,profiles!C5203,IF($C$10=2013,profiles!E5203,IF($C$10=2014,profiles!G5203,IF($C$10=2015,profiles!I5203,IF($C$10=2016,profiles!K5203)))))","v":63.433999999999997},{"$f":"IF($C$10=2012,profiles!D5203,IF($C$10=2013,profiles!F5203,IF($C$10=2014,profiles!H5203,IF($C$10=2015,profiles!J5203,IF($C$10=2016,profiles!L5203)))))","v":0.21784430465064031},43.568860930128061,0,43.568860930128061,19.865139069871937,0,0,0,0,19.865139069871937,19.865139069871937]
["h5202",{"$f":"IF($C$10=2012,profiles!C5206,IF($C$10=2013,profiles!E5206,IF($C$10=2014,profiles!G5206,IF($C$10=2015,profiles!I5206,IF($C$10=2016,profiles!K5206)))))","v":60.323},{"$f":"IF($C$10=2012,profiles!D5206,IF($C$10=2013,profiles!F5206,IF($C$10=2014,profiles!H5206,IF($C$10=2015,profiles!J5206,IF($C$10=2016,profiles!L5206)))))","v":0.10232251179510223},20.464502359020447,0,20.464502359020447,39.85849764097955,0,0,0,0,39.85849764097955,39.85849764097955]
["h5206",{"$f":"IF($C$10=2012,profiles!C5210,IF($C$10=2013,profiles!E5210,IF($C$10=2014,profiles!G5210,IF($C$10=2015,profiles!I5210,IF($C$10=2016,profiles!K5210)))))","v":52.673000000000002},{"$f":"IF($C$10=2012,profiles!D5210,IF($C$10=2013,profiles!F5210,IF($C$10=2014,profiles!H5210,IF($C$10=2015,profiles!J5210,IF($C$10=2016,profiles!L5210)))))","v":1.3255448213884521E-2},2.651089642776904,0,2.651089642776904,50.021910357223099,0,0,0,0,50.021910357223099,50.021910357223099]
["h5207",{"$f":"IF($C$10=2012,profiles!C5211,IF($C$10=2013,profiles!E5211,IF($C$10=2014,profiles!G5211,IF($C$10=2015,profiles!I5211,IF($C$10=2016,profiles!K5211)))))","v":47.973999999999997},{"$f":"IF($C$10=2012,profiles!D5211,IF($C$10=2013,profiles!F5211,IF($C$10=2014,profiles!H5211,IF($C$10=2015,profiles!J5211,IF($C$10=2016,profiles!L5211)))))","v":1.3662660076387329E-2},2.7325320152774659,0,2.7325320152774659,45.241467984722533,0,0,0,0,45.241467984722533,45.241467984722533]
["h5210",{"$f":"IF($C$10=2012,profiles!C5214,IF($C$10=2013,profiles!E5214,IF($C$10=2014,profiles!G5214,IF($C$10=2015,profiles!I5214,IF($C$10=2016,profiles!K5214)))))","v":41.874000000000002},{"$f":"IF($C$10=2012,profiles!D5214,IF($C$10=2013,profiles!F5214,IF($C$10=2014,profiles!H5214,IF($C$10=2015,profiles!J5214,IF($C$10=2016,profiles!L5214)))))","v":1.9600960390895945E-2},3.920192078179189,0,3.920192078179189,37.953807921820811,0,0,0,0,37.953807921820811,37.953807921820811]
["h5214",{"$f":"IF($C$10=2012,profiles!C5218,IF($C$10=2013,profiles!E5218,IF($C$10=2014,profiles!G5218,IF($C$10=2015,profiles!I5218,IF($C$10=2016,profiles!K5218)))))","v":52.170999999999999},{"$f":"IF($C$10=2012,profiles!D5218,IF($C$10=2013,profiles!F5218,IF($C$10=2014,profiles!H5218,IF($C$10=2015,profiles!J5218,IF($C$10=2016,profiles!L5218)))))","v":2.8895971693742015E-2},5.779194338748403,0,5.779194338748403,46.391805661251595,0,0,0,0,46.391805661251595,46.391805661251595]
["h5217",{"$f":"IF($C$10=2012,profiles!C5221,IF($C$10=2013,profiles!E5221,IF($C$10=2014,profiles!G5221,IF($C$10=2015,profiles!I5221,IF($C$10=2016,profiles!K5221)))))","v":63.551000000000002},{"$f":"IF($C$10=2012,profiles!D5221,IF($C$10=2013,profiles!F5221,IF($C$10=2014,profiles!H5221,IF($C$10=2015,profiles!J5221,IF($C$10=2016,profiles!L5221)))))","v":0.17806545822159195},35.613091644318388,0,35.613091644318388,27.937908355681614,0,0,0,0,27.937908355681614,27.937908355681614]
["h5220",{"$f":"IF($C$10=2012,profiles!C5224,IF($C$10=2013,profiles!E5224,IF($C$10=2014,profiles!G5224,IF($C$10=2015,profiles!I5224,IF($C$10=2016,profiles!K5224)))))","v":66.207999999999998},{"$f":"IF($C$10=2012,profiles!D5224,IF($C$10=2013,profiles!F5224,IF($C$10=2014,profiles!H5224,IF($C$10=2015,profiles!J5224,IF($C$10=2016,profiles!L5224)))))","v":0.29315791690653037},58.631583381306072,0,58.631583381306072,7.5764166186939264,0,0,0,0,7.5764166186939264,7.5764166186939264]
["h5223",{"$f":"IF($C$10=2012,profiles!C5227,IF($C$10=2013,profiles!E5227,IF($C$10=2014,profiles!G5227,IF($C$10=2015,profiles!I5227,IF($C$10=2016,profiles!K5227)))))","v":63.000999999999998},{"$f":"IF($C$10=2012,profiles!D5227,IF($C$10=2013,profiles!F5227,IF($C$10=2014,profiles!H5227,IF($C$10=2015,profiles!J5227,IF($C$10=2016,profiles!L5227)))))","v":0.24436612796787463},48.873225593574929,0,48.873225593574929,14.127774406425068,0,0,0,0,14.127774406425068,14.127774406425068]
["h5228",{"$f":"IF($C$10=2012,profiles!C5232,IF($C$10=2013,profiles!E5232,IF($C$10=2014,profiles!G5232,IF($C$10=2015,profiles!I5232,IF($C$10=2016,profiles!K5232)))))","v":56.970999999999997},{"$f":"IF($C$10=2012,profiles!D5232,IF($C$10=2013,profiles!F5232,IF($C$10=2014,profiles!H5232,IF($C$10=2015,profiles!J5232,IF($C$10=2016,profiles!L5232)))))","v":1.8505777790258492E-2},3.7011555580516982,0,3.7011555580516982,53.269844441948301,0,0,0,0,53.269844441948301,53.269844441948301]
["h5231",{"$f":"IF($C$10=2012,profiles!C5235,IF($C$10=2013,profiles!E5235,IF($C$10=2014,profiles!G5235,IF($C$10=2015,profiles!I5235,IF($C$10=2016,profiles!K5235)))))","v":48.23},{"$f":"IF($C$10=2012,profiles!D5235,IF($C$10=2013,profiles!F5235,IF($C$10=2014,profiles!H5235,IF($C$10=2015,profiles!J5235,IF($C$10=2016,profiles!L5235)))))","v":2.8727482062874714E-2},5.7454964125749433,0,5.7454964125749433,42.484503587425053,0,0,0,0,42.484503587425053,42.484503587425053]
["h5232",{"$f":"IF($C$10=2012,profiles!C5236,IF($C$10=2013,profiles!E5236,IF($C$10=2014,profiles!G5236,IF($C$10=2015,profiles!I5236,IF($C$10=2016,profiles!K5236)))))","v":44.902999999999999},{"$f":"IF($C$10=2012,profiles!D5236,IF($C$10=2013,profiles!F5236,IF($C$10=2014,profiles!H5236,IF($C$10=2015,profiles!J5236,IF($C$10=2016,profiles!L5236)))))","v":3.1473734452649019E-2},6.2947468905298036,0,6.2947468905298036,38.608253109470198,0,0,0,0,38.608253109470198,38.608253109470198]
["h5235",{"$f":"IF($C$10=2012,profiles!C5239,IF($C$10=2013,profiles!E5239,IF($C$10=2014,profiles!G5239,IF($C$10=2015,profiles!I5239,IF($C$10=2016,profiles!K5239)))))","v":42.106000000000002},{"$f":"IF($C$10=2012,profiles!D5239,IF($C$10=2013,profiles!F5239,IF($C$10=2014,profiles!H5239,IF($C$10=2015,profiles!J5239,IF($C$10=2016,profiles!L5239)))))","v":2.6855153437965018E-2},5.3710306875930041,0,5.3710306875930041,36.734969312406996,0,0,0,0,36.734969312406996,36.734969312406996]
["h5239",{"$f":"IF($C$10=2012,profiles!C5243,IF($C$10=2013,profiles!E5243,IF($C$10=2014,profiles!G5243,IF($C$10=2015,profiles!I5243,IF($C$10=2016,profiles!K5243)))))","v":58.787999999999997},{"$f":"IF($C$10=2012,profiles!D5243,IF($C$10=2013,profiles!F5243,IF($C$10=2014,profiles!H5243,IF($C$10=2015,profiles!J5243,IF($C$10=2016,profiles!L5243)))))","v":4.0135328635202291E-2},8.0270657270404584,0,8.0270657270404584,50.760934272959538,0,0,0,0,50.760934272959538,50.760934272959538]
["h5242",{"$f":"IF($C$10=2012,profiles!C5246,IF($C$10=2013,profiles!E5246,IF($C$10=2014,profiles!G5246,IF($C$10=2015,profiles!I5246,IF($C$10=2016,profiles!K5246)))))","v":65.864000000000004},{"$f":"IF($C$10=2012,profiles!D5246,IF($C$10=2013,profiles!F5246,IF($C$10=2014,profiles!H5246,IF($C$10=2015,profiles!J5246,IF($C$10=2016,profiles!L5246)))))","v":0.15961479068983911},31.922958137967822,0,31.922958137967822,33.941041862032179,0,0,0,0,33.941041862032179,33.941041862032179]
["h5244",{"$f":"IF($C$10=2012,profiles!C5248,IF($C$10=2013,profiles!E5248,IF($C$10=2014,profiles!G5248,IF($C$10=2015,profiles!I5248,IF($C$10=2016,profiles!K5248)))))","v":66.542000000000002},{"$f":"IF($C$10=2012,profiles!D5248,IF($C$10=2013,profiles!F5248,IF($C$10=2014,profiles!H5248,IF($C$10=2015,profiles!J5248,IF($C$10=2016,profiles!L5248)))))","v":0.2095207344807255},41.9041468961451,0,41.9041468961451,24.637853103854901,0,0,0,0,24.637853103854901,24.637853103854901]
["h5250",{"$f":"IF($C$10=2012,profiles!C5254,IF($C$10=2013,profiles!E5254,IF($C$10=2014,profiles!G5254,IF($C$10=2015,profiles!I5254,IF($C$10=2016,profiles!K5254)))))","v":60.787999999999997},{"$f":"IF($C$10=2012,profiles!D5254,IF($C$10=2013,profiles!F5254,IF($C$10=2014,profiles!H5254,IF($C$10=2015,profiles!J5254,IF($C$10=2016,profiles!L5254)))))","v":8.4018867394783384E-2},{"$f":"C5267*$C$2","v":16.803773478956678},0,16.803773478956678,43.984226521043318,0,0,0,0,{"$f":"MAX(G5267-J5267,0)","v":43.984226521043318},{"$f":"B5267-D5267","v":43.984226521043318}]
["h5253",{"$f":"IF($C$10=2012,profiles!C5257,IF($C$10=2013,profiles!E5257,IF($C$10=2014,profiles!G5257,IF($C$10=2015,profiles!I5257,IF($C$10=2016,profiles!K5257)))))","v":56.332000000000001},{"$f":"IF($C$10=2012,profiles!D5257,IF($C$10=2013,profiles!F5257,IF($C$10=2014,profiles!H5257,IF($C$10=2015,profiles!J5257,IF($C$10=2016,profiles!L5257)))))","v":4.5203133335205096E-3},0.90406266670410196,0,0.90406266670410196,55.427937333295901,0,0,0,0,55.427937333295901,55.427937333295901]
["h5254",{"$f":"IF($C$10=2012,profiles!C5258,IF($C$10=2013,profiles!E5258,IF($C$10=2014,profiles!G5258,IF($C$10=2015,profiles!I5258,IF($C$10=2016,profiles!K5258)))))","v":53.097000000000001},{"$f":"IF($C$10=2012,profiles!D5258,IF($C$10=2013,profiles!F5258,IF($C$10=2014,profiles!H5258,IF($C$10=2015,profiles!J5258,IF($C$10=2016,profiles!L5258)))))","v":3.3972541202234889E-3},0.67945082404469781,0,0.67945082404469781,52.417549175955301,0,0,0,0,52.417549175955301,52.417549175955301]
["h5257",{"$f":"IF($C$10=2012,profiles!C5261,IF($C$10=2013,profiles!E5261,IF($C$10=2014,profiles!G5261,IF($C$10=2015,profiles!I5261,IF($C$10=2016,profiles!K5261)))))","v":43.459000000000003},{"$f":"IF($C$10=2012,profiles!D5261,IF($C$10=2013,profiles!F5261,IF($C$10=2014,profiles!H5261,IF($C$10=2015,profiles!J5261,IF($C$10=2016,profiles!L5261)))))","v":3.5512260853697909E-3},0.71024521707395816,0,0.71024521707395816,42.748754782926042,0,0,0,0,42.748754782926042,42.748754782926042]
["h5260",{"$f":"IF($C$10=2012,profiles!C5264,IF($C$10=2013,profiles!E5264,IF($C$10=2014,profiles!G5264,IF($C$10=2015,profiles!I5264,IF($C$10=2016,profiles!K5264)))))","v":43.268999999999998},{"$f":"IF($C$10=2012,profiles!D5264,IF($C$10=2013,profiles!F5264,IF($C$10=2014,profiles!H5264,IF($C$10=2015,profiles!J5264,IF($C$10=2016,profiles!L5264)))))","v":9.3763597827154956E-3},1.8752719565430991,0,1.8752719565430991,41.393728043456896,0,0,0,0,41.393728043456896,41.393728043456896]
["h5264",{"$f":"IF($C$10=2012,profiles!C5268,IF($C$10=2013,profiles!E5268,IF($C$10=2014,profiles!G5268,IF($C$10=2015,profiles!I5268,IF($C$10=2016,profiles!K5268)))))","v":62.359000000000002},{"$f":"IF($C$10=2012,profiles!D5268,IF($C$10=2013,profiles!F5268,IF($C$10=2014,profiles!H5268,IF($C$10=2015,profiles!J5268,IF($C$10=2016,profiles!L5268)))))","v":0.11529553780722317},23.059107561444634,0,23.059107561444634,39.299892438555368,0,0,0,0,39.299892438555368,39.299892438555368]
["h5269",{"$f":"IF($C$10=2012,profiles!C5273,IF($C$10=2013,profiles!E5273,IF($C$10=2014,profiles!G5273,IF($C$10=2015,profiles!I5273,IF($C$10=2016,profiles!K5273)))))","v":64.771000000000001},{"$f":"IF($C$10=2012,profiles!D5273,IF($C$10=2013,profiles!F5273,IF($C$10=2014,profiles!H5273,IF($C$10=2015,profiles!J5273,IF($C$10=2016,profiles!L5273)))))","v":0.30098395631851549},60.196791263703098,0,60.196791263703098,4.5742087362969031,0,0,0,0,4.5742087362969031,4.5742087362969031]
["h5271",{"$f":"IF($C$10=2012,profiles!C5275,IF($C$10=2013,profiles!E5275,IF($C$10=2014,profiles!G5275,IF($C$10=2015,profiles!I5275,IF($C$10=2016,profiles!K5275)))))","v":61.780999999999999},{"$f":"IF($C$10=2012,profiles!D5275,IF($C$10=2013,profiles!F5275,IF($C$10=2014,profiles!H5275,IF($C$10=2015,profiles!J5275,IF($C$10=2016,profiles!L5275)))))","v":0.24427663068652358},48.855326137304715,0,48.855326137304715,12.925673862695284,0,0,0,0,12.925673862695284,12.925673862695284]
["h5275",{"$f":"IF($C$10=2012,profiles!C5279,IF($C$10=2013,profiles!E5279,IF($C$10=2014,profiles!G5279,IF($C$10=2015,profiles!I5279,IF($C$10=2016,profiles!K5279)))))","v":58.134999999999998},{"$f":"IF($C$10=2012,profiles!D5279,IF($C$10=2013,profiles!F5279,IF($C$10=2014,profiles!H5279,IF($C$10=2015,profiles!J5279,IF($C$10=2016,profiles!L5279)))))","v":5.1022556602052134E-2},10.204511320410427,0,10.204511320410427,47.930488679589573,0,0,0,0,47.930488679589573,47.930488679589573]
["h5278",{"$f":"IF($C$10=2012,profiles!C5282,IF($C$10=2013,profiles!E5282,IF($C$10=2014,profiles!G5282,IF($C$10=2015,profiles!I5282,IF($C$10=2016,profiles!K5282)))))","v":51.628999999999998},{"$f":"IF($C$10=2012,profiles!D5282,IF($C$10=2013,profiles!F5282,IF($C$10=2014,profiles!H5282,IF($C$10=2015,profiles!J5282,IF($C$10=2016,profiles!L5282)))))","v":7.2343949581011466E-2},14.468789916202294,0,14.468789916202294,37.160210083797708,0,0,0,0,37.160210083797708,37.160210083797708]
["h5279",{"$f":"IF($C$10=2012,profiles!C5283,IF($C$10=2013,profiles!E5283,IF($C$10=2014,profiles!G5283,IF($C$10=2015,profiles!I5283,IF($C$10=2016,profiles!K5283)))))","v":47.902000000000001},{"$f":"IF($C$10=2012,profiles!D5283,IF($C$10=2013,profiles!F5283,IF($C$10=2014,profiles!H5283,IF($C$10=2015,profiles!J5283,IF($C$10=2016,profiles!L5283)))))","v":9.0675575144224696E-2},18.13511502884494,0,18.13511502884494,29.766884971155061,0,0,0,0,29.766884971155061,29.766884971155061]
["h5282",{"$f":"IF($C$10=2012,profiles!C5286,IF($C$10=2013,profiles!E5286,IF($C$10=2014,profiles!G5286,IF($C$10=2015,profiles!I5286,IF($C$10=2016,profiles!K5286)))))","v":41.408000000000001},{"$f":"IF($C$10=2012,profiles!D5286,IF($C$10=2013,profiles!F5286,IF($C$10=2014,profiles!H5286,IF($C$10=2015,profiles!J5286,IF($C$10=2016,profiles!L5286)))))","v":0.12796507874126267},25.593015748252533,0,25.593015748252533,15.814984251747468,0,0,0,0,15.814984251747468,15.814984251747468]
["h5285",{"$f":"IF($C$10=2012,profiles!C5289,IF($C$10=2013,profiles!E5289,IF($C$10=2014,profiles!G5289,IF($C$10=2015,profiles!I5289,IF($C$10=2016,profiles!K5289)))))","v":41.834000000000003},{"$f":"IF($C$10=2012,profiles!D5289,IF($C$10=2013,profiles!F5289,IF($C$10=2014,profiles!H5289,IF($C$10=2015,profiles!J5289,IF($C$10=2016,profiles!L5289)))))","v":0.1546472784437021},30.929455688740422,0,30.929455688740422,10.904544311259581,0,0,0,0,10.904544311259581,10.904544311259581]
["h5289",{"$f":"IF($C$10=2012,profiles!C5293,IF($C$10=2013,profiles!E5293,IF($C$10=2014,profiles!G5293,IF($C$10=2015,profiles!I5293,IF($C$10=2016,profiles!K5293)))))","v":54.048000000000002},{"$f":"IF($C$10=2012,profiles!D5293,IF($C$10=2013,profiles!F5293,IF($C$10=2014,profiles!H5293,IF($C$10=2015,profiles!J5293,IF($C$10=2016,profiles!L5293)))))","v":0.29753249305224155},59.506498610448311,5.4584986104483093,54.048000000000002,0,0,5.4584986104483093,0,4.4213838744631309,0,-5.4584986104483093]
["h5294",{"$f":"IF($C$10=2012,profiles!C5298,IF($C$10=2013,profiles!E5298,IF($C$10=2014,profiles!G5298,IF($C$10=2015,profiles!I5298,IF($C$10=2016,profiles!K5298)))))","v":52.066000000000003},{"$f":"IF($C$10=2012,profiles!D5298,IF($C$10=2013,profiles!F5298,IF($C$10=2014,profiles!H5298,IF($C$10=2015,profiles!J5298,IF($C$10=2016,profiles!L5298)))))","v":0.42323779580608034},84.647559161216066,32.581559161216063,52.066000000000003,0,22.581559161216063,10,0,44.921383874463139,0,-32.581559161216063]
["h5296",{"$f":"IF($C$10=2012,profiles!C5300,IF($C$10=2013,profiles!E5300,IF($C$10=2014,profiles!G5300,IF($C$10=2015,profiles!I5300,IF($C$10=2016,profiles!K5300)))))","v":50.250999999999998},{"$f":"IF($C$10=2012,profiles!D5300,IF($C$10=2013,profiles!F5300,IF($C$10=2014,profiles!H5300,IF($C$10=2015,profiles!J5300,IF($C$10=2016,profiles!L5300)))))","v":0.34863711646969653},69.72742329393931,19.476423293939312,50.250999999999998,0,9.4764232939393125,10,0,61.121383874463142,0,-19.476423293939312]
["h5300",{"$f":"IF($C$10=2012,profiles!C5304,IF($C$10=2013,profiles!E5304,IF($C$10=2014,profiles!G5304,IF($C$10=2015,profiles!I5304,IF($C$10=2016,profiles!K5304)))))","v":47.701000000000001},{"$f":"IF($C$10=2012,profiles!D5304,IF($C$10=2013,profiles!F5304,IF($C$10=2014,profiles!H5304,IF($C$10=2015,profiles!J5304,IF($C$10=2016,profiles!L5304)))))","v":3.6100272295988549E-2},7.2200544591977094,0,7.2200544591977094,40.480945540802288,0,0,14.222498244087257,0,26.258447296715033,40.480945540802288]
["h5303",{"$f":"IF($C$10=2012,profiles!C5307,IF($C$10=2013,profiles!E5307,IF($C$10=2014,profiles!G5307,IF($C$10=2015,profiles!I5307,IF($C$10=2016,profiles!K5307)))))","v":42.488999999999997},{"$f":"IF($C$10=2012,profiles!D5307,IF($C$10=2013,profiles!F5307,IF($C$10=2014,profiles!H5307,IF($C$10=2015,profiles!J5307,IF($C$10=2016,profiles!L5307)))))","v":1.7741346882632007E-2},3.5482693765264015,0,3.5482693765264015,38.940730623473598,0,0,0,0,38.940730623473598,38.940730623473598]
["h5304",{"$f":"IF($C$10=2012,profiles!C5308,IF($C$10=2013,profiles!E5308,IF($C$10=2014,profiles!G5308,IF($C$10=2015,profiles!I5308,IF($C$10=2016,profiles!K5308)))))","v":39.826999999999998},{"$f":"IF($C$10=2012,profiles!D5308,IF($C$10=2013,profiles!F5308,IF($C$10=2014,profiles!H5308,IF($C$10=2015,profiles!J5308,IF($C$10=2016,profiles!L5308)))))","v":1.9438869317464105E-2},3.8877738634928209,0,3.8877738634928209,35.93922613650718,0,0,0,0,35.93922613650718,35.93922613650718]
["h5307",{"$f":"IF($C$10=2012,profiles!C5311,IF($C$10=2013,profiles!E5311,IF($C$10=2014,profiles!G5311,IF($C$10=2015,profiles!I5311,IF($C$10=2016,profiles!K5311)))))","v":36.040999999999997},{"$f":"IF($C$10=2012,profiles!D5311,IF($C$10=2013,profiles!F5311,IF($C$10=2014,profiles!H5311,IF($C$10=2015,profiles!J5311,IF($C$10=2016,profiles!L5311)))))","v":4.2947971199595786E-2},8.5895942399191565,0,8.5895942399191565,27.451405760080839,0,0,0,0,27.451405760080839,27.451405760080839]
["h5310",{"$f":"IF($C$10=2012,profiles!C5314,IF($C$10=2013,profiles!E5314,IF($C$10=2014,profiles!G5314,IF($C$10=2015,profiles!I5314,IF($C$10=2016,profiles!K5314)))))","v":36.524000000000001},{"$f":"IF($C$10=2012,profiles!D5314,IF($C$10=2013,profiles!F5314,IF($C$10=2014,profiles!H5314,IF($C$10=2015,profiles!J5314,IF($C$10=2016,profiles!L5314)))))","v":9.2689020196774691E-2},18.537804039354938,0,18.537804039354938,17.986195960645063,0,0,0,0,17.986195960645063,17.986195960645063]
["h5315",{"$f":"IF($C$10=2012,profiles!C5319,IF($C$10=2013,profiles!E5319,IF($C$10=2014,profiles!G5319,IF($C$10=2015,profiles!I5319,IF($C$10=2016,profiles!K5319)))))","v":49.920999999999999},{"$f":"IF($C$10=2012,profiles!D5319,IF($C$10=2013,profiles!F5319,IF($C$10=2014,profiles!H5319,IF($C$10=2015,profiles!J5319,IF($C$10=2016,profiles!L5319)))))","v":0.31352018975704921},62.704037951409845,12.783037951409845,49.920999999999999,0,2.7830379514098453,10,0,{"$f":"K5331+I5332*$F$2-J5332/$F$3","v":13.557233921598904},0,-12.783037951409845]
["h5318",{"$f":"IF($C$10=2012,profiles!C5322,IF($C$10=2013,profiles!E5322,IF($C$10=2014,profiles!G5322,IF($C$10=2015,profiles!I5322,IF($C$10=2016,profiles!K5322)))))","v":46.972000000000001},{"$f":"IF($C$10=2012,profiles!D5322,IF($C$10=2013,profiles!F5322,IF($C$10=2014,profiles!H5322,IF($C$10=2015,profiles!J5322,IF($C$10=2016,profiles!L5322)))))","v":0.34399079285323303},68.798158570646606,21.826158570646605,46.972000000000001,0,11.826158570646605,10,0,37.857233921598905,0,-21.826158570646605]
["h5322",{"$f":"IF($C$10=2012,profiles!C5326,IF($C$10=2013,profiles!E5326,IF($C$10=2014,profiles!G5326,IF($C$10=2015,profiles!I5326,IF($C$10=2016,profiles!K5326)))))","v":47.929000000000002},{"$f":"IF($C$10=2012,profiles!D5326,IF($C$10=2013,profiles!F5326,IF($C$10=2014,profiles!H5326,IF($C$10=2015,profiles!J5326,IF($C$10=2016,profiles!L5326)))))","v":0.15949697539614591},31.89939507922918,0,31.89939507922918,16.029604920770822,0,0,16.029604920770822,30.963917724752736,0,16.029604920770822]
["h5325",{"$f":"IF($C$10=2012,profiles!C5329,IF($C$10=2013,profiles!E5329,IF($C$10=2014,profiles!G5329,IF($C$10=2015,profiles!I5329,IF($C$10=2016,profiles!K5329)))))","v":48.381999999999998},{"$f":"IF($C$10=2012,profiles!D5329,IF($C$10=2013,profiles!F5329,IF($C$10=2014,profiles!H5329,IF($C$10=2015,profiles!J5329,IF($C$10=2016,profiles!L5329)))))","v":0.14087215259161531},28.174430518323064,0,28.174430518323064,20.207569481676934,0,0,0,0,20.207569481676934,20.207569481676934]
["h5328",{"$f":"IF($C$10=2012,profiles!C5332,IF($C$10=2013,profiles!E5332,IF($C$10=2014,profiles!G5332,IF($C$10=2015,profiles!I5332,IF($C$10=2016,profiles!K5332)))))","v":41.462000000000003},{"$f":"IF($C$10=2012,profiles!D5332,IF($C$10=2013,profiles!F5332,IF($C$10=2014,profiles!H5332,IF($C$10=2015,profiles!J5332,IF($C$10=2016,profiles!L5332)))))","v":0.1628001628001628},32.56003256003256,0,32.56003256003256,8.9019674399674429,0,0,0,0,8.9019674399674429,8.9019674399674429]
["h5329",{"$f":"IF($C$10=2012,profiles!C5333,IF($C$10=2013,profiles!E5333,IF($C$10=2014,profiles!G5333,IF($C$10=2015,profiles!I5333,IF($C$10=2016,profiles!K5333)))))","v":39.851999999999997},{"$f":"IF($C$10=2012,profiles!D5333,IF($C$10=2013,profiles!F5333,IF($C$10=2014,profiles!H5333,IF($C$10=2015,profiles!J5333,IF($C$10=2016,profiles!L5333)))))","v":0.16468078537044054},32.936157074088108,0,32.936157074088108,6.915842925911889,0,0,0,0,6.915842925911889,6.915842925911889]
["h5332",{"$f":"IF($C$10=2012,profiles!C5336,IF($C$10=2013,profiles!E5336,IF($C$10=2014,profiles!G5336,IF($C$10=2015,profiles!I5336,IF($C$10=2016,profiles!K5336)))))","v":40.564},{"$f":"IF($C$10=2012,profiles!D5336,IF($C$10=2013,profiles!F5336,IF($C$10=2014,profiles!H5336,IF($C$10=2015,profiles!J5336,IF($C$10=2016,profiles!L5336)))))","v":0.15760739898670934},31.521479797341868,0,31.521479797341868,9.0425202026581317,0,0,0,0,9.0425202026581317,9.0425202026581317]
["h5336",{"$f":"IF($C$10=2012,profiles!C5340,IF($C$10=2013,profiles!E5340,IF($C$10=2014,profiles!G5340,IF($C$10=2015,profiles!I5340,IF($C$10=2016,profiles!K5340)))))","v":61.723999999999997},{"$f":"IF($C$10=2012,profiles!D5340,IF($C$10=2013,profiles!F5340,IF($C$10=2014,profiles!H5340,IF($C$10=2015,profiles!J5340,IF($C$10=2016,profiles!L5340)))))","v":0.22396249982456878},44.792499964913759,0,44.792499964913759,16.931500035086238,0,0,0,0,16.931500035086238,16.931500035086238]
["h5340",{"$f":"IF($C$10=2012,profiles!C5344,IF($C$10=2013,profiles!E5344,IF($C$10=2014,profiles!G5344,IF($C$10=2015,profiles!I5344,IF($C$10=2016,profiles!K5344)))))","v":66.099000000000004},{"$f":"IF($C$10=2012,profiles!D5344,IF($C$10=2013,profiles!F5344,IF($C$10=2014,profiles!H5344,IF($C$10=2015,profiles!J5344,IF($C$10=2016,profiles!L5344)))))","v":0.36485481313067519},72.970962626135034,6.87196262613503,66.099000000000004,0,0,6.87196262613503,0,10.433490761652145,0,-6.87196262613503]
["h5343",{"$f":"IF($C$10=2012,profiles!C5347,IF($C$10=2013,profiles!E5347,IF($C$10=2014,profiles!G5347,IF($C$10=2015,profiles!I5347,IF($C$10=2016,profiles!K5347)))))","v":62.703000000000003},{"$f":"IF($C$10=2012,profiles!D5347,IF($C$10=2013,profiles!F5347,IF($C$10=2014,profiles!H5347,IF($C$10=2015,profiles!J5347,IF($C$10=2016,profiles!L5347)))))","v":0.3131376924480373},62.62753848960746,0,62.62753848960746,7.5461510392543119E-2,0,0,7.5461510392543119E-2,19.661906693661404,0,7.5461510392543119E-2]
["h5347",{"$f":"IF($C$10=2012,profiles!C5351,IF($C$10=2013,profiles!E5351,IF($C$10=2014,profiles!G5351,IF($C$10=2015,profiles!I5351,IF($C$10=2016,profiles!K5351)))))","v":58.948999999999998},{"$f":"IF($C$10=2012,profiles!D5351,IF($C$10=2013,profiles!F5351,IF($C$10=2014,profiles!H5351,IF($C$10=2015,profiles!J5351,IF($C$10=2016,profiles!L5351)))))","v":0.1068446240860034},21.368924817200678,0,21.368924817200678,37.58007518279932,0,0,0,0,37.58007518279932,37.58007518279932]
["h5350",{"$f":"IF($C$10=2012,profiles!C5354,IF($C$10=2013,profiles!E5354,IF($C$10=2014,profiles!G5354,IF($C$10=2015,profiles!I5354,IF($C$10=2016,profiles!K5354)))))","v":52.195},{"$f":"IF($C$10=2012,profiles!D5354,IF($C$10=2013,profiles!F5354,IF($C$10=2014,profiles!H5354,IF($C$10=2015,profiles!J5354,IF($C$10=2016,profiles!L5354)))))","v":9.0718987270711413E-2},18.143797454142284,0,18.143797454142284,34.05120254585772,0,0,0,0,34.05120254585772,34.05120254585772]
["h5353",{"$f":"IF($C$10=2012,profiles!C5357,IF($C$10=2013,profiles!E5357,IF($C$10=2014,profiles!G5357,IF($C$10=2015,profiles!I5357,IF($C$10=2016,profiles!K5357)))))","v":42.975999999999999},{"$f":"IF($C$10=2012,profiles!D5357,IF($C$10=2013,profiles!F5357,IF($C$10=2014,profiles!H5357,IF($C$10=2015,profiles!J5357,IF($C$10=2016,profiles!L5357)))))","v":0.10138766118056433},20.277532236112865,0,20.277532236112865,22.698467763887134,0,0,0,0,22.698467763887134,22.698467763887134]
["h5354",{"$f":"IF($C$10=2012,profiles!C5358,IF($C$10=2013,profiles!E5358,IF($C$10=2014,profiles!G5358,IF($C$10=2015,profiles!I5358,IF($C$10=2016,profiles!K5358)))))","v":42.029000000000003},{"$f":"IF($C$10=2012,profiles!D5358,IF($C$10=2013,profiles!F5358,IF($C$10=2014,profiles!H5358,IF($C$10=2015,profiles!J5358,IF($C$10=2016,profiles!L5358)))))","v":0.10910468493496654},21.82093698699331,0,21.82093698699331,20.208063013006694,0,0,0,0,20.208063013006694,20.208063013006694]
["h5357",{"$f":"IF($C$10=2012,profiles!C5361,IF($C$10=2013,profiles!E5361,IF($C$10=2014,profiles!G5361,IF($C$10=2015,profiles!I5361,IF($C$10=2016,profiles!K5361)))))","v":46.433999999999997},{"$f":"IF($C$10=2012,profiles!D5361,IF($C$10=2013,profiles!F5361,IF($C$10=2014,profiles!H5361,IF($C$10=2015,profiles!J5361,IF($C$10=2016,profiles!L5361)))))","v":0.11562907774550658},23.125815549101318,0,23.125815549101318,23.308184450898679,0,0,0,0,23.308184450898679,23.308184450898679]
["h5361",{"$f":"IF($C$10=2012,profiles!C5365,IF($C$10=2013,profiles!E5365,IF($C$10=2014,profiles!G5365,IF($C$10=2015,profiles!I5365,IF($C$10=2016,profiles!K5365)))))","v":63.661999999999999},{"$f":"IF($C$10=2012,profiles!D5365,IF($C$10=2013,profiles!F5365,IF($C$10=2014,profiles!H5365,IF($C$10=2015,profiles!J5365,IF($C$10=2016,profiles!L5365)))))","v":0.25363752437877957},50.727504875755912,0,50.727504875755912,12.934495124244087,0,0,0,0,12.934495124244087,12.934495124244087]
["h5365",{"$f":"IF($C$10=2012,profiles!C5369,IF($C$10=2013,profiles!E5369,IF($C$10=2014,profiles!G5369,IF($C$10=2015,profiles!I5369,IF($C$10=2016,profiles!K5369)))))","v":65.542000000000002},{"$f":"IF($C$10=2012,profiles!D5369,IF($C$10=2013,profiles!F5369,IF($C$10=2014,profiles!H5369,IF($C$10=2015,profiles!J5369,IF($C$10=2016,profiles!L5369)))))","v":0.41475494941841701},82.950989883683405,17.408989883683404,65.542000000000002,0,7.4089898836834038,10,0,26.147669007450453,0,-17.408989883683404]
["h5368",{"$f":"IF($C$10=2012,profiles!C5372,IF($C$10=2013,profiles!E5372,IF($C$10=2014,profiles!G5372,IF($C$10=2015,profiles!I5372,IF($C$10=2016,profiles!K5372)))))","v":61.45},{"$f":"IF($C$10=2012,profiles!D5372,IF($C$10=2013,profiles!F5372,IF($C$10=2014,profiles!H5372,IF($C$10=2015,profiles!J5372,IF($C$10=2016,profiles!L5372)))))","v":0.32320298578664536},64.640597157329069,3.1905971573290657,61.45,0,0,3.1905971573290657,0,44.932052704886999,0,-3.1905971573290657]
["h5372",{"$f":"IF($C$10=2012,profiles!C5376,IF($C$10=2013,profiles!E5376,IF($C$10=2014,profiles!G5376,IF($C$10=2015,profiles!I5376,IF($C$10=2016,profiles!K5376)))))","v":57.375999999999998},{"$f":"IF($C$10=2012,profiles!D5376,IF($C$10=2013,profiles!F5376,IF($C$10=2014,profiles!H5376,IF($C$10=2015,profiles!J5376,IF($C$10=2016,profiles!L5376)))))","v":5.3766609139762313E-2},10.753321827952462,0,10.753321827952462,46.622678172047536,0,0,0,0,46.622678172047536,46.622678172047536]
["h5375",{"$f":"IF($C$10=2012,profiles!C5379,IF($C$10=2013,profiles!E5379,IF($C$10=2014,profiles!G5379,IF($C$10=2015,profiles!I5379,IF($C$10=2016,profiles!K5379)))))","v":47.749000000000002},{"$f":"IF($C$10=2012,profiles!D5379,IF($C$10=2013,profiles!F5379,IF($C$10=2014,profiles!H5379,IF($C$10=2015,profiles!J5379,IF($C$10=2016,profiles!L5379)))))","v":7.4504356610683165E-2},14.900871322136632,0,14.900871322136632,32.848128677863372,0,0,0,0,32.848128677863372,32.848128677863372]
["h5378",{"$f":"IF($C$10=2012,profiles!C5382,IF($C$10=2013,profiles!E5382,IF($C$10=2014,profiles!G5382,IF($C$10=2015,profiles!I5382,IF($C$10=2016,profiles!K5382)))))","v":41.738},{"$f":"IF($C$10=2012,profiles!D5382,IF($C$10=2013,profiles!F5382,IF($C$10=2014,profiles!H5382,IF($C$10=2015,profiles!J5382,IF($C$10=2016,profiles!L5382)))))","v":7.3262437217654811E-2},{"$f":"C5395*$C$2","v":14.652487443530962},0,14.652487443530962,27.085512556469038,0,0,0,0,{"$f":"MAX(G5395-J5395,0)","v":27.085512556469038},{"$f":"B5395-D5395","v":27.085512556469038}]
["h5379",{"$f":"IF($C$10=2012,profiles!C5383,IF($C$10=2013,profiles!E5383,IF($C$10=2014,profiles!G5383,IF($C$10=2015,profiles!I5383,IF($C$10=2016,profiles!K5383)))))","v":41.871000000000002},{"$f":"IF($C$10=2012,profiles!D5383,IF($C$10=2013,profiles!F5383,IF($C$10=2014,profiles!H5383,IF($C$10=2015,profiles!J5383,IF($C$10=2016,profiles!L5383)))))","v":7.1326355958360219E-2},14.265271191672044,0,14.265271191672044,27.60572880832796,0,0,0,{"$f":"K5395+I5396*$F$2-J5396/$F$3","v":0},27.60572880832796,27.60572880832796]
["h5382",{"$f":"IF($C$10=2012,profiles!C5386,IF($C$10=2013,profiles!E5386,IF($C$10=2014,profiles!G5386,IF($C$10=2015,profiles!I5386,IF($C$10=2016,profiles!K5386)))))","v":51.991999999999997},{"$f":"IF($C$10=2012,profiles!D5386,IF($C$10=2013,profiles!F5386,IF($C$10=2014,profiles!H5386,IF($C$10=2015,profiles!J5386,IF($C$10=2016,profiles!L5386)))))","v":6.5041106652824157E-2},13.008221330564831,0,13.008221330564831,38.983778669435168,0,0,0,0,38.983778669435168,38.983778669435168]
["h5387",{"$f":"IF($C$10=2012,profiles!C5391,IF($C$10=2013,profiles!E5391,IF($C$10=2014,profiles!G5391,IF($C$10=2015,profiles!I5391,IF($C$10=2016,profiles!K5391)))))","v":66.701999999999998},{"$f":"IF($C$10=2012,profiles!D5391,IF($C$10=2013,profiles!F5391,IF($C$10=2014,profiles!H5391,IF($C$10=2015,profiles!J5391,IF($C$10=2016,profiles!L5391)))))","v":0.1952636157018996},39.052723140379918,0,39.052723140379918,27.64927685962008,0,0,0,0,27.64927685962008,27.64927685962008]
["h5390",{"$f":"IF($C$10=2012,profiles!C5394,IF($C$10=2013,profiles!E5394,IF($C$10=2014,profiles!G5394,IF($C$10=2015,profiles!I5394,IF($C$10=2016,profiles!K5394)))))","v":63.753},{"$f":"IF($C$10=2012,profiles!D5394,IF($C$10=2013,profiles!F5394,IF($C$10=2014,profiles!H5394,IF($C$10=2015,profiles!J5394,IF($C$10=2016,profiles!L5394)))))","v":0.18475546451920649},36.9510929038413,0,36.9510929038413,26.8019070961587,0,0,0,0,26.8019070961587,26.8019070961587]
["h5393",{"$f":"IF($C$10=2012,profiles!C5397,IF($C$10=2013,profiles!E5397,IF($C$10=2014,profiles!G5397,IF($C$10=2015,profiles!I5397,IF($C$10=2016,profiles!K5397)))))","v":61.057000000000002},{"$f":"IF($C$10=2012,profiles!D5397,IF($C$10=2013,profiles!F5397,IF($C$10=2014,profiles!H5397,IF($C$10=2015,profiles!J5397,IF($C$10=2016,profiles!L5397)))))","v":0.10539016246247089},21.078032492494177,0,21.078032492494177,39.978967507505828,0,0,0,0,39.978967507505828,39.978967507505828]
["h5397",{"$f":"IF($C$10=2012,profiles!C5401,IF($C$10=2013,profiles!E5401,IF($C$10=2014,profiles!G5401,IF($C$10=2015,profiles!I5401,IF($C$10=2016,profiles!K5401)))))","v":56.274000000000001},{"$f":"IF($C$10=2012,profiles!D5401,IF($C$10=2013,profiles!F5401,IF($C$10=2014,profiles!H5401,IF($C$10=2015,profiles!J5401,IF($C$10=2016,profiles!L5401)))))","v":5.2428519318723867E-2},10.485703863744773,0,10.485703863744773,45.788296136255227,0,0,0,0,45.788296136255227,45.788296136255227]
["h5400",{"$f":"IF($C$10=2012,profiles!C5404,IF($C$10=2013,profiles!E5404,IF($C$10=2014,profiles!G5404,IF($C$10=2015,profiles!I5404,IF($C$10=2016,profiles!K5404)))))","v":44.872},{"$f":"IF($C$10=2012,profiles!D5404,IF($C$10=2013,profiles!F5404,IF($C$10=2014,profiles!H5404,IF($C$10=2015,profiles!J5404,IF($C$10=2016,profiles!L5404)))))","v":6.7276399955111657E-2},13.455279991022332,0,13.455279991022332,31.41672000897767,0,0,0,0,31.41672000897767,31.41672000897767]
["h5403",{"$f":"IF($C$10=2012,profiles!C5407,IF($C$10=2013,profiles!E5407,IF($C$10=2014,profiles!G5407,IF($C$10=2015,profiles!I5407,IF($C$10=2016,profiles!K5407)))))","v":42.003999999999998},{"$f":"IF($C$10=2012,profiles!D5407,IF($C$10=2013,profiles!F5407,IF($C$10=2014,profiles!H5407,IF($C$10=2015,profiles!J5407,IF($C$10=2016,profiles!L5407)))))","v":8.1304006284367639E-2},16.260801256873528,0,16.260801256873528,25.74319874312647,0,0,0,0,25.74319874312647,25.74319874312647]
["h5407",{"$f":"IF($C$10=2012,profiles!C5411,IF($C$10=2013,profiles!E5411,IF($C$10=2014,profiles!G5411,IF($C$10=2015,profiles!I5411,IF($C$10=2016,profiles!K5411)))))","v":58.183999999999997},{"$f":"IF($C$10=2012,profiles!D5411,IF($C$10=2013,profiles!F5411,IF($C$10=2014,profiles!H5411,IF($C$10=2015,profiles!J5411,IF($C$10=2016,profiles!L5411)))))","v":0.10992032319604983},21.984064639209965,0,21.984064639209965,36.199935360790036,0,0,0,0,36.199935360790036,36.199935360790036]
["h5408",{"$f":"IF($C$10=2012,profiles!C5412,IF($C$10=2013,profiles!E5412,IF($C$10=2014,profiles!G5412,IF($C$10=2015,profiles!I5412,IF($C$10=2016,profiles!K5412)))))","v":61.892000000000003},{"$f":"IF($C$10=2012,profiles!D5412,IF($C$10=2013,profiles!F5412,IF($C$10=2014,profiles!H5412,IF($C$10=2015,profiles!J5412,IF($C$10=2016,profiles!L5412)))))","v":0.14079508472674224},28.159016945348448,0,28.159016945348448,33.732983054651555,0,0,0,0,33.732983054651555,33.732983054651555]
["h5412",{"$f":"IF($C$10=2012,profiles!C5416,IF($C$10=2013,profiles!E5416,IF($C$10=2014,profiles!G5416,IF($C$10=2015,profiles!I5416,IF($C$10=2016,profiles!K5416)))))","v":66.141000000000005},{"$f":"IF($C$10=2012,profiles!D5416,IF($C$10=2013,profiles!F5416,IF($C$10=2014,profiles!H5416,IF($C$10=2015,profiles!J5416,IF($C$10=2016,profiles!L5416)))))","v":0.29662776343844688},59.325552687689374,0,59.325552687689374,6.8154473123106314,0,0,0,0,6.8154473123106314,6.8154473123106314]
["h5415",{"$f":"IF($C$10=2012,profiles!C5419,IF($C$10=2013,profiles!E5419,IF($C$10=2014,profiles!G5419,IF($C$10=2015,profiles!I5419,IF($C$10=2016,profiles!K5419)))))","v":62.39},{"$f":"IF($C$10=2012,profiles!D5419,IF($C$10=2013,profiles!F5419,IF($C$10=2014,profiles!H5419,IF($C$10=2015,profiles!J5419,IF($C$10=2016,profiles!L5419)))))","v":0.25370328807092357},50.740657614184713,0,50.740657614184713,11.649342385815288,0,0,0,0,11.649342385815288,11.649342385815288]
["h5418",{"$f":"IF($C$10=2012,profiles!C5422,IF($C$10=2013,profiles!E5422,IF($C$10=2014,profiles!G5422,IF($C$10=2015,profiles!I5422,IF($C$10=2016,profiles!K5422)))))","v":59.860999999999997},{"$f":"IF($C$10=2012,profiles!D5422,IF($C$10=2013,profiles!F5422,IF($C$10=2014,profiles!H5422,IF($C$10=2015,profiles!J5422,IF($C$10=2016,profiles!L5422)))))","v":0.10193861519470318},20.387723038940635,0,20.387723038940635,39.473276961059362,0,0,0,0,39.473276961059362,39.473276961059362]
["h5422",{"$f":"IF($C$10=2012,profiles!C5426,IF($C$10=2013,profiles!E5426,IF($C$10=2014,profiles!G5426,IF($C$10=2015,profiles!I5426,IF($C$10=2016,profiles!K5426)))))","v":52.006999999999998},{"$f":"IF($C$10=2012,profiles!D5426,IF($C$10=2013,profiles!F5426,IF($C$10=2014,profiles!H5426,IF($C$10=2015,profiles!J5426,IF($C$10=2016,profiles!L5426)))))","v":4.2237122657389742E-2},8.4474245314779477,0,8.4474245314779477,43.559575468522048,0,0,0,0,43.559575468522048,43.559575468522048]
["h5425",{"$f":"IF($C$10=2012,profiles!C5429,IF($C$10=2013,profiles!E5429,IF($C$10=2014,profiles!G5429,IF($C$10=2015,profiles!I5429,IF($C$10=2016,profiles!K5429)))))","v":42.776000000000003},{"$f":"IF($C$10=2012,profiles!D5429,IF($C$10=2013,profiles!F5429,IF($C$10=2014,profiles!H5429,IF($C$10=2015,profiles!J5429,IF($C$10=2016,profiles!L5429)))))","v":4.7811334511090549E-2},9.5622669022181093,0,9.5622669022181093,33.213733097781898,0,0,0,0,33.213733097781898,33.213733097781898]
["h5428",{"$f":"IF($C$10=2012,profiles!C5432,IF($C$10=2013,profiles!E5432,IF($C$10=2014,profiles!G5432,IF($C$10=2015,profiles!I5432,IF($C$10=2016,profiles!K5432)))))","v":42.456000000000003},{"$f":"IF($C$10=2012,profiles!D5432,IF($C$10=2013,profiles!F5432,IF($C$10=2014,profiles!H5432,IF($C$10=2015,profiles!J5432,IF($C$10=2016,profiles!L5432)))))","v":3.653851546507389E-2},7.3077030930147782,0,7.3077030930147782,35.148296906985223,0,0,0,0,35.148296906985223,35.148296906985223]
["h5430",{"$f":"IF($C$10=2012,profiles!C5434,IF($C$10=2013,profiles!E5434,IF($C$10=2014,profiles!G5434,IF($C$10=2015,profiles!I5434,IF($C$10=2016,profiles!K5434)))))","v":50.673000000000002},{"$f":"IF($C$10=2012,profiles!D5434,IF($C$10=2013,profiles!F5434,IF($C$10=2014,profiles!H5434,IF($C$10=2015,profiles!J5434,IF($C$10=2016,profiles!L5434)))))","v":3.244440705532655E-2},6.4888814110653099,0,6.4888814110653099,44.184118588934695,0,0,0,0,44.184118588934695,44.184118588934695]
["h5433",{"$f":"IF($C$10=2012,profiles!C5437,IF($C$10=2013,profiles!E5437,IF($C$10=2014,profiles!G5437,IF($C$10=2015,profiles!I5437,IF($C$10=2016,profiles!K5437)))))","v":61.658999999999999},{"$f":"IF($C$10=2012,profiles!D5437,IF($C$10=2013,profiles!F5437,IF($C$10=2014,profiles!H5437,IF($C$10=2015,profiles!J5437,IF($C$10=2016,profiles!L5437)))))","v":0.11488741201873195},22.977482403746389,0,22.977482403746389,38.681517596253613,0,0,0,0,38.681517596253613,38.681517596253613]
["h5437",{"$f":"IF($C$10=2012,profiles!C5441,IF($C$10=2013,profiles!E5441,IF($C$10=2014,profiles!G5441,IF($C$10=2015,profiles!I5441,IF($C$10=2016,profiles!K5441)))))","v":62.055},{"$f":"IF($C$10=2012,profiles!D5441,IF($C$10=2013,profiles!F5441,IF($C$10=2014,profiles!H5441,IF($C$10=2015,profiles!J5441,IF($C$10=2016,profiles!L5441)))))","v":0.22450295841395362},44.900591682790726,0,44.900591682790726,17.154408317209274,0,0,0,0,17.154408317209274,17.154408317209274]
["h5440",{"$f":"IF($C$10=2012,profiles!C5444,IF($C$10=2013,profiles!E5444,IF($C$10=2014,profiles!G5444,IF($C$10=2015,profiles!I5444,IF($C$10=2016,profiles!K5444)))))","v":57.790999999999997},{"$f":"IF($C$10=2012,profiles!D5444,IF($C$10=2013,profiles!F5444,IF($C$10=2014,profiles!H5444,IF($C$10=2015,profiles!J5444,IF($C$10=2016,profiles!L5444)))))","v":0.17565407588121476},35.130815176242955,0,35.130815176242955,22.660184823757042,0,0,0,0,22.660184823757042,22.660184823757042]
["h5443",{"$f":"IF($C$10=2012,profiles!C5447,IF($C$10=2013,profiles!E5447,IF($C$10=2014,profiles!G5447,IF($C$10=2015,profiles!I5447,IF($C$10=2016,profiles!K5447)))))","v":55.93},{"$f":"IF($C$10=2012,profiles!D5447,IF($C$10=2013,profiles!F5447,IF($C$10=2014,profiles!H5447,IF($C$10=2015,profiles!J5447,IF($C$10=2016,profiles!L5447)))))","v":5.9771178598468915E-2},11.954235719693783,0,11.954235719693783,43.975764280306215,0,0,0,{"$f":"K5459+I5460*$F$2-J5460/$F$3","v":0},43.975764280306215,43.975764280306215]
["h5447",{"$f":"IF($C$10=2012,profiles!C5451,IF($C$10=2013,profiles!E5451,IF($C$10=2014,profiles!G5451,IF($C$10=2015,profiles!I5451,IF($C$10=2016,profiles!K5451)))))","v":45.847999999999999},{"$f":"IF($C$10=2012,profiles!D5451,IF($C$10=2013,profiles!F5451,IF($C$10=2014,profiles!H5451,IF($C$10=2015,profiles!J5451,IF($C$10=2016,profiles!L5451)))))","v":5.1120271444995931E-2},10.224054288999186,0,10.224054288999186,35.623945711000815,0,0,0,0,35.623945711000815,35.623945711000815]
["h5449",{"$f":"IF($C$10=2012,profiles!C5453,IF($C$10=2013,profiles!E5453,IF($C$10=2014,profiles!G5453,IF($C$10=2015,profiles!I5453,IF($C$10=2016,profiles!K5453)))))","v":40.923000000000002},{"$f":"IF($C$10=2012,profiles!D5453,IF($C$10=2013,profiles!F5453,IF($C$10=2014,profiles!H5453,IF($C$10=2015,profiles!J5453,IF($C$10=2016,profiles!L5453)))))","v":6.1423063441990888E-2},12.284612688398177,0,12.284612688398177,28.638387311601825,0,0,0,0,28.638387311601825,28.638387311601825]
["h5452",{"$f":"IF($C$10=2012,profiles!C5456,IF($C$10=2013,profiles!E5456,IF($C$10=2014,profiles!G5456,IF($C$10=2015,profiles!I5456,IF($C$10=2016,profiles!K5456)))))","v":39.523000000000003},{"$f":"IF($C$10=2012,profiles!D5456,IF($C$10=2013,profiles!F5456,IF($C$10=2014,profiles!H5456,IF($C$10=2015,profiles!J5456,IF($C$10=2016,profiles!L5456)))))","v":5.5057833859095691E-2},11.011566771819139,0,11.011566771819139,28.511433228180863,0,0,0,0,28.511433228180863,28.511433228180863]
["h5455",{"$f":"IF($C$10=2012,profiles!C5459,IF($C$10=2013,profiles!E5459,IF($C$10=2014,profiles!G5459,IF($C$10=2015,profiles!I5459,IF($C$10=2016,profiles!K5459)))))","v":45.142000000000003},{"$f":"IF($C$10=2012,profiles!D5459,IF($C$10=2013,profiles!F5459,IF($C$10=2014,profiles!H5459,IF($C$10=2015,profiles!J5459,IF($C$10=2016,profiles!L5459)))))","v":7.9691552751489661E-2},15.938310550297933,0,15.938310550297933,29.203689449702068,0,0,0,0,29.203689449702068,29.203689449702068]
["h5458",{"$f":"IF($C$10=2012,profiles!C5462,IF($C$10=2013,profiles!E5462,IF($C$10=2014,profiles!G5462,IF($C$10=2015,profiles!I5462,IF($C$10=2016,profiles!K5462)))))","v":54.078000000000003},{"$f":"IF($C$10=2012,profiles!D5462,IF($C$10=2013,profiles!F5462,IF($C$10=2014,profiles!H5462,IF($C$10=2015,profiles!J5462,IF($C$10=2016,profiles!L5462)))))","v":0.21149667017174903},42.299334034349805,0,42.299334034349805,11.778665965650198,0,0,0,0,11.778665965650198,11.778665965650198]
["h5462",{"$f":"IF($C$10=2012,profiles!C5466,IF($C$10=2013,profiles!E5466,IF($C$10=2014,profiles!G5466,IF($C$10=2015,profiles!I5466,IF($C$10=2016,profiles!K5466)))))","v":51.279000000000003},{"$f":"IF($C$10=2012,profiles!D5466,IF($C$10=2013,profiles!F5466,IF($C$10=2014,profiles!H5466,IF($C$10=2015,profiles!J5466,IF($C$10=2016,profiles!L5466)))))","v":0.31641079565369784},63.282159130739565,12.003159130739562,51.279000000000003,0,2.0031591307395615,10,0,21.943664006309159,0,-12.003159130739562]
["h5465",{"$f":"IF($C$10=2012,profiles!C5469,IF($C$10=2013,profiles!E5469,IF($C$10=2014,profiles!G5469,IF($C$10=2015,profiles!I5469,IF($C$10=2016,profiles!K5469)))))","v":50.128999999999998},{"$f":"IF($C$10=2012,profiles!D5469,IF($C$10=2013,profiles!F5469,IF($C$10=2014,profiles!H5469,IF($C$10=2015,profiles!J5469,IF($C$10=2016,profiles!L5469)))))","v":0.21382404486505432},42.764808973010865,0,42.764808973010865,7.3641910269891326,0,0,7.3641910269891326,25.155376530664945,0,7.3641910269891326]
["h5468",{"$f":"IF($C$10=2012,profiles!C5472,IF($C$10=2013,profiles!E5472,IF($C$10=2014,profiles!G5472,IF($C$10=2015,profiles!I5472,IF($C$10=2016,profiles!K5472)))))","v":48.317999999999998},{"$f":"IF($C$10=2012,profiles!D5472,IF($C$10=2013,profiles!F5472,IF($C$10=2014,profiles!H5472,IF($C$10=2015,profiles!J5472,IF($C$10=2016,profiles!L5472)))))","v":6.9779179810725553E-2},13.955835962145111,0,13.955835962145111,34.362164037854889,0,0,0,0,34.362164037854889,34.362164037854889]
["h5470",{"$f":"IF($C$10=2012,profiles!C5474,IF($C$10=2013,profiles!E5474,IF($C$10=2014,profiles!G5474,IF($C$10=2015,profiles!I5474,IF($C$10=2016,profiles!K5474)))))","v":45.161000000000001},{"$f":"IF($C$10=2012,profiles!D5474,IF($C$10=2013,profiles!F5474,IF($C$10=2014,profiles!H5474,IF($C$10=2015,profiles!J5474,IF($C$10=2016,profiles!L5474)))))","v":8.1738520855240096E-2},16.347704171048019,0,16.347704171048019,28.813295828951983,0,0,0,0,28.813295828951983,28.813295828951983]
["h5476",{"$f":"IF($C$10=2012,profiles!C5480,IF($C$10=2013,profiles!E5480,IF($C$10=2014,profiles!G5480,IF($C$10=2015,profiles!I5480,IF($C$10=2016,profiles!K5480)))))","v":35.749000000000002},{"$f":"IF($C$10=2012,profiles!D5480,IF($C$10=2013,profiles!F5480,IF($C$10=2014,profiles!H5480,IF($C$10=2015,profiles!J5480,IF($C$10=2016,profiles!L5480)))))","v":0.11457413249211357},22.914826498422713,0,22.914826498422713,12.83417350157729,0,0,0,0,12.83417350157729,12.83417350157729]
["h5477",{"$f":"IF($C$10=2012,profiles!C5481,IF($C$10=2013,profiles!E5481,IF($C$10=2014,profiles!G5481,IF($C$10=2015,profiles!I5481,IF($C$10=2016,profiles!K5481)))))","v":36.177999999999997},{"$f":"IF($C$10=2012,profiles!D5481,IF($C$10=2013,profiles!F5481,IF($C$10=2014,profiles!H5481,IF($C$10=2015,profiles!J5481,IF($C$10=2016,profiles!L5481)))))","v":0.12028040658955486},24.056081317910973,0,24.056081317910973,12.121918682089024,0,0,0,0,12.121918682089024,12.121918682089024]
["h5480",{"$f":"IF($C$10=2012,profiles!C5484,IF($C$10=2013,profiles!E5484,IF($C$10=2014,profiles!G5484,IF($C$10=2015,profiles!I5484,IF($C$10=2016,profiles!K5484)))))","v":42.030999999999999},{"$f":"IF($C$10=2012,profiles!D5484,IF($C$10=2013,profiles!F5484,IF($C$10=2014,profiles!H5484,IF($C$10=2015,profiles!J5484,IF($C$10=2016,profiles!L5484)))))","v":0.22187171398527866},44.374342797055732,2.3433427970557332,42.030999999999999,0,0,2.3433427970557332,0,1.8981076656151441,0,-2.3433427970557332]
["h5483",{"$f":"IF($C$10=2012,profiles!C5487,IF($C$10=2013,profiles!E5487,IF($C$10=2014,profiles!G5487,IF($C$10=2015,profiles!I5487,IF($C$10=2016,profiles!K5487)))))","v":50.722000000000001},{"$f":"IF($C$10=2012,profiles!D5487,IF($C$10=2013,profiles!F5487,IF($C$10=2014,profiles!H5487,IF($C$10=2015,profiles!J5487,IF($C$10=2016,profiles!L5487)))))","v":0.43807921486154927},87.615842972309849,36.893842972309848,50.722000000000001,0,26.893842972309848,10,0,26.198107665615147,0,-36.893842972309848]
["h5487",{"$f":"IF($C$10=2012,profiles!C5491,IF($C$10=2013,profiles!E5491,IF($C$10=2014,profiles!G5491,IF($C$10=2015,profiles!I5491,IF($C$10=2016,profiles!K5491)))))","v":45.997},{"$f":"IF($C$10=2012,profiles!D5491,IF($C$10=2013,profiles!F5491,IF($C$10=2014,profiles!H5491,IF($C$10=2015,profiles!J5491,IF($C$10=2016,profiles!L5491)))))","v":0.42251664914125481},84.503329828250955,38.506329828250955,45.997,0,28.506329828250955,10,0,58.598107665615153,0,-38.506329828250955]
["h5490",{"$f":"IF($C$10=2012,profiles!C5494,IF($C$10=2013,profiles!E5494,IF($C$10=2014,profiles!G5494,IF($C$10=2015,profiles!I5494,IF($C$10=2016,profiles!K5494)))))","v":48.051000000000002},{"$f":"IF($C$10=2012,profiles!D5494,IF($C$10=2013,profiles!F5494,IF($C$10=2014,profiles!H5494,IF($C$10=2015,profiles!J5494,IF($C$10=2016,profiles!L5494)))))","v":0.2695688748685594},53.913774973711881,5.8627749737118791,48.051000000000002,0,0,5.8627749737118791,0,79.546955394321785,0,-5.8627749737118791]
["h5494",{"$f":"IF($C$10=2012,profiles!C5498,IF($C$10=2013,profiles!E5498,IF($C$10=2014,profiles!G5498,IF($C$10=2015,profiles!I5498,IF($C$10=2016,profiles!K5498)))))","v":46.326000000000001},{"$f":"IF($C$10=2012,profiles!D5498,IF($C$10=2013,profiles!F5498,IF($C$10=2014,profiles!H5498,IF($C$10=2015,profiles!J5498,IF($C$10=2016,profiles!L5498)))))","v":0.16686996144409394},33.373992288818791,0,33.373992288818791,12.95200771118121,0,0,12.95200771118121,28.982412292785682,0,12.95200771118121]
["h5495",{"$f":"IF($C$10=2012,profiles!C5499,IF($C$10=2013,profiles!E5499,IF($C$10=2014,profiles!G5499,IF($C$10=2015,profiles!I5499,IF($C$10=2016,profiles!K5499)))))","v":43.256},{"$f":"IF($C$10=2012,profiles!D5499,IF($C$10=2013,profiles!F5499,IF($C$10=2014,profiles!H5499,IF($C$10=2015,profiles!J5499,IF($C$10=2016,profiles!L5499)))))","v":0.17242201191728004},34.484402383456008,0,34.484402383456008,8.7715976165439926,0,0,8.7715976165439926,19.509844672327809,0,8.7715976165439926]
["h5501",{"$f":"IF($C$10=2012,profiles!C5505,IF($C$10=2013,profiles!E5505,IF($C$10=2014,profiles!G5505,IF($C$10=2015,profiles!I5505,IF($C$10=2016,profiles!K5505)))))","v":44.35},{"$f":"IF($C$10=2012,profiles!D5505,IF($C$10=2013,profiles!F5505,IF($C$10=2014,profiles!H5505,IF($C$10=2015,profiles!J5505,IF($C$10=2016,profiles!L5505)))))","v":0.17716905219183268},35.433810438366535,0,35.433810438366535,8.9161895616334661,0,0,0,0,8.9161895616334661,8.9161895616334661]
["h5502",{"$f":"IF($C$10=2012,profiles!C5506,IF($C$10=2013,profiles!E5506,IF($C$10=2014,profiles!G5506,IF($C$10=2015,profiles!I5506,IF($C$10=2016,profiles!K5506)))))","v":51.716000000000001},{"$f":"IF($C$10=2012,profiles!D5506,IF($C$10=2013,profiles!F5506,IF($C$10=2014,profiles!H5506,IF($C$10=2015,profiles!J5506,IF($C$10=2016,profiles!L5506)))))","v":0.18490740610937434},36.981481221874866,0,36.981481221874866,14.734518778125135,0,0,0,0,14.734518778125135,14.734518778125135]
["h5505",{"$f":"IF($C$10=2012,profiles!C5509,IF($C$10=2013,profiles!E5509,IF($C$10=2014,profiles!G5509,IF($C$10=2015,profiles!I5509,IF($C$10=2016,profiles!K5509)))))","v":64.429000000000002},{"$f":"IF($C$10=2012,profiles!D5509,IF($C$10=2013,profiles!F5509,IF($C$10=2014,profiles!H5509,IF($C$10=2015,profiles!J5509,IF($C$10=2016,profiles!L5509)))))","v":0.35812316879985423},71.624633759970848,{"$f":"D5522-F5522","v":7.1956337599708462},{"$f":"MIN(D5522,B5522)","v":64.429000000000002},{"$f":"B5522-F5522","v":0},{"$f":"-MIN(-E5522+$C$3,0)","v":0},{"$f":"E5522-H5522","v":7.1956337599708462},0,5.8284633455763855,0,-7.1956337599708462]
["h5508",{"$f":"IF($C$10=2012,profiles!C5512,IF($C$10=2013,profiles!E5512,IF($C$10=2014,profiles!G5512,IF($C$10=2015,profiles!I5512,IF($C$10=2016,profiles!K5512)))))","v":67.498000000000005},{"$f":"IF($C$10=2012,profiles!D5512,IF($C$10=2013,profiles!F5512,IF($C$10=2014,profiles!H5512,IF($C$10=2015,profiles!J5512,IF($C$10=2016,profiles!L5512)))))","v":0.45642269356398862},91.284538712797726,23.786538712797721,67.498000000000005,0,13.786538712797721,10,0,30.128463345576389,0,-23.786538712797721]
["h5512",{"$f":"IF($C$10=2012,profiles!C5516,IF($C$10=2013,profiles!E5516,IF($C$10=2014,profiles!G5516,IF($C$10=2015,profiles!I5516,IF($C$10=2016,profiles!K5516)))))","v":62.174999999999997},{"$f":"IF($C$10=2012,profiles!D5516,IF($C$10=2013,profiles!F5516,IF($C$10=2014,profiles!H5516,IF($C$10=2015,profiles!J5516,IF($C$10=2016,profiles!L5516)))))","v":0.38967939102519172},77.93587820503835,15.760878205038352,62.174999999999997,0,5.7608782050383525,10,{"$f":"MIN(MAX(0,G5529),K5528*$F$3)","v":0},62.528463345576391,0,-15.760878205038352]
["h5515",{"$f":"IF($C$10=2012,profiles!C5519,IF($C$10=2013,profiles!E5519,IF($C$10=2014,profiles!G5519,IF($C$10=2015,profiles!I5519,IF($C$10=2016,profiles!K5519)))))","v":60.491999999999997},{"$f":"IF($C$10=2012,profiles!D5519,IF($C$10=2013,profiles!F5519,IF($C$10=2014,profiles!H5519,IF($C$10=2015,profiles!J5519,IF($C$10=2016,profiles!L5519)))))","v":0.21434679601306547},42.869359202613097,0,42.869359202613097,17.6226407973869,0,0,17.6226407973869,42.304158042581548,0,17.6226407973869]
["h5520",{"$f":"IF($C$10=2012,profiles!C5524,IF($C$10=2013,profiles!E5524,IF($C$10=2014,profiles!G5524,IF($C$10=2015,profiles!I5524,IF($C$10=2016,profiles!K5524)))))","v":45.295999999999999},{"$f":"IF($C$10=2012,profiles!D5524,IF($C$10=2013,profiles!F5524,IF($C$10=2014,profiles!H5524,IF($C$10=2015,profiles!J5524,IF($C$10=2016,profiles!L5524)))))","v":0.12897392767031118},25.794785534062235,0,25.794785534062235,19.501214465937764,0,0,0,0,19.501214465937764,19.501214465937764]
["h5523",{"$f":"IF($C$10=2012,profiles!C5527,IF($C$10=2013,profiles!E5527,IF($C$10=2014,profiles!G5527,IF($C$10=2015,profiles!I5527,IF($C$10=2016,profiles!K5527)))))","v":42.633000000000003},{"$f":"IF($C$10=2012,profiles!D5527,IF($C$10=2013,profiles!F5527,IF($C$10=2014,profiles!H5527,IF($C$10=2015,profiles!J5527,IF($C$10=2016,profiles!L5527)))))","v":0.11243341743762265},22.48668348752453,0,22.48668348752453,20.146316512475472,0,0,0,0,20.146316512475472,20.146316512475472]
["h5526",{"$f":"IF($C$10=2012,profiles!C5530,IF($C$10=2013,profiles!E5530,IF($C$10=2014,profiles!G5530,IF($C$10=2015,profiles!I5530,IF($C$10=2016,profiles!K5530)))))","v":53.618000000000002},{"$f":"IF($C$10=2012,profiles!D5530,IF($C$10=2013,profiles!F5530,IF($C$10=2014,profiles!H5530,IF($C$10=2015,profiles!J5530,IF($C$10=2016,profiles!L5530)))))","v":9.3117465657415188E-2},18.623493131483038,0,18.623493131483038,34.994506868516964,0,0,0,0,34.994506868516964,34.994506868516964]
["h5527",{"$f":"IF($C$10=2012,profiles!C5531,IF($C$10=2013,profiles!E5531,IF($C$10=2014,profiles!G5531,IF($C$10=2015,profiles!I5531,IF($C$10=2016,profiles!K5531)))))","v":59.220999999999997},{"$f":"IF($C$10=2012,profiles!D5531,IF($C$10=2013,profiles!F5531,IF($C$10=2014,profiles!H5531,IF($C$10=2015,profiles!J5531,IF($C$10=2016,profiles!L5531)))))","v":0.10738716007849734},21.477432015699467,0,21.477432015699467,37.743567984300526,0,0,0,0,37.743567984300526,37.743567984300526]
["h5530",{"$f":"IF($C$10=2012,profiles!C5534,IF($C$10=2013,profiles!E5534,IF($C$10=2014,profiles!G5534,IF($C$10=2015,profiles!I5534,IF($C$10=2016,profiles!K5534)))))","v":66.391999999999996},{"$f":"IF($C$10=2012,profiles!D5534,IF($C$10=2013,profiles!F5534,IF($C$10=2014,profiles!H5534,IF($C$10=2015,profiles!J5534,IF($C$10=2016,profiles!L5534)))))","v":0.2696103167928231},53.922063358564621,0,53.922063358564621,12.469936641435375,0,0,0,0,12.469936641435375,12.469936641435375]
["h5534",{"$f":"IF($C$10=2012,profiles!C5538,IF($C$10=2013,profiles!E5538,IF($C$10=2014,profiles!G5538,IF($C$10=2015,profiles!I5538,IF($C$10=2016,profiles!K5538)))))","v":64.631},{"$f":"IF($C$10=2012,profiles!D5538,IF($C$10=2013,profiles!F5538,IF($C$10=2014,profiles!H5538,IF($C$10=2015,profiles!J5538,IF($C$10=2016,profiles!L5538)))))","v":0.33338940285954582},66.677880571909171,2.0468805719091705,64.631,0,0,2.0468805719091705,0,2.0733066105971369,0,-2.0468805719091705]
["h5537",{"$f":"IF($C$10=2012,profiles!C5541,IF($C$10=2013,profiles!E5541,IF($C$10=2014,profiles!G5541,IF($C$10=2015,profiles!I5541,IF($C$10=2016,profiles!K5541)))))","v":61.698},{"$f":"IF($C$10=2012,profiles!D5541,IF($C$10=2013,profiles!F5541,IF($C$10=2014,profiles!H5541,IF($C$10=2015,profiles!J5541,IF($C$10=2016,profiles!L5541)))))","v":0.24779927109615923},49.559854219231845,0,49.559854219231845,12.138145780768156,0,0,0,0,12.138145780768156,12.138145780768156]
["h5541",{"$f":"IF($C$10=2012,profiles!C5545,IF($C$10=2013,profiles!E5545,IF($C$10=2014,profiles!G5545,IF($C$10=2015,profiles!I5545,IF($C$10=2016,profiles!K5545)))))","v":57.756999999999998},{"$f":"IF($C$10=2012,profiles!D5545,IF($C$10=2013,profiles!F5545,IF($C$10=2014,profiles!H5545,IF($C$10=2015,profiles!J5545,IF($C$10=2016,profiles!L5545)))))","v":0.122161480235492},24.432296047098401,0,24.432296047098401,33.324703952901601,0,0,0,0,33.324703952901601,33.324703952901601]
["h5545",{"$f":"IF($C$10=2012,profiles!C5549,IF($C$10=2013,profiles!E5549,IF($C$10=2014,profiles!G5549,IF($C$10=2015,profiles!I5549,IF($C$10=2016,profiles!K5549)))))","v":43.624000000000002},{"$f":"IF($C$10=2012,profiles!D5549,IF($C$10=2013,profiles!F5549,IF($C$10=2014,profiles!H5549,IF($C$10=2015,profiles!J5549,IF($C$10=2016,profiles!L5549)))))","v":0.13734531133939709},27.469062267879419,0,27.469062267879419,16.154937732120583,0,0,0,0,16.154937732120583,16.154937732120583]
["h5548",{"$f":"IF($C$10=2012,profiles!C5552,IF($C$10=2013,profiles!E5552,IF($C$10=2014,profiles!G5552,IF($C$10=2015,profiles!I5552,IF($C$10=2016,profiles!K5552)))))","v":43.994},{"$f":"IF($C$10=2012,profiles!D5552,IF($C$10=2013,profiles!F5552,IF($C$10=2014,profiles!H5552,IF($C$10=2015,profiles!J5552,IF($C$10=2016,profiles!L5552)))))","v":0.14311942034672684},28.623884069345369,0,28.623884069345369,15.370115930654631,0,0,0,0,15.370115930654631,15.370115930654631]
["h5551",{"$f":"IF($C$10=2012,profiles!C5555,IF($C$10=2013,profiles!E5555,IF($C$10=2014,profiles!G5555,IF($C$10=2015,profiles!I5555,IF($C$10=2016,profiles!K5555)))))","v":60.040999999999997},{"$f":"IF($C$10=2012,profiles!D5555,IF($C$10=2013,profiles!F5555,IF($C$10=2014,profiles!H5555,IF($C$10=2015,profiles!J5555,IF($C$10=2016,profiles!L5555)))))","v":0.16265609014337168},32.531218028674338,0,32.531218028674338,27.509781971325658,0,0,0,0,27.509781971325658,27.509781971325658]
["h5552",{"$f":"IF($C$10=2012,profiles!C5556,IF($C$10=2013,profiles!E5556,IF($C$10=2014,profiles!G5556,IF($C$10=2015,profiles!I5556,IF($C$10=2016,profiles!K5556)))))","v":63.320999999999998},{"$f":"IF($C$10=2012,profiles!D5556,IF($C$10=2013,profiles!F5556,IF($C$10=2014,profiles!H5556,IF($C$10=2015,profiles!J5556,IF($C$10=2016,profiles!L5556)))))","v":0.21026445979846678},42.052891959693355,0,42.052891959693355,21.268108040306643,0,0,0,0,21.268108040306643,21.268108040306643]
["h5555",{"$f":"IF($C$10=2012,profiles!C5559,IF($C$10=2013,profiles!E5559,IF($C$10=2014,profiles!G5559,IF($C$10=2015,profiles!I5559,IF($C$10=2016,profiles!K5559)))))","v":67.600999999999999},{"$f":"IF($C$10=2012,profiles!D5559,IF($C$10=2013,profiles!F5559,IF($C$10=2014,profiles!H5559,IF($C$10=2015,profiles!J5559,IF($C$10=2016,profiles!L5559)))))","v":0.35261306462237046},70.522612924474089,2.9216129244740898,67.600999999999999,0,0,2.9216129244740898,0,2.3665064688240127,0,-2.9216129244740898]
["h5559",{"$f":"IF($C$10=2012,profiles!C5563,IF($C$10=2013,profiles!E5563,IF($C$10=2014,profiles!G5563,IF($C$10=2015,profiles!I5563,IF($C$10=2016,profiles!K5563)))))","v":63.639000000000003},{"$f":"IF($C$10=2012,profiles!D5563,IF($C$10=2013,profiles!F5563,IF($C$10=2014,profiles!H5563,IF($C$10=2015,profiles!J5563,IF($C$10=2016,profiles!L5563)))))","v":0.28992474037531707},57.984948075063414,0,57.984948075063414,5.6540519249365886,0,0,5.215151974983244,0,0.43889994995334458,5.6540519249365886]
["h5562",{"$f":"IF($C$10=2012,profiles!C5566,IF($C$10=2013,profiles!E5566,IF($C$10=2014,profiles!G5566,IF($C$10=2015,profiles!I5566,IF($C$10=2016,profiles!K5566)))))","v":60.923000000000002},{"$f":"IF($C$10=2012,profiles!D5566,IF($C$10=2013,profiles!F5566,IF($C$10=2014,profiles!H5566,IF($C$10=2015,profiles!J5566,IF($C$10=2016,profiles!L5566)))))","v":0.12407326951915126},24.814653903830251,0,24.814653903830251,36.108346096169754,0,0,0,0,36.108346096169754,36.108346096169754]
["h5566",{"$f":"IF($C$10=2012,profiles!C5570,IF($C$10=2013,profiles!E5570,IF($C$10=2014,profiles!G5570,IF($C$10=2015,profiles!I5570,IF($C$10=2016,profiles!K5570)))))","v":53.180999999999997},{"$f":"IF($C$10=2012,profiles!D5570,IF($C$10=2013,profiles!F5570,IF($C$10=2014,profiles!H5570,IF($C$10=2015,profiles!J5570,IF($C$10=2016,profiles!L5570)))))","v":4.477737446218099E-2},8.9554748924361984,0,8.9554748924361984,44.225525107563797,0,0,0,0,44.225525107563797,44.225525107563797]
["h5570",{"$f":"IF($C$10=2012,profiles!C5574,IF($C$10=2013,profiles!E5574,IF($C$10=2014,profiles!G5574,IF($C$10=2015,profiles!I5574,IF($C$10=2016,profiles!K5574)))))","v":42.433},{"$f":"IF($C$10=2012,profiles!D5574,IF($C$10=2013,profiles!F5574,IF($C$10=2014,profiles!H5574,IF($C$10=2015,profiles!J5574,IF($C$10=2016,profiles!L5574)))))","v":4.5215709902058317E-2},{"$f":"C5587*$C$2","v":9.0431419804116633},0,9.0431419804116633,33.389858019588338,0,0,0,0,{"$f":"MAX(G5587-J5587,0)","v":33.389858019588338},{"$f":"B5587-D5587","v":33.389858019588338}]
["h5573",{"$f":"IF($C$10=2012,profiles!C5577,IF($C$10=2013,profiles!E5577,IF($C$10=2014,profiles!G5577,IF($C$10=2015,profiles!I5577,IF($C$10=2016,profiles!K5577)))))","v":47.152000000000001},{"$f":"IF($C$10=2012,profiles!D5577,IF($C$10=2013,profiles!F5577,IF($C$10=2014,profiles!H5577,IF($C$10=2015,profiles!J5577,IF($C$10=2016,profiles!L5577)))))","v":4.1684765094088472E-2},8.3369530188176952,0,8.3369530188176952,38.815046981182306,0,0,0,0,38.815046981182306,38.815046981182306]
["h5576",{"$f":"IF($C$10=2012,profiles!C5580,IF($C$10=2013,profiles!E5580,IF($C$10=2014,profiles!G5580,IF($C$10=2015,profiles!I5580,IF($C$10=2016,profiles!K5580)))))","v":62.643999999999998},{"$f":"IF($C$10=2012,profiles!D5580,IF($C$10=2013,profiles!F5580,IF($C$10=2014,profiles!H5580,IF($C$10=2015,profiles!J5580,IF($C$10=2016,profiles!L5580)))))","v":0.10688113886981743},21.376227773963485,0,21.376227773963485,41.267772226036513,0,0,{"$f":"MIN(MAX(0,G5593),K5592*$F$3)","v":0},0,41.267772226036513,41.267772226036513]
["h5577",{"$f":"IF($C$10=2012,profiles!C5581,IF($C$10=2013,profiles!E5581,IF($C$10=2014,profiles!G5581,IF($C$10=2015,profiles!I5581,IF($C$10=2016,profiles!K5581)))))","v":63.779000000000003},{"$f":"IF($C$10=2012,profiles!D5581,IF($C$10=2013,profiles!F5581,IF($C$10=2014,profiles!H5581,IF($C$10=2015,profiles!J5581,IF($C$10=2016,profiles!L5581)))))","v":0.17509002508091748},35.018005016183494,0,35.018005016183494,28.760994983816509,0,0,0,0,28.760994983816509,28.760994983816509]
["h5580",{"$f":"IF($C$10=2012,profiles!C5584,IF($C$10=2013,profiles!E5584,IF($C$10=2014,profiles!G5584,IF($C$10=2015,profiles!I5584,IF($C$10=2016,profiles!K5584)))))","v":66.302999999999997},{"$f":"IF($C$10=2012,profiles!D5584,IF($C$10=2013,profiles!F5584,IF($C$10=2014,profiles!H5584,IF($C$10=2015,profiles!J5584,IF($C$10=2016,profiles!L5584)))))","v":0.31152180918886352},62.304361837772703,0,62.304361837772703,3.9986381622272944,0,0,0,0,3.9986381622272944,3.9986381622272944]
["h5584",{"$f":"IF($C$10=2012,profiles!C5588,IF($C$10=2013,profiles!E5588,IF($C$10=2014,profiles!G5588,IF($C$10=2015,profiles!I5588,IF($C$10=2016,profiles!K5588)))))","v":61.63},{"$f":"IF($C$10=2012,profiles!D5588,IF($C$10=2013,profiles!F5588,IF($C$10=2014,profiles!H5588,IF($C$10=2015,profiles!J5588,IF($C$10=2016,profiles!L5588)))))","v":0.22693326234079222},45.386652468158445,0,45.386652468158445,16.243347531841557,0,0,0,0,16.243347531841557,16.243347531841557]
["h5587",{"$f":"IF($C$10=2012,profiles!C5591,IF($C$10=2013,profiles!E5591,IF($C$10=2014,profiles!G5591,IF($C$10=2015,profiles!I5591,IF($C$10=2016,profiles!K5591)))))","v":59.773000000000003},{"$f":"IF($C$10=2012,profiles!D5591,IF($C$10=2013,profiles!F5591,IF($C$10=2014,profiles!H5591,IF($C$10=2015,profiles!J5591,IF($C$10=2016,profiles!L5591)))))","v":4.5061581358853284E-2},9.012316271770656,0,9.012316271770656,50.760683728229345,0,0,0,0,50.760683728229345,50.760683728229345]
["h5591",{"$f":"IF($C$10=2012,profiles!C5595,IF($C$10=2013,profiles!E5595,IF($C$10=2014,profiles!G5595,IF($C$10=2015,profiles!I5595,IF($C$10=2016,profiles!K5595)))))","v":48.365000000000002},{"$f":"IF($C$10=2012,profiles!D5595,IF($C$10=2013,profiles!F5595,IF($C$10=2014,profiles!H5595,IF($C$10=2015,profiles!J5595,IF($C$10=2016,profiles!L5595)))))","v":4.1600694979612995E-2},8.3201389959225995,0,8.3201389959225995,40.044861004077404,0,0,0,0,40.044861004077404,40.044861004077404]
["h5595",{"$f":"IF($C$10=2012,profiles!C5599,IF($C$10=2013,profiles!E5599,IF($C$10=2014,profiles!G5599,IF($C$10=2015,profiles!I5599,IF($C$10=2016,profiles!K5599)))))","v":42.536999999999999},{"$f":"IF($C$10=2012,profiles!D5599,IF($C$10=2013,profiles!F5599,IF($C$10=2014,profiles!H5599,IF($C$10=2015,profiles!J5599,IF($C$10=2016,profiles!L5599)))))","v":6.4508900435568131E-2},12.901780087113627,0,12.901780087113627,29.63521991288637,0,0,0,0,29.63521991288637,29.63521991288637]
["h5598",{"$f":"IF($C$10=2012,profiles!C5602,IF($C$10=2013,profiles!E5602,IF($C$10=2014,profiles!G5602,IF($C$10=2015,profiles!I5602,IF($C$10=2016,profiles!K5602)))))","v":54.241},{"$f":"IF($C$10=2012,profiles!D5602,IF($C$10=2013,profiles!F5602,IF($C$10=2014,profiles!H5602,IF($C$10=2015,profiles!J5602,IF($C$10=2016,profiles!L5602)))))","v":8.2799960784862958E-2},16.559992156972591,0,16.559992156972591,37.681007843027409,0,0,0,0,37.681007843027409,37.681007843027409]
["h5599",{"$f":"IF($C$10=2012,profiles!C5603,IF($C$10=2013,profiles!E5603,IF($C$10=2014,profiles!G5603,IF($C$10=2015,profiles!I5603,IF($C$10=2016,profiles!K5603)))))","v":59.709000000000003},{"$f":"IF($C$10=2012,profiles!D5603,IF($C$10=2013,profiles!F5603,IF($C$10=2014,profiles!H5603,IF($C$10=2015,profiles!J5603,IF($C$10=2016,profiles!L5603)))))","v":0.10319183204717021},20.638366409434042,0,20.638366409434042,39.070633590565961,0,0,0,0,39.070633590565961,39.070633590565961]
["h5602",{"$f":"IF($C$10=2012,profiles!C5606,IF($C$10=2013,profiles!E5606,IF($C$10=2014,profiles!G5606,IF($C$10=2015,profiles!I5606,IF($C$10=2016,profiles!K5606)))))","v":66.156999999999996},{"$f":"IF($C$10=2012,profiles!D5606,IF($C$10=2013,profiles!F5606,IF($C$10=2014,profiles!H5606,IF($C$10=2015,profiles!J5606,IF($C$10=2016,profiles!L5606)))))","v":0.26401591014131454},52.80318202826291,0,52.80318202826291,13.353817971737087,0,0,0,0,13.353817971737087,13.353817971737087]
["h5605",{"$f":"IF($C$10=2012,profiles!C5609,IF($C$10=2013,profiles!E5609,IF($C$10=2014,profiles!G5609,IF($C$10=2015,profiles!I5609,IF($C$10=2016,profiles!K5609)))))","v":65.036000000000001},{"$f":"IF($C$10=2012,profiles!D5609,IF($C$10=2013,profiles!F5609,IF($C$10=2014,profiles!H5609,IF($C$10=2015,profiles!J5609,IF($C$10=2016,profiles!L5609)))))","v":0.37540090474923321},75.080180949846635,10.044180949846634,65.036000000000001,0,4.4180949846634121E-2,10,0,17.138811962717611,0,-10.044180949846634]
["h5608",{"$f":"IF($C$10=2012,profiles!C5612,IF($C$10=2013,profiles!E5612,IF($C$10=2014,profiles!G5612,IF($C$10=2015,profiles!I5612,IF($C$10=2016,profiles!K5612)))))","v":60.524999999999999},{"$f":"IF($C$10=2012,profiles!D5612,IF($C$10=2013,profiles!F5612,IF($C$10=2014,profiles!H5612,IF($C$10=2015,profiles!J5612,IF($C$10=2016,profiles!L5612)))))","v":0.25984229912746321},51.968459825492644,0,51.968459825492644,8.5565401745073544,0,0,8.5565401745073544,7.1398924867799494,0,8.5565401745073544]
["h5613",{"$f":"IF($C$10=2012,profiles!C5617,IF($C$10=2013,profiles!E5617,IF($C$10=2014,profiles!G5617,IF($C$10=2015,profiles!I5617,IF($C$10=2016,profiles!K5617)))))","v":55.487000000000002},{"$f":"IF($C$10=2012,profiles!D5617,IF($C$10=2013,profiles!F5617,IF($C$10=2014,profiles!H5617,IF($C$10=2015,profiles!J5617,IF($C$10=2016,profiles!L5617)))))","v":7.5054971218890487E-2},15.010994243778097,0,15.010994243778097,40.476005756221909,0,0,0,0,40.476005756221909,40.476005756221909]
["h5616",{"$f":"IF($C$10=2012,profiles!C5620,IF($C$10=2013,profiles!E5620,IF($C$10=2014,profiles!G5620,IF($C$10=2015,profiles!I5620,IF($C$10=2016,profiles!K5620)))))","v":43.875999999999998},{"$f":"IF($C$10=2012,profiles!D5620,IF($C$10=2013,profiles!F5620,IF($C$10=2014,profiles!H5620,IF($C$10=2015,profiles!J5620,IF($C$10=2016,profiles!L5620)))))","v":8.4363840067222182E-2},16.872768013444436,0,16.872768013444436,27.003231986555562,0,0,0,0,27.003231986555562,27.003231986555562]
["h5620",{"$f":"IF($C$10=2012,profiles!C5624,IF($C$10=2013,profiles!E5624,IF($C$10=2014,profiles!G5624,IF($C$10=2015,profiles!I5624,IF($C$10=2016,profiles!K5624)))))","v":40.558999999999997},{"$f":"IF($C$10=2012,profiles!D5624,IF($C$10=2013,profiles!F5624,IF($C$10=2014,profiles!H5624,IF($C$10=2015,profiles!J5624,IF($C$10=2016,profiles!L5624)))))","v":6.3945101883621597E-2},12.78902037672432,0,12.78902037672432,27.769979623275677,0,0,0,0,27.769979623275677,27.769979623275677]
["h5623",{"$f":"IF($C$10=2012,profiles!C5627,IF($C$10=2013,profiles!E5627,IF($C$10=2014,profiles!G5627,IF($C$10=2015,profiles!I5627,IF($C$10=2016,profiles!K5627)))))","v":45.808999999999997},{"$f":"IF($C$10=2012,profiles!D5627,IF($C$10=2013,profiles!F5627,IF($C$10=2014,profiles!H5627,IF($C$10=2015,profiles!J5627,IF($C$10=2016,profiles!L5627)))))","v":7.2207828583432526E-2},14.441565716686505,0,14.441565716686505,31.367434283313493,0,0,0,0,31.367434283313493,31.367434283313493]
["h5624",{"$f":"IF($C$10=2012,profiles!C5628,IF($C$10=2013,profiles!E5628,IF($C$10=2014,profiles!G5628,IF($C$10=2015,profiles!I5628,IF($C$10=2016,profiles!K5628)))))","v":49.93},{"$f":"IF($C$10=2012,profiles!D5628,IF($C$10=2013,profiles!F5628,IF($C$10=2014,profiles!H5628,IF($C$10=2015,profiles!J5628,IF($C$10=2016,profiles!L5628)))))","v":0.10601498494503186},21.202996989006373,0,21.202996989006373,28.727003010993627,0,0,0,0,28.727003010993627,28.727003010993627]
["h5627",{"$f":"IF($C$10=2012,profiles!C5631,IF($C$10=2013,profiles!E5631,IF($C$10=2014,profiles!G5631,IF($C$10=2015,profiles!I5631,IF($C$10=2016,profiles!K5631)))))","v":56.412999999999997},{"$f":"IF($C$10=2012,profiles!D5631,IF($C$10=2013,profiles!F5631,IF($C$10=2014,profiles!H5631,IF($C$10=2015,profiles!J5631,IF($C$10=2016,profiles!L5631)))))","v":0.24552902457811077},49.105804915622151,0,49.105804915622151,7.3071950843778453,0,0,0,0,7.3071950843778453,7.3071950843778453]
["h5633",{"$f":"IF($C$10=2012,profiles!C5637,IF($C$10=2013,profiles!E5637,IF($C$10=2014,profiles!G5637,IF($C$10=2015,profiles!I5637,IF($C$10=2016,profiles!K5637)))))","v":51.1},{"$f":"IF($C$10=2012,profiles!D5637,IF($C$10=2013,profiles!F5637,IF($C$10=2014,profiles!H5637,IF($C$10=2015,profiles!J5637,IF($C$10=2016,profiles!L5637)))))","v":0.12548140886492543},25.096281772985087,{"$f":"D5650-F5650","v":0},{"$f":"MIN(D5650,B5650)","v":25.096281772985087},{"$f":"B5650-F5650","v":26.003718227014915},{"$f":"-MIN(-E5650+$C$3,0)","v":0},{"$f":"E5650-H5650","v":0},0,0,26.003718227014915,26.003718227014915]
["h5635",{"$f":"IF($C$10=2012,profiles!C5639,IF($C$10=2013,profiles!E5639,IF($C$10=2014,profiles!G5639,IF($C$10=2015,profiles!I5639,IF($C$10=2016,profiles!K5639)))))","v":50.814},{"$f":"IF($C$10=2012,profiles!D5639,IF($C$10=2013,profiles!F5639,IF($C$10=2014,profiles!H5639,IF($C$10=2015,profiles!J5639,IF($C$10=2016,profiles!L5639)))))","v":4.5206918283033401E-2},9.0413836566066799,0,9.0413836566066799,41.772616343393324,0,0,0,{"$f":"K5651+I5652*$F$2-J5652/$F$3","v":0},41.772616343393324,41.772616343393324]
["h5638",{"$f":"IF($C$10=2012,profiles!C5642,IF($C$10=2013,profiles!E5642,IF($C$10=2014,profiles!G5642,IF($C$10=2015,profiles!I5642,IF($C$10=2016,profiles!K5642)))))","v":46.088999999999999},{"$f":"IF($C$10=2012,profiles!D5642,IF($C$10=2013,profiles!F5642,IF($C$10=2014,profiles!H5642,IF($C$10=2015,profiles!J5642,IF($C$10=2016,profiles!L5642)))))","v":4.3414326727820182E-2},8.6828653455640357,0,8.6828653455640357,37.406134654435959,0,0,0,0,37.406134654435959,37.406134654435959]
["h5641",{"$f":"IF($C$10=2012,profiles!C5645,IF($C$10=2013,profiles!E5645,IF($C$10=2014,profiles!G5645,IF($C$10=2015,profiles!I5645,IF($C$10=2016,profiles!K5645)))))","v":37.639000000000003},{"$f":"IF($C$10=2012,profiles!D5645,IF($C$10=2013,profiles!F5645,IF($C$10=2014,profiles!H5645,IF($C$10=2015,profiles!J5645,IF($C$10=2016,profiles!L5645)))))","v":5.4898116378404874E-2},10.979623275680975,0,10.979623275680975,26.659376724319028,0,0,0,0,26.659376724319028,26.659376724319028]
["h5645",{"$f":"IF($C$10=2012,profiles!C5649,IF($C$10=2013,profiles!E5649,IF($C$10=2014,profiles!G5649,IF($C$10=2015,profiles!I5649,IF($C$10=2016,profiles!K5649)))))","v":36.712000000000003},{"$f":"IF($C$10=2012,profiles!D5649,IF($C$10=2013,profiles!F5649,IF($C$10=2014,profiles!H5649,IF($C$10=2015,profiles!J5649,IF($C$10=2016,profiles!L5649)))))","v":6.1564316224354036E-2},12.312863244870806,0,12.312863244870806,24.399136755129199,0,0,0,0,24.399136755129199,24.399136755129199]
["h5648",{"$f":"IF($C$10=2012,profiles!C5652,IF($C$10=2013,profiles!E5652,IF($C$10=2014,profiles!G5652,IF($C$10=2015,profiles!I5652,IF($C$10=2016,profiles!K5652)))))","v":42.502000000000002},{"$f":"IF($C$10=2012,profiles!D5652,IF($C$10=2013,profiles!F5652,IF($C$10=2014,profiles!H5652,IF($C$10=2015,profiles!J5652,IF($C$10=2016,profiles!L5652)))))","v":0.12598557523982915},25.197115047965831,0,25.197115047965831,17.304884952034172,0,0,0,0,17.304884952034172,17.304884952034172]
["h5649",{"$f":"IF($C$10=2012,profiles!C5653,IF($C$10=2013,profiles!E5653,IF($C$10=2014,profiles!G5653,IF($C$10=2015,profiles!I5653,IF($C$10=2016,profiles!K5653)))))","v":45.83},{"$f":"IF($C$10=2012,profiles!D5653,IF($C$10=2013,profiles!F5653,IF($C$10=2014,profiles!H5653,IF($C$10=2015,profiles!J5653,IF($C$10=2016,profiles!L5653)))))","v":0.20341712765212519},40.683425530425041,0,40.683425530425041,5.1465744695749578,0,0,0,0,5.1465744695749578,5.1465744695749578]
["h5654",{"$f":"IF($C$10=2012,profiles!C5658,IF($C$10=2013,profiles!E5658,IF($C$10=2014,profiles!G5658,IF($C$10=2015,profiles!I5658,IF($C$10=2016,profiles!K5658)))))","v":47.006999999999998},{"$f":"IF($C$10=2012,profiles!D5658,IF($C$10=2013,profiles!F5658,IF($C$10=2014,profiles!H5658,IF($C$10=2015,profiles!J5658,IF($C$10=2016,profiles!L5658)))))","v":0.33585883341502698},67.171766683005401,20.164766683005404,47.006999999999998,0,10.164766683005404,10,0,38.384812532035582,0,-20.164766683005404]
["h5656",{"$f":"IF($C$10=2012,profiles!C5660,IF($C$10=2013,profiles!E5660,IF($C$10=2014,profiles!G5660,IF($C$10=2015,profiles!I5660,IF($C$10=2016,profiles!K5660)))))","v":45.88},{"$f":"IF($C$10=2012,profiles!D5660,IF($C$10=2013,profiles!F5660,IF($C$10=2014,profiles!H5660,IF($C$10=2015,profiles!J5660,IF($C$10=2016,profiles!L5660)))))","v":0.27334220292696587},54.668440585393171,8.7884405853931682,45.88,0,0,8.7884405853931682,0,53.603449406204049,0,-8.7884405853931682]
["h5660",{"$f":"IF($C$10=2012,profiles!C5664,IF($C$10=2013,profiles!E5664,IF($C$10=2014,profiles!G5664,IF($C$10=2015,profiles!I5664,IF($C$10=2016,profiles!K5664)))))","v":49.073999999999998},{"$f":"IF($C$10=2012,profiles!D5664,IF($C$10=2013,profiles!F5664,IF($C$10=2014,profiles!H5664,IF($C$10=2015,profiles!J5664,IF($C$10=2016,profiles!L5664)))))","v":5.0066521952244238E-2},10.013304390448848,0,10.013304390448848,39.060695609551146,0,0,0,0,39.060695609551146,39.060695609551146]
["h5663",{"$f":"IF($C$10=2012,profiles!C5667,IF($C$10=2013,profiles!E5667,IF($C$10=2014,profiles!G5667,IF($C$10=2015,profiles!I5667,IF($C$10=2016,profiles!K5667)))))","v":43.7},{"$f":"IF($C$10=2012,profiles!D5667,IF($C$10=2013,profiles!F5667,IF($C$10=2014,profiles!H5667,IF($C$10=2015,profiles!J5667,IF($C$10=2016,profiles!L5667)))))","v":5.7334920523772842E-2},11.466984104754568,0,11.466984104754568,32.233015895245437,0,0,0,0,32.233015895245437,32.233015895245437]
["h5667",{"$f":"IF($C$10=2012,profiles!C5671,IF($C$10=2013,profiles!E5671,IF($C$10=2014,profiles!G5671,IF($C$10=2015,profiles!I5671,IF($C$10=2016,profiles!K5671)))))","v":39.581000000000003},{"$f":"IF($C$10=2012,profiles!D5671,IF($C$10=2013,profiles!F5671,IF($C$10=2014,profiles!H5671,IF($C$10=2015,profiles!J5671,IF($C$10=2016,profiles!L5671)))))","v":5.9692505881035064E-2},11.938501176207012,0,11.938501176207012,27.642498823792991,0,0,0,0,27.642498823792991,27.642498823792991]
["h5670",{"$f":"IF($C$10=2012,profiles!C5674,IF($C$10=2013,profiles!E5674,IF($C$10=2014,profiles!G5674,IF($C$10=2015,profiles!I5674,IF($C$10=2016,profiles!K5674)))))","v":53.697000000000003},{"$f":"IF($C$10=2012,profiles!D5674,IF($C$10=2013,profiles!F5674,IF($C$10=2014,profiles!H5674,IF($C$10=2015,profiles!J5674,IF($C$10=2016,profiles!L5674)))))","v":5.1221014898622158E-2},10.244202979724431,0,10.244202979724431,43.452797020275568,0,0,0,0,43.452797020275568,43.452797020275568]
["h5673",{"$f":"IF($C$10=2012,profiles!C5677,IF($C$10=2013,profiles!E5677,IF($C$10=2014,profiles!G5677,IF($C$10=2015,profiles!I5677,IF($C$10=2016,profiles!K5677)))))","v":64.822000000000003},{"$f":"IF($C$10=2012,profiles!D5677,IF($C$10=2013,profiles!F5677,IF($C$10=2014,profiles!H5677,IF($C$10=2015,profiles!J5677,IF($C$10=2016,profiles!L5677)))))","v":0.15348101265822786},30.696202531645572,0,30.696202531645572,34.125797468354435,0,0,0,0,34.125797468354435,34.125797468354435]
["h5675",{"$f":"IF($C$10=2012,profiles!C5679,IF($C$10=2013,profiles!E5679,IF($C$10=2014,profiles!G5679,IF($C$10=2015,profiles!I5679,IF($C$10=2016,profiles!K5679)))))","v":67.947000000000003},{"$f":"IF($C$10=2012,profiles!D5679,IF($C$10=2013,profiles!F5679,IF($C$10=2014,profiles!H5679,IF($C$10=2015,profiles!J5679,IF($C$10=2016,profiles!L5679)))))","v":0.2410804301557074},48.216086031141479,0,48.216086031141479,19.730913968858523,0,0,0,0,19.730913968858523,19.730913968858523]
["h5678",{"$f":"IF($C$10=2012,profiles!C5682,IF($C$10=2013,profiles!E5682,IF($C$10=2014,profiles!G5682,IF($C$10=2015,profiles!I5682,IF($C$10=2016,profiles!K5682)))))","v":65.278999999999996},{"$f":"IF($C$10=2012,profiles!D5682,IF($C$10=2013,profiles!F5682,IF($C$10=2014,profiles!H5682,IF($C$10=2015,profiles!J5682,IF($C$10=2016,profiles!L5682)))))","v":0.23881203091744146},47.762406183488295,0,47.762406183488295,17.516593816511701,0,0,0,0,17.516593816511701,17.516593816511701]
["h5681",{"$f":"IF($C$10=2012,profiles!C5685,IF($C$10=2013,profiles!E5685,IF($C$10=2014,profiles!G5685,IF($C$10=2015,profiles!I5685,IF($C$10=2016,profiles!K5685)))))","v":62.148000000000003},{"$f":"IF($C$10=2012,profiles!D5685,IF($C$10=2013,profiles!F5685,IF($C$10=2014,profiles!H5685,IF($C$10=2015,profiles!J5685,IF($C$10=2016,profiles!L5685)))))","v":8.8887644225383672E-2},17.777528845076734,0,17.777528845076734,44.370471154923266,0,0,0,0,44.370471154923266,44.370471154923266]
["h5685",{"$f":"IF($C$10=2012,profiles!C5689,IF($C$10=2013,profiles!E5689,IF($C$10=2014,profiles!G5689,IF($C$10=2015,profiles!I5689,IF($C$10=2016,profiles!K5689)))))","v":58.354999999999997},{"$f":"IF($C$10=2012,profiles!D5689,IF($C$10=2013,profiles!F5689,IF($C$10=2014,profiles!H5689,IF($C$10=2015,profiles!J5689,IF($C$10=2016,profiles!L5689)))))","v":2.0373585751092192E-2},4.0747171502184383,0,4.0747171502184383,54.280282849781557,0,0,0,0,54.280282849781557,54.280282849781557]
["h5688",{"$f":"IF($C$10=2012,profiles!C5692,IF($C$10=2013,profiles!E5692,IF($C$10=2014,profiles!G5692,IF($C$10=2015,profiles!I5692,IF($C$10=2016,profiles!K5692)))))","v":46.052999999999997},{"$f":"IF($C$10=2012,profiles!D5692,IF($C$10=2013,profiles!F5692,IF($C$10=2014,profiles!H5692,IF($C$10=2015,profiles!J5692,IF($C$10=2016,profiles!L5692)))))","v":2.2639765901740334E-2},4.5279531803480673,0,4.5279531803480673,41.525046819651934,0,0,0,0,41.525046819651934,41.525046819651934]
["h5692",{"$f":"IF($C$10=2012,profiles!C5696,IF($C$10=2013,profiles!E5696,IF($C$10=2014,profiles!G5696,IF($C$10=2015,profiles!I5696,IF($C$10=2016,profiles!K5696)))))","v":44.808999999999997},{"$f":"IF($C$10=2012,profiles!D5696,IF($C$10=2013,profiles!F5696,IF($C$10=2014,profiles!H5696,IF($C$10=2015,profiles!J5696,IF($C$10=2016,profiles!L5696)))))","v":2.7974181986194922E-2},5.5948363972389847,0,5.5948363972389847,39.214163602761012,0,0,0,0,39.214163602761012,39.214163602761012]
["h5695",{"$f":"IF($C$10=2012,profiles!C5699,IF($C$10=2013,profiles!E5699,IF($C$10=2014,profiles!G5699,IF($C$10=2015,profiles!I5699,IF($C$10=2016,profiles!K5699)))))","v":62.3},{"$f":"IF($C$10=2012,profiles!D5699,IF($C$10=2013,profiles!F5699,IF($C$10=2014,profiles!H5699,IF($C$10=2015,profiles!J5699,IF($C$10=2016,profiles!L5699)))))","v":4.126121837503325E-2},8.2522436750066497,0,8.2522436750066497,54.047756324993344,0,0,0,0,54.047756324993344,54.047756324993344]
["h5698",{"$f":"IF($C$10=2012,profiles!C5702,IF($C$10=2013,profiles!E5702,IF($C$10=2014,profiles!G5702,IF($C$10=2015,profiles!I5702,IF($C$10=2016,profiles!K5702)))))","v":68.317999999999998},{"$f":"IF($C$10=2012,profiles!D5702,IF($C$10=2013,profiles!F5702,IF($C$10=2014,profiles!H5702,IF($C$10=2015,profiles!J5702,IF($C$10=2016,profiles!L5702)))))","v":0.11886927180320064},{"$f":"C5715*$C$2","v":23.773854360640129},0,23.773854360640129,44.544145639359868,0,0,0,0,{"$f":"MAX(G5715-J5715,0)","v":44.544145639359868},{"$f":"B5715-D5715","v":44.544145639359868}]
["h5700",{"$f":"IF($C$10=2012,profiles!C5704,IF($C$10=2013,profiles!E5704,IF($C$10=2014,profiles!G5704,IF($C$10=2015,profiles!I5704,IF($C$10=2016,profiles!K5704)))))","v":68.933999999999997},{"$f":"IF($C$10=2012,profiles!D5704,IF($C$10=2013,profiles!F5704,IF($C$10=2014,profiles!H5704,IF($C$10=2015,profiles!J5704,IF($C$10=2016,profiles!L5704)))))","v":0.16945521750696554},33.891043501393106,0,33.891043501393106,35.042956498606891,0,0,0,0,35.042956498606891,35.042956498606891]
["h5703",{"$f":"IF($C$10=2012,profiles!C5707,IF($C$10=2013,profiles!E5707,IF($C$10=2014,profiles!G5707,IF($C$10=2015,profiles!I5707,IF($C$10=2016,profiles!K5707)))))","v":65.52},{"$f":"IF($C$10=2012,profiles!D5707,IF($C$10=2013,profiles!F5707,IF($C$10=2014,profiles!H5707,IF($C$10=2015,profiles!J5707,IF($C$10=2016,profiles!L5707)))))","v":0.15107178359912074},30.214356719824149,0,30.214356719824149,35.305643280175843,0,0,0,0,35.305643280175843,35.305643280175843]
["h5707",{"$f":"IF($C$10=2012,profiles!C5711,IF($C$10=2013,profiles!E5711,IF($C$10=2014,profiles!G5711,IF($C$10=2015,profiles!I5711,IF($C$10=2016,profiles!K5711)))))","v":62.854999999999997},{"$f":"IF($C$10=2012,profiles!D5711,IF($C$10=2013,profiles!F5711,IF($C$10=2014,profiles!H5711,IF($C$10=2015,profiles!J5711,IF($C$10=2016,profiles!L5711)))))","v":2.8562227853772593E-2},5.712445570754519,0,5.712445570754519,57.142554429245479,0,0,0,0,57.142554429245479,57.142554429245479]
["h5710",{"$f":"IF($C$10=2012,profiles!C5714,IF($C$10=2013,profiles!E5714,IF($C$10=2014,profiles!G5714,IF($C$10=2015,profiles!I5714,IF($C$10=2016,profiles!K5714)))))","v":54.756999999999998},{"$f":"IF($C$10=2012,profiles!D5714,IF($C$10=2013,profiles!F5714,IF($C$10=2014,profiles!H5714,IF($C$10=2015,profiles!J5714,IF($C$10=2016,profiles!L5714)))))","v":2.9206278089690996E-2},5.8412556179381996,0,5.8412556179381996,48.915744382061796,0,0,0,0,48.915744382061796,48.915744382061796]
["h5713",{"$f":"IF($C$10=2012,profiles!C5717,IF($C$10=2013,profiles!E5717,IF($C$10=2014,profiles!G5717,IF($C$10=2015,profiles!I5717,IF($C$10=2016,profiles!K5717)))))","v":44.832000000000001},{"$f":"IF($C$10=2012,profiles!D5717,IF($C$10=2013,profiles!F5717,IF($C$10=2014,profiles!H5717,IF($C$10=2015,profiles!J5717,IF($C$10=2016,profiles!L5717)))))","v":2.8820178323978558E-2},5.7640356647957116,0,5.7640356647957116,39.067964335204287,0,0,0,0,39.067964335204287,39.067964335204287]
["h5717",{"$f":"IF($C$10=2012,profiles!C5721,IF($C$10=2013,profiles!E5721,IF($C$10=2014,profiles!G5721,IF($C$10=2015,profiles!I5721,IF($C$10=2016,profiles!K5721)))))","v":49.07},{"$f":"IF($C$10=2012,profiles!D5721,IF($C$10=2013,profiles!F5721,IF($C$10=2014,profiles!H5721,IF($C$10=2015,profiles!J5721,IF($C$10=2016,profiles!L5721)))))","v":2.5530842769760507E-2},5.1061685539521013,0,5.1061685539521013,43.963831446047898,0,0,0,0,43.963831446047898,43.963831446047898]
["h5720",{"$f":"IF($C$10=2012,profiles!C5724,IF($C$10=2013,profiles!E5724,IF($C$10=2014,profiles!G5724,IF($C$10=2015,profiles!I5724,IF($C$10=2016,profiles!K5724)))))","v":65.019000000000005},{"$f":"IF($C$10=2012,profiles!D5724,IF($C$10=2013,profiles!F5724,IF($C$10=2014,profiles!H5724,IF($C$10=2015,profiles!J5724,IF($C$10=2016,profiles!L5724)))))","v":7.4003051383620511E-2},14.800610276724102,0,14.800610276724102,50.218389723275905,0,0,0,0,50.218389723275905,50.218389723275905]
["h5721",{"$f":"IF($C$10=2012,profiles!C5725,IF($C$10=2013,profiles!E5725,IF($C$10=2014,profiles!G5725,IF($C$10=2015,profiles!I5725,IF($C$10=2016,profiles!K5725)))))","v":66.186000000000007},{"$f":"IF($C$10=2012,profiles!D5725,IF($C$10=2013,profiles!F5725,IF($C$10=2014,profiles!H5725,IF($C$10=2015,profiles!J5725,IF($C$10=2016,profiles!L5725)))))","v":0.12481278781686099},24.962557563372197,0,24.962557563372197,41.223442436627806,0,0,0,0,41.223442436627806,41.223442436627806]
["h5725",{"$f":"IF($C$10=2012,profiles!C5729,IF($C$10=2013,profiles!E5729,IF($C$10=2014,profiles!G5729,IF($C$10=2015,profiles!I5729,IF($C$10=2016,profiles!K5729)))))","v":67.218000000000004},{"$f":"IF($C$10=2012,profiles!D5729,IF($C$10=2013,profiles!F5729,IF($C$10=2014,profiles!H5729,IF($C$10=2015,profiles!J5729,IF($C$10=2016,profiles!L5729)))))","v":0.26208305922203717},52.416611844407434,0,52.416611844407434,14.801388155592569,0,0,0,0,14.801388155592569,14.801388155592569]
["h5728",{"$f":"IF($C$10=2012,profiles!C5732,IF($C$10=2013,profiles!E5732,IF($C$10=2014,profiles!G5732,IF($C$10=2015,profiles!I5732,IF($C$10=2016,profiles!K5732)))))","v":62.994999999999997},{"$f":"IF($C$10=2012,profiles!D5732,IF($C$10=2013,profiles!F5732,IF($C$10=2014,profiles!H5732,IF($C$10=2015,profiles!J5732,IF($C$10=2016,profiles!L5732)))))","v":0.20803997592486317},41.607995184972637,0,41.607995184972637,21.38700481502736,0,0,0,0,21.38700481502736,21.38700481502736]
["h5732",{"$f":"IF($C$10=2012,profiles!C5736,IF($C$10=2013,profiles!E5736,IF($C$10=2014,profiles!G5736,IF($C$10=2015,profiles!I5736,IF($C$10=2016,profiles!K5736)))))","v":61.113},{"$f":"IF($C$10=2012,profiles!D5736,IF($C$10=2013,profiles!F5736,IF($C$10=2014,profiles!H5736,IF($C$10=2015,profiles!J5736,IF($C$10=2016,profiles!L5736)))))","v":1.3227328079727894E-2},2.6454656159455787,0,2.6454656159455787,58.467534384054417,0,0,0,0,58.467534384054417,58.467534384054417]
["h5735",{"$f":"IF($C$10=2012,profiles!C5739,IF($C$10=2013,profiles!E5739,IF($C$10=2014,profiles!G5739,IF($C$10=2015,profiles!I5739,IF($C$10=2016,profiles!K5739)))))","v":49.960999999999999},{"$f":"IF($C$10=2012,profiles!D5739,IF($C$10=2013,profiles!F5739,IF($C$10=2014,profiles!H5739,IF($C$10=2015,profiles!J5739,IF($C$10=2016,profiles!L5739)))))","v":1.5900788040815756E-2},3.1801576081631513,0,3.1801576081631513,46.780842391836849,0,0,0,0,46.780842391836849,46.780842391836849]
["h5738",{"$f":"IF($C$10=2012,profiles!C5742,IF($C$10=2013,profiles!E5742,IF($C$10=2014,profiles!G5742,IF($C$10=2015,profiles!I5742,IF($C$10=2016,profiles!K5742)))))","v":43.643999999999998},{"$f":"IF($C$10=2012,profiles!D5742,IF($C$10=2013,profiles!F5742,IF($C$10=2014,profiles!H5742,IF($C$10=2015,profiles!J5742,IF($C$10=2016,profiles!L5742)))))","v":1.7143177015547812E-2},3.4286354031095625,0,3.4286354031095625,40.215364596890439,0,0,0,0,40.215364596890439,40.215364596890439]
["h5742",{"$f":"IF($C$10=2012,profiles!C5746,IF($C$10=2013,profiles!E5746,IF($C$10=2014,profiles!G5746,IF($C$10=2015,profiles!I5746,IF($C$10=2016,profiles!K5746)))))","v":55.845999999999997},{"$f":"IF($C$10=2012,profiles!D5746,IF($C$10=2013,profiles!F5746,IF($C$10=2014,profiles!H5746,IF($C$10=2015,profiles!J5746,IF($C$10=2016,profiles!L5746)))))","v":1.9648180024350308E-2},3.9296360048700616,0,3.9296360048700616,51.916363995129934,0,0,0,0,51.916363995129934,51.916363995129934]
["h5746",{"$f":"IF($C$10=2012,profiles!C5750,IF($C$10=2013,profiles!E5750,IF($C$10=2014,profiles!G5750,IF($C$10=2015,profiles!I5750,IF($C$10=2016,profiles!K5750)))))","v":67.465999999999994},{"$f":"IF($C$10=2012,profiles!D5750,IF($C$10=2013,profiles!F5750,IF($C$10=2014,profiles!H5750,IF($C$10=2015,profiles!J5750,IF($C$10=2016,profiles!L5750)))))","v":0.22803924038232784},45.607848076465565,0,45.607848076465565,21.858151923534429,0,0,0,0,21.858151923534429,21.858151923534429]
["h5749",{"$f":"IF($C$10=2012,profiles!C5753,IF($C$10=2013,profiles!E5753,IF($C$10=2014,profiles!G5753,IF($C$10=2015,profiles!I5753,IF($C$10=2016,profiles!K5753)))))","v":68.007000000000005},{"$f":"IF($C$10=2012,profiles!D5753,IF($C$10=2013,profiles!F5753,IF($C$10=2014,profiles!H5753,IF($C$10=2015,profiles!J5753,IF($C$10=2016,profiles!L5753)))))","v":0.31924094210504217},63.84818842100843,0,63.84818842100843,4.1588115789915747,0,0,0,0,4.1588115789915747,4.1588115789915747]
["h5750",{"$f":"IF($C$10=2012,profiles!C5754,IF($C$10=2013,profiles!E5754,IF($C$10=2014,profiles!G5754,IF($C$10=2015,profiles!I5754,IF($C$10=2016,profiles!K5754)))))","v":66.715999999999994},{"$f":"IF($C$10=2012,profiles!D5754,IF($C$10=2013,profiles!F5754,IF($C$10=2014,profiles!H5754,IF($C$10=2015,profiles!J5754,IF($C$10=2016,profiles!L5754)))))","v":0.29279146899533987},58.558293799067975,0,58.558293799067975,8.1577062009320187,0,0,0,0,8.1577062009320187,8.1577062009320187]
["h5753",{"$f":"IF($C$10=2012,profiles!C5757,IF($C$10=2013,profiles!E5757,IF($C$10=2014,profiles!G5757,IF($C$10=2015,profiles!I5757,IF($C$10=2016,profiles!K5757)))))","v":63.234000000000002},{"$f":"IF($C$10=2012,profiles!D5757,IF($C$10=2013,profiles!F5757,IF($C$10=2014,profiles!H5757,IF($C$10=2015,profiles!J5757,IF($C$10=2016,profiles!L5757)))))","v":0.12856683040150022},25.713366080300045,0,25.713366080300045,37.520633919699961,0,0,0,0,37.520633919699961,37.520633919699961]
["h5757",{"$f":"IF($C$10=2012,profiles!C5761,IF($C$10=2013,profiles!E5761,IF($C$10=2014,profiles!G5761,IF($C$10=2015,profiles!I5761,IF($C$10=2016,profiles!K5761)))))","v":59.76},{"$f":"IF($C$10=2012,profiles!D5761,IF($C$10=2013,profiles!F5761,IF($C$10=2014,profiles!H5761,IF($C$10=2015,profiles!J5761,IF($C$10=2016,profiles!L5761)))))","v":3.0227969268231243E-2},6.045593853646249,0,6.045593853646249,53.714406146353753,0,0,0,0,53.714406146353753,53.714406146353753]
["h5760",{"$f":"IF($C$10=2012,profiles!C5764,IF($C$10=2013,profiles!E5764,IF($C$10=2014,profiles!G5764,IF($C$10=2015,profiles!I5764,IF($C$10=2016,profiles!K5764)))))","v":47.234999999999999},{"$f":"IF($C$10=2012,profiles!D5764,IF($C$10=2013,profiles!F5764,IF($C$10=2014,profiles!H5764,IF($C$10=2015,profiles!J5764,IF($C$10=2016,profiles!L5764)))))","v":4.4951048951048948E-2},8.9902097902097893,0,8.9902097902097893,38.24479020979021,0,0,0,0,38.24479020979021,38.24479020979021]
["h5763",{"$f":"IF($C$10=2012,profiles!C5767,IF($C$10=2013,profiles!E5767,IF($C$10=2014,profiles!G5767,IF($C$10=2015,profiles!I5767,IF($C$10=2016,profiles!K5767)))))","v":44.261000000000003},{"$f":"IF($C$10=2012,profiles!D5767,IF($C$10=2013,profiles!F5767,IF($C$10=2014,profiles!H5767,IF($C$10=2015,profiles!J5767,IF($C$10=2016,profiles!L5767)))))","v":4.1356643356643359E-2},8.2713286713286713,0,8.2713286713286713,35.989671328671335,0,0,0,{"$f":"K5779+I5780*$F$2-J5780/$F$3","v":0},35.989671328671335,35.989671328671335]
["h5767",{"$f":"IF($C$10=2012,profiles!C5771,IF($C$10=2013,profiles!E5771,IF($C$10=2014,profiles!G5771,IF($C$10=2015,profiles!I5771,IF($C$10=2016,profiles!K5771)))))","v":62.009},{"$f":"IF($C$10=2012,profiles!D5771,IF($C$10=2013,profiles!F5771,IF($C$10=2014,profiles!H5771,IF($C$10=2015,profiles!J5771,IF($C$10=2016,profiles!L5771)))))","v":5.4573426573426571E-2},10.914685314685315,0,10.914685314685315,51.094314685314686,0,0,0,0,51.094314685314686,51.094314685314686]
["h5771",{"$f":"IF($C$10=2012,profiles!C5775,IF($C$10=2013,profiles!E5775,IF($C$10=2014,profiles!G5775,IF($C$10=2015,profiles!I5775,IF($C$10=2016,profiles!K5775)))))","v":69.281999999999996},{"$f":"IF($C$10=2012,profiles!D5775,IF($C$10=2013,profiles!F5775,IF($C$10=2014,profiles!H5775,IF($C$10=2015,profiles!J5775,IF($C$10=2016,profiles!L5775)))))","v":0.1906013986013986},38.120279720279719,0,38.120279720279719,31.161720279720278,0,0,0,0,31.161720279720278,31.161720279720278]
["h5772",{"$f":"IF($C$10=2012,profiles!C5776,IF($C$10=2013,profiles!E5776,IF($C$10=2014,profiles!G5776,IF($C$10=2015,profiles!I5776,IF($C$10=2016,profiles!K5776)))))","v":68.132999999999996},{"$f":"IF($C$10=2012,profiles!D5776,IF($C$10=2013,profiles!F5776,IF($C$10=2014,profiles!H5776,IF($C$10=2015,profiles!J5776,IF($C$10=2016,profiles!L5776)))))","v":0.21393006993006994},42.786013986013991,0,42.786013986013991,25.346986013986005,0,0,0,0,25.346986013986005,25.346986013986005]
["h5775",{"$f":"IF($C$10=2012,profiles!C5779,IF($C$10=2013,profiles!E5779,IF($C$10=2014,profiles!G5779,IF($C$10=2015,profiles!I5779,IF($C$10=2016,profiles!K5779)))))","v":63.31},{"$f":"IF($C$10=2012,profiles!D5779,IF($C$10=2013,profiles!F5779,IF($C$10=2014,profiles!H5779,IF($C$10=2015,profiles!J5779,IF($C$10=2016,profiles!L5779)))))","v":0.22710489510489509},45.420979020979019,0,45.420979020979019,17.889020979020984,0,0,0,0,17.889020979020984,17.889020979020984]
["h5778",{"$f":"IF($C$10=2012,profiles!C5782,IF($C$10=2013,profiles!E5782,IF($C$10=2014,profiles!G5782,IF($C$10=2015,profiles!I5782,IF($C$10=2016,profiles!K5782)))))","v":61.241999999999997},{"$f":"IF($C$10=2012,profiles!D5782,IF($C$10=2013,profiles!F5782,IF($C$10=2014,profiles!H5782,IF($C$10=2015,profiles!J5782,IF($C$10=2016,profiles!L5782)))))","v":8.3664335664335662E-2},16.732867132867131,0,16.732867132867131,44.509132867132863,0,0,0,0,44.509132867132863,44.509132867132863]
["h5782",{"$f":"IF($C$10=2012,profiles!C5786,IF($C$10=2013,profiles!E5786,IF($C$10=2014,profiles!G5786,IF($C$10=2015,profiles!I5786,IF($C$10=2016,profiles!K5786)))))","v":53.003999999999998},{"$f":"IF($C$10=2012,profiles!D5786,IF($C$10=2013,profiles!F5786,IF($C$10=2014,profiles!H5786,IF($C$10=2015,profiles!J5786,IF($C$10=2016,profiles!L5786)))))","v":3.1608391608391607E-2},6.3216783216783217,0,6.3216783216783217,46.682321678321678,0,0,0,0,46.682321678321678,46.682321678321678]
["h5785",{"$f":"IF($C$10=2012,profiles!C5789,IF($C$10=2013,profiles!E5789,IF($C$10=2014,profiles!G5789,IF($C$10=2015,profiles!I5789,IF($C$10=2016,profiles!K5789)))))","v":43.435000000000002},{"$f":"IF($C$10=2012,profiles!D5789,IF($C$10=2013,profiles!F5789,IF($C$10=2014,profiles!H5789,IF($C$10=2015,profiles!J5789,IF($C$10=2016,profiles!L5789)))))","v":4.5752639306439212E-2},9.1505278612878431,0,9.1505278612878431,34.284472138712161,0,0,0,0,34.284472138712161,34.284472138712161]
["h5788",{"$f":"IF($C$10=2012,profiles!C5792,IF($C$10=2013,profiles!E5792,IF($C$10=2014,profiles!G5792,IF($C$10=2015,profiles!I5792,IF($C$10=2016,profiles!K5792)))))","v":41.716999999999999},{"$f":"IF($C$10=2012,profiles!D5792,IF($C$10=2013,profiles!F5792,IF($C$10=2014,profiles!H5792,IF($C$10=2015,profiles!J5792,IF($C$10=2016,profiles!L5792)))))","v":4.6773404180941058E-2},9.3546808361882121,0,9.3546808361882121,32.36231916381179,0,0,0,0,32.36231916381179,32.36231916381179]
["h5793",{"$f":"IF($C$10=2012,profiles!C5797,IF($C$10=2013,profiles!E5797,IF($C$10=2014,profiles!G5797,IF($C$10=2015,profiles!I5797,IF($C$10=2016,profiles!K5797)))))","v":54.456000000000003},{"$f":"IF($C$10=2012,profiles!D5797,IF($C$10=2013,profiles!F5797,IF($C$10=2014,profiles!H5797,IF($C$10=2015,profiles!J5797,IF($C$10=2016,profiles!L5797)))))","v":0.15038803048311544},30.077606096623089,0,30.077606096623089,24.378393903376914,0,0,0,0,24.378393903376914,24.378393903376914]
["h5796",{"$f":"IF($C$10=2012,profiles!C5800,IF($C$10=2013,profiles!E5800,IF($C$10=2014,profiles!G5800,IF($C$10=2015,profiles!I5800,IF($C$10=2016,profiles!K5800)))))","v":56.533000000000001},{"$f":"IF($C$10=2012,profiles!D5800,IF($C$10=2013,profiles!F5800,IF($C$10=2014,profiles!H5800,IF($C$10=2015,profiles!J5800,IF($C$10=2016,profiles!L5800)))))","v":0.26169335104523528},52.338670209047052,0,52.338670209047052,4.1943297909529491,0,0,0,0,4.1943297909529491,4.1943297909529491]
["h5797",{"$f":"IF($C$10=2012,profiles!C5801,IF($C$10=2013,profiles!E5801,IF($C$10=2014,profiles!G5801,IF($C$10=2015,profiles!I5801,IF($C$10=2016,profiles!K5801)))))","v":54.447000000000003},{"$f":"IF($C$10=2012,profiles!D5801,IF($C$10=2013,profiles!F5801,IF($C$10=2014,profiles!H5801,IF($C$10=2015,profiles!J5801,IF($C$10=2016,profiles!L5801)))))","v":0.26325945605816964},52.651891211633931,0,52.651891211633931,1.7951087883660719,0,0,0,0,1.7951087883660719,1.7951087883660719]
["h5800",{"$f":"IF($C$10=2012,profiles!C5804,IF($C$10=2013,profiles!E5804,IF($C$10=2014,profiles!G5804,IF($C$10=2015,profiles!I5804,IF($C$10=2016,profiles!K5804)))))","v":51.131},{"$f":"IF($C$10=2012,profiles!D5804,IF($C$10=2013,profiles!F5804,IF($C$10=2014,profiles!H5804,IF($C$10=2015,profiles!J5804,IF($C$10=2016,profiles!L5804)))))","v":0.18117877368384255},36.235754736768513,0,36.235754736768513,14.895245263231487,0,0,0,0,14.895245263231487,14.895245263231487]
["h5803",{"$f":"IF($C$10=2012,profiles!C5807,IF($C$10=2013,profiles!E5807,IF($C$10=2014,profiles!G5807,IF($C$10=2015,profiles!I5807,IF($C$10=2016,profiles!K5807)))))","v":51.555},{"$f":"IF($C$10=2012,profiles!D5807,IF($C$10=2013,profiles!F5807,IF($C$10=2014,profiles!H5807,IF($C$10=2015,profiles!J5807,IF($C$10=2016,profiles!L5807)))))","v":3.9809830105572257E-2},7.961966021114451,0,7.961966021114451,43.593033978885551,0,0,0,0,43.593033978885551,43.593033978885551]
["h5807",{"$f":"IF($C$10=2012,profiles!C5811,IF($C$10=2013,profiles!E5811,IF($C$10=2014,profiles!G5811,IF($C$10=2015,profiles!I5811,IF($C$10=2016,profiles!K5811)))))","v":43.162999999999997},{"$f":"IF($C$10=2012,profiles!D5811,IF($C$10=2013,profiles!F5811,IF($C$10=2014,profiles!H5811,IF($C$10=2015,profiles!J5811,IF($C$10=2016,profiles!L5811)))))","v":3.4999650422988186E-2},6.9999300845976373,0,6.9999300845976373,36.16306991540236,0,0,0,0,36.16306991540236,36.16306991540236]
["h5810",{"$f":"IF($C$10=2012,profiles!C5814,IF($C$10=2013,profiles!E5814,IF($C$10=2014,profiles!G5814,IF($C$10=2015,profiles!I5814,IF($C$10=2016,profiles!K5814)))))","v":37.335999999999999},{"$f":"IF($C$10=2012,profiles!D5814,IF($C$10=2013,profiles!F5814,IF($C$10=2014,profiles!H5814,IF($C$10=2015,profiles!J5814,IF($C$10=2016,profiles!L5814)))))","v":2.8576621415689181E-2},5.7153242831378366,0,5.7153242831378366,31.620675716862163,0,0,0,0,31.620675716862163,31.620675716862163]
["h5813",{"$f":"IF($C$10=2012,profiles!C5817,IF($C$10=2013,profiles!E5817,IF($C$10=2014,profiles!G5817,IF($C$10=2015,profiles!I5817,IF($C$10=2016,profiles!K5817)))))","v":37.359000000000002},{"$f":"IF($C$10=2012,profiles!D5817,IF($C$10=2013,profiles!F5817,IF($C$10=2014,profiles!H5817,IF($C$10=2015,profiles!J5817,IF($C$10=2016,profiles!L5817)))))","v":2.3571518447579237E-2},4.7143036895158472,0,4.7143036895158472,32.644696310484157,0,0,0,0,32.644696310484157,32.644696310484157]
["h5818",{"$f":"IF($C$10=2012,profiles!C5822,IF($C$10=2013,profiles!E5822,IF($C$10=2014,profiles!G5822,IF($C$10=2015,profiles!I5822,IF($C$10=2016,profiles!K5822)))))","v":49.043999999999997},{"$f":"IF($C$10=2012,profiles!D5822,IF($C$10=2013,profiles!F5822,IF($C$10=2014,profiles!H5822,IF($C$10=2015,profiles!J5822,IF($C$10=2016,profiles!L5822)))))","v":8.3800522879472081E-2},16.760104575894417,0,16.760104575894417,32.28389542410558,0,0,0,0,32.28389542410558,32.28389542410558]
["h5821",{"$f":"IF($C$10=2012,profiles!C5825,IF($C$10=2013,profiles!E5825,IF($C$10=2014,profiles!G5825,IF($C$10=2015,profiles!I5825,IF($C$10=2016,profiles!K5825)))))","v":49.168999999999997},{"$f":"IF($C$10=2012,profiles!D5825,IF($C$10=2013,profiles!F5825,IF($C$10=2014,profiles!H5825,IF($C$10=2015,profiles!J5825,IF($C$10=2016,profiles!L5825)))))","v":0.13327834244411202},26.655668488822403,0,26.655668488822403,22.513331511177594,0,0,0,0,22.513331511177594,22.513331511177594]
["h5822",{"$f":"IF($C$10=2012,profiles!C5826,IF($C$10=2013,profiles!E5826,IF($C$10=2014,profiles!G5826,IF($C$10=2015,profiles!I5826,IF($C$10=2016,profiles!K5826)))))","v":47.741999999999997},{"$f":"IF($C$10=2012,profiles!D5826,IF($C$10=2013,profiles!F5826,IF($C$10=2014,profiles!H5826,IF($C$10=2015,profiles!J5826,IF($C$10=2016,profiles!L5826)))))","v":0.13822752247403078},27.645504494806154,0,27.645504494806154,20.096495505193843,0,0,0,0,20.096495505193843,20.096495505193843]
["h5825",{"$f":"IF($C$10=2012,profiles!C5829,IF($C$10=2013,profiles!E5829,IF($C$10=2014,profiles!G5829,IF($C$10=2015,profiles!I5829,IF($C$10=2016,profiles!K5829)))))","v":48.136000000000003},{"$f":"IF($C$10=2012,profiles!D5829,IF($C$10=2013,profiles!F5829,IF($C$10=2014,profiles!H5829,IF($C$10=2015,profiles!J5829,IF($C$10=2016,profiles!L5829)))))","v":7.9368630027821657E-2},15.873726005564331,{"$f":"D5842-F5842","v":0},{"$f":"MIN(D5842,B5842)","v":15.873726005564331},{"$f":"B5842-F5842","v":32.262273994435674},{"$f":"-MIN(-E5842+$C$3,0)","v":0},{"$f":"E5842-H5842","v":0},0,0,32.262273994435674,32.262273994435674]
["h5828",{"$f":"IF($C$10=2012,profiles!C5832,IF($C$10=2013,profiles!E5832,IF($C$10=2014,profiles!G5832,IF($C$10=2015,profiles!I5832,IF($C$10=2016,profiles!K5832)))))","v":50.811999999999998},{"$f":"IF($C$10=2012,profiles!D5832,IF($C$10=2013,profiles!F5832,IF($C$10=2014,profiles!H5832,IF($C$10=2015,profiles!J5832,IF($C$10=2016,profiles!L5832)))))","v":2.1516350469053643E-2},4.3032700938107284,0,4.3032700938107284,46.508729906189267,0,0,0,0,46.508729906189267,46.508729906189267]
["h5832",{"$f":"IF($C$10=2012,profiles!C5836,IF($C$10=2013,profiles!E5836,IF($C$10=2014,profiles!G5836,IF($C$10=2015,profiles!I5836,IF($C$10=2016,profiles!K5836)))))","v":41.584000000000003},{"$f":"IF($C$10=2012,profiles!D5836,IF($C$10=2013,profiles!F5836,IF($C$10=2014,profiles!H5836,IF($C$10=2015,profiles!J5836,IF($C$10=2016,profiles!L5836)))))","v":3.2932164772647855E-2},6.5864329545295712,0,6.5864329545295712,34.997567045470433,0,0,{"$f":"MIN(MAX(0,G5849),K5848*$F$3)","v":0},0,34.997567045470433,34.997567045470433]
["h5834",{"$f":"IF($C$10=2012,profiles!C5838,IF($C$10=2013,profiles!E5838,IF($C$10=2014,profiles!G5838,IF($C$10=2015,profiles!I5838,IF($C$10=2016,profiles!K5838)))))","v":39.731000000000002},{"$f":"IF($C$10=2012,profiles!D5838,IF($C$10=2013,profiles!F5838,IF($C$10=2014,profiles!H5838,IF($C$10=2015,profiles!J5838,IF($C$10=2016,profiles!L5838)))))","v":3.2862274779497075E-2},6.5724549558994152,0,6.5724549558994152,33.158545044100585,0,0,0,0,33.158545044100585,33.158545044100585]
["h5840",{"$f":"IF($C$10=2012,profiles!C5844,IF($C$10=2013,profiles!E5844,IF($C$10=2014,profiles!G5844,IF($C$10=2015,profiles!I5844,IF($C$10=2016,profiles!K5844)))))","v":64.792000000000002},{"$f":"IF($C$10=2012,profiles!D5844,IF($C$10=2013,profiles!F5844,IF($C$10=2014,profiles!H5844,IF($C$10=2015,profiles!J5844,IF($C$10=2016,profiles!L5844)))))","v":5.1425056960344419E-2},10.285011392068883,0,10.285011392068883,54.50698860793112,0,0,0,0,54.50698860793112,54.50698860793112]
["h5843",{"$f":"IF($C$10=2012,profiles!C5847,IF($C$10=2013,profiles!E5847,IF($C$10=2014,profiles!G5847,IF($C$10=2015,profiles!I5847,IF($C$10=2016,profiles!K5847)))))","v":69.078000000000003},{"$f":"IF($C$10=2012,profiles!D5847,IF($C$10=2013,profiles!F5847,IF($C$10=2014,profiles!H5847,IF($C$10=2015,profiles!J5847,IF($C$10=2016,profiles!L5847)))))","v":0.13258131700703094},26.516263401406189,0,26.516263401406189,42.561736598593811,0,0,0,0,42.561736598593811,42.561736598593811]
["h5846",{"$f":"IF($C$10=2012,profiles!C5850,IF($C$10=2013,profiles!E5850,IF($C$10=2014,profiles!G5850,IF($C$10=2015,profiles!I5850,IF($C$10=2016,profiles!K5850)))))","v":66.340999999999994},{"$f":"IF($C$10=2012,profiles!D5850,IF($C$10=2013,profiles!F5850,IF($C$10=2014,profiles!H5850,IF($C$10=2015,profiles!J5850,IF($C$10=2016,profiles!L5850)))))","v":0.14179281810430383},28.358563620860767,0,28.358563620860767,37.98243637913923,0,0,0,0,37.98243637913923,37.98243637913923]
["h5847",{"$f":"IF($C$10=2012,profiles!C5851,IF($C$10=2013,profiles!E5851,IF($C$10=2014,profiles!G5851,IF($C$10=2015,profiles!I5851,IF($C$10=2016,profiles!K5851)))))","v":65.260999999999996},{"$f":"IF($C$10=2012,profiles!D5851,IF($C$10=2013,profiles!F5851,IF($C$10=2014,profiles!H5851,IF($C$10=2015,profiles!J5851,IF($C$10=2016,profiles!L5851)))))","v":0.12749332550565409},25.498665101130818,0,25.498665101130818,39.762334898869177,0,0,0,0,39.762334898869177,39.762334898869177]
["h5850",{"$f":"IF($C$10=2012,profiles!C5854,IF($C$10=2013,profiles!E5854,IF($C$10=2014,profiles!G5854,IF($C$10=2015,profiles!I5854,IF($C$10=2016,profiles!K5854)))))","v":62.554000000000002},{"$f":"IF($C$10=2012,profiles!D5854,IF($C$10=2013,profiles!F5854,IF($C$10=2014,profiles!H5854,IF($C$10=2015,profiles!J5854,IF($C$10=2016,profiles!L5854)))))","v":4.7706909324722886E-2},9.5413818649445776,0,9.5413818649445776,53.012618135055426,0,0,0,0,53.012618135055426,53.012618135055426]
["h5853",{"$f":"IF($C$10=2012,profiles!C5857,IF($C$10=2013,profiles!E5857,IF($C$10=2014,profiles!G5857,IF($C$10=2015,profiles!I5857,IF($C$10=2016,profiles!K5857)))))","v":59.283000000000001},{"$f":"IF($C$10=2012,profiles!D5857,IF($C$10=2013,profiles!F5857,IF($C$10=2014,profiles!H5857,IF($C$10=2015,profiles!J5857,IF($C$10=2016,profiles!L5857)))))","v":2.1665897876742009E-2},4.3331795753484021,0,4.3331795753484021,54.949820424651598,0,0,0,0,54.949820424651598,54.949820424651598]
["h5859",{"$f":"IF($C$10=2012,profiles!C5863,IF($C$10=2013,profiles!E5863,IF($C$10=2014,profiles!G5863,IF($C$10=2015,profiles!I5863,IF($C$10=2016,profiles!K5863)))))","v":43.845999999999997},{"$f":"IF($C$10=2012,profiles!D5863,IF($C$10=2013,profiles!F5863,IF($C$10=2014,profiles!H5863,IF($C$10=2015,profiles!J5863,IF($C$10=2016,profiles!L5863)))))","v":1.8488240472896492E-2},3.6976480945792987,0,3.6976480945792987,40.148351905420697,0,0,0,0,40.148351905420697,40.148351905420697]
["h5861",{"$f":"IF($C$10=2012,profiles!C5865,IF($C$10=2013,profiles!E5865,IF($C$10=2014,profiles!G5865,IF($C$10=2015,profiles!I5865,IF($C$10=2016,profiles!K5865)))))","v":49.05},{"$f":"IF($C$10=2012,profiles!D5865,IF($C$10=2013,profiles!F5865,IF($C$10=2014,profiles!H5865,IF($C$10=2015,profiles!J5865,IF($C$10=2016,profiles!L5865)))))","v":2.0137229419080759E-2},4.027445883816152,0,4.027445883816152,45.022554116183848,0,0,0,0,45.022554116183848,45.022554116183848]
["h5865",{"$f":"IF($C$10=2012,profiles!C5869,IF($C$10=2013,profiles!E5869,IF($C$10=2014,profiles!G5869,IF($C$10=2015,profiles!I5869,IF($C$10=2016,profiles!K5869)))))","v":66.828000000000003},{"$f":"IF($C$10=2012,profiles!D5869,IF($C$10=2013,profiles!F5869,IF($C$10=2014,profiles!H5869,IF($C$10=2015,profiles!J5869,IF($C$10=2016,profiles!L5869)))))","v":9.9428443661873422E-2},19.885688732374685,0,19.885688732374685,46.942311267625314,0,0,0,0,46.942311267625314,46.942311267625314]
["h5868",{"$f":"IF($C$10=2012,profiles!C5872,IF($C$10=2013,profiles!E5872,IF($C$10=2014,profiles!G5872,IF($C$10=2015,profiles!I5872,IF($C$10=2016,profiles!K5872)))))","v":68.918000000000006},{"$f":"IF($C$10=2012,profiles!D5872,IF($C$10=2013,profiles!F5872,IF($C$10=2014,profiles!H5872,IF($C$10=2015,profiles!J5872,IF($C$10=2016,profiles!L5872)))))","v":0.17489064967369583},34.978129934739165,0,34.978129934739165,33.939870065260841,0,0,0,0,33.939870065260841,33.939870065260841]
["h5871",{"$f":"IF($C$10=2012,profiles!C5875,IF($C$10=2013,profiles!E5875,IF($C$10=2014,profiles!G5875,IF($C$10=2015,profiles!I5875,IF($C$10=2016,profiles!K5875)))))","v":65.543999999999997},{"$f":"IF($C$10=2012,profiles!D5875,IF($C$10=2013,profiles!F5875,IF($C$10=2014,profiles!H5875,IF($C$10=2015,profiles!J5875,IF($C$10=2016,profiles!L5875)))))","v":0.15022568789390572},30.045137578781144,0,30.045137578781144,35.498862421218853,0,0,0,0,35.498862421218853,35.498862421218853]
["h5872",{"$f":"IF($C$10=2012,profiles!C5876,IF($C$10=2013,profiles!E5876,IF($C$10=2014,profiles!G5876,IF($C$10=2015,profiles!I5876,IF($C$10=2016,profiles!K5876)))))","v":63.802999999999997},{"$f":"IF($C$10=2012,profiles!D5876,IF($C$10=2013,profiles!F5876,IF($C$10=2014,profiles!H5876,IF($C$10=2015,profiles!J5876,IF($C$10=2016,profiles!L5876)))))","v":0.12329685993376095},24.659371986752191,0,24.659371986752191,39.143628013247806,0,0,0,0,39.143628013247806,39.143628013247806]
["h5875",{"$f":"IF($C$10=2012,profiles!C5879,IF($C$10=2013,profiles!E5879,IF($C$10=2014,profiles!G5879,IF($C$10=2015,profiles!I5879,IF($C$10=2016,profiles!K5879)))))","v":63.058999999999997},{"$f":"IF($C$10=2012,profiles!D5879,IF($C$10=2013,profiles!F5879,IF($C$10=2014,profiles!H5879,IF($C$10=2015,profiles!J5879,IF($C$10=2016,profiles!L5879)))))","v":3.5187747173660897E-2},7.0375494347321794,0,7.0375494347321794,56.02145056526782,0,0,0,0,56.02145056526782,56.02145056526782]
["h5880",{"$f":"IF($C$10=2012,profiles!C5884,IF($C$10=2013,profiles!E5884,IF($C$10=2014,profiles!G5884,IF($C$10=2015,profiles!I5884,IF($C$10=2016,profiles!K5884)))))","v":46.921999999999997},{"$f":"IF($C$10=2012,profiles!D5884,IF($C$10=2013,profiles!F5884,IF($C$10=2014,profiles!H5884,IF($C$10=2015,profiles!J5884,IF($C$10=2016,profiles!L5884)))))","v":3.8577574166154531E-2},7.7155148332309063,0,7.7155148332309063,39.206485166769092,0,0,0,0,39.206485166769092,39.206485166769092]
["h5883",{"$f":"IF($C$10=2012,profiles!C5887,IF($C$10=2013,profiles!E5887,IF($C$10=2014,profiles!G5887,IF($C$10=2015,profiles!I5887,IF($C$10=2016,profiles!K5887)))))","v":44.164999999999999},{"$f":"IF($C$10=2012,profiles!D5887,IF($C$10=2013,profiles!F5887,IF($C$10=2014,profiles!H5887,IF($C$10=2015,profiles!J5887,IF($C$10=2016,profiles!L5887)))))","v":4.2600145259511703E-2},8.5200290519023412,0,8.5200290519023412,35.644970948097658,0,0,0,0,35.644970948097658,35.644970948097658]
["h5886",{"$f":"IF($C$10=2012,profiles!C5890,IF($C$10=2013,profiles!E5890,IF($C$10=2014,profiles!G5890,IF($C$10=2015,profiles!I5890,IF($C$10=2016,profiles!K5890)))))","v":57.459000000000003},{"$f":"IF($C$10=2012,profiles!D5890,IF($C$10=2013,profiles!F5890,IF($C$10=2014,profiles!H5890,IF($C$10=2015,profiles!J5890,IF($C$10=2016,profiles!L5890)))))","v":4.5826582490641934E-2},9.1653164981283872,0,9.1653164981283872,48.293683501871612,0,0,0,0,48.293683501871612,48.293683501871612]
["h5890",{"$f":"IF($C$10=2012,profiles!C5894,IF($C$10=2013,profiles!E5894,IF($C$10=2014,profiles!G5894,IF($C$10=2015,profiles!I5894,IF($C$10=2016,profiles!K5894)))))","v":68.427000000000007},{"$f":"IF($C$10=2012,profiles!D5894,IF($C$10=2013,profiles!F5894,IF($C$10=2014,profiles!H5894,IF($C$10=2015,profiles!J5894,IF($C$10=2016,profiles!L5894)))))","v":0.17017710486619364},{"$f":"C5907*$C$2","v":34.035420973238729},0,34.035420973238729,34.391579026761278,0,0,0,0,{"$f":"MAX(G5907-J5907,0)","v":34.391579026761278},{"$f":"B5907-D5907","v":34.391579026761278}]
["h5893",{"$f":"IF($C$10=2012,profiles!C5897,IF($C$10=2013,profiles!E5897,IF($C$10=2014,profiles!G5897,IF($C$10=2015,profiles!I5897,IF($C$10=2016,profiles!K5897)))))","v":67.977000000000004},{"$f":"IF($C$10=2012,profiles!D5897,IF($C$10=2013,profiles!F5897,IF($C$10=2014,profiles!H5897,IF($C$10=2015,profiles!J5897,IF($C$10=2016,profiles!L5897)))))","v":0.24613106877479188},49.226213754958373,0,49.226213754958373,18.750786245041631,0,0,0,0,18.750786245041631,18.750786245041631]
["h5896",{"$f":"IF($C$10=2012,profiles!C5900,IF($C$10=2013,profiles!E5900,IF($C$10=2014,profiles!G5900,IF($C$10=2015,profiles!I5900,IF($C$10=2016,profiles!K5900)))))","v":63.914999999999999},{"$f":"IF($C$10=2012,profiles!D5900,IF($C$10=2013,profiles!F5900,IF($C$10=2014,profiles!H5900,IF($C$10=2015,profiles!J5900,IF($C$10=2016,profiles!L5900)))))","v":0.19122576680261466},38.245153360522934,0,38.245153360522934,25.669846639477065,0,0,{"$f":"MIN(MAX(0,G5913),K5912*$F$3)","v":0},0,25.669846639477065,25.669846639477065]
["h5897",{"$f":"IF($C$10=2012,profiles!C5901,IF($C$10=2013,profiles!E5901,IF($C$10=2014,profiles!G5901,IF($C$10=2015,profiles!I5901,IF($C$10=2016,profiles!K5901)))))","v":63.408000000000001},{"$f":"IF($C$10=2012,profiles!D5901,IF($C$10=2013,profiles!F5901,IF($C$10=2014,profiles!H5901,IF($C$10=2015,profiles!J5901,IF($C$10=2016,profiles!L5901)))))","v":0.14817866919939662},29.635733839879325,0,29.635733839879325,33.77226616012068,0,0,0,0,33.77226616012068,33.77226616012068]
["h5900",{"$f":"IF($C$10=2012,profiles!C5904,IF($C$10=2013,profiles!E5904,IF($C$10=2014,profiles!G5904,IF($C$10=2015,profiles!I5904,IF($C$10=2016,profiles!K5904)))))","v":63.124000000000002},{"$f":"IF($C$10=2012,profiles!D5904,IF($C$10=2013,profiles!F5904,IF($C$10=2014,profiles!H5904,IF($C$10=2015,profiles!J5904,IF($C$10=2016,profiles!L5904)))))","v":8.2895692496787535E-2},16.579138499357509,0,16.579138499357509,46.544861500642497,0,0,0,0,46.544861500642497,46.544861500642497]
["h5905",{"$f":"IF($C$10=2012,profiles!C5909,IF($C$10=2013,profiles!E5909,IF($C$10=2014,profiles!G5909,IF($C$10=2015,profiles!I5909,IF($C$10=2016,profiles!K5909)))))","v":45.067},{"$f":"IF($C$10=2012,profiles!D5909,IF($C$10=2013,profiles!F5909,IF($C$10=2014,profiles!H5909,IF($C$10=2015,profiles!J5909,IF($C$10=2016,profiles!L5909)))))","v":8.8391311631023511E-2},17.678262326204703,0,17.678262326204703,27.388737673795298,0,0,0,0,27.388737673795298,27.388737673795298]
["h5908",{"$f":"IF($C$10=2012,profiles!C5912,IF($C$10=2013,profiles!E5912,IF($C$10=2014,profiles!G5912,IF($C$10=2015,profiles!I5912,IF($C$10=2016,profiles!K5912)))))","v":45.348999999999997},{"$f":"IF($C$10=2012,profiles!D5912,IF($C$10=2013,profiles!F5912,IF($C$10=2014,profiles!H5912,IF($C$10=2015,profiles!J5912,IF($C$10=2016,profiles!L5912)))))","v":7.2226254955608915E-2},14.445250991121783,0,14.445250991121783,30.903749008878215,0,0,0,0,30.903749008878215,30.903749008878215]
["h5911",{"$f":"IF($C$10=2012,profiles!C5915,IF($C$10=2013,profiles!E5915,IF($C$10=2014,profiles!G5915,IF($C$10=2015,profiles!I5915,IF($C$10=2016,profiles!K5915)))))","v":63.018000000000001},{"$f":"IF($C$10=2012,profiles!D5915,IF($C$10=2013,profiles!F5915,IF($C$10=2014,profiles!H5915,IF($C$10=2015,profiles!J5915,IF($C$10=2016,profiles!L5915)))))","v":8.1969959238371762E-2},16.393991847674354,0,16.393991847674354,46.624008152325644,0,0,0,0,46.624008152325644,46.624008152325644]
["h5915",{"$f":"IF($C$10=2012,profiles!C5919,IF($C$10=2013,profiles!E5919,IF($C$10=2014,profiles!G5919,IF($C$10=2015,profiles!I5919,IF($C$10=2016,profiles!K5919)))))","v":69.94},{"$f":"IF($C$10=2012,profiles!D5919,IF($C$10=2013,profiles!F5919,IF($C$10=2014,profiles!H5919,IF($C$10=2015,profiles!J5919,IF($C$10=2016,profiles!L5919)))))","v":0.22786029370707467},45.572058741414935,0,45.572058741414935,24.367941258585063,0,0,0,0,24.367941258585063,24.367941258585063]
["h5918",{"$f":"IF($C$10=2012,profiles!C5922,IF($C$10=2013,profiles!E5922,IF($C$10=2014,profiles!G5922,IF($C$10=2015,profiles!I5922,IF($C$10=2016,profiles!K5922)))))","v":67.105999999999995},{"$f":"IF($C$10=2012,profiles!D5922,IF($C$10=2013,profiles!F5922,IF($C$10=2014,profiles!H5922,IF($C$10=2015,profiles!J5922,IF($C$10=2016,profiles!L5922)))))","v":0.29044056061198281},58.088112122396559,0,58.088112122396559,9.0178878776034352,0,0,0,0,9.0178878776034352,9.0178878776034352]
["h5921",{"$f":"IF($C$10=2012,profiles!C5925,IF($C$10=2013,profiles!E5925,IF($C$10=2014,profiles!G5925,IF($C$10=2015,profiles!I5925,IF($C$10=2016,profiles!K5925)))))","v":63.247},{"$f":"IF($C$10=2012,profiles!D5925,IF($C$10=2013,profiles!F5925,IF($C$10=2014,profiles!H5925,IF($C$10=2015,profiles!J5925,IF($C$10=2016,profiles!L5925)))))","v":0.16380032385951199},32.7600647719024,0,32.7600647719024,30.4869352280976,0,0,0,0,30.4869352280976,30.4869352280976]
["h5922",{"$f":"IF($C$10=2012,profiles!C5926,IF($C$10=2013,profiles!E5926,IF($C$10=2014,profiles!G5926,IF($C$10=2015,profiles!I5926,IF($C$10=2016,profiles!K5926)))))","v":62.927},{"$f":"IF($C$10=2012,profiles!D5926,IF($C$10=2013,profiles!F5926,IF($C$10=2014,profiles!H5926,IF($C$10=2015,profiles!J5926,IF($C$10=2016,profiles!L5926)))))","v":0.10392819252889608},20.785638505779218,0,20.785638505779218,42.141361494220781,0,0,0,0,42.141361494220781,42.141361494220781]
["h5926",{"$f":"IF($C$10=2012,profiles!C5930,IF($C$10=2013,profiles!E5930,IF($C$10=2014,profiles!G5930,IF($C$10=2015,profiles!I5930,IF($C$10=2016,profiles!K5930)))))","v":55.216000000000001},{"$f":"IF($C$10=2012,profiles!D5930,IF($C$10=2013,profiles!F5930,IF($C$10=2014,profiles!H5930,IF($C$10=2015,profiles!J5930,IF($C$10=2016,profiles!L5930)))))","v":8.1942040314925454E-2},16.388408062985089,0,16.388408062985089,38.827591937014915,0,0,0,0,38.827591937014915,38.827591937014915]
["h5930",{"$f":"IF($C$10=2012,profiles!C5934,IF($C$10=2013,profiles!E5934,IF($C$10=2014,profiles!G5934,IF($C$10=2015,profiles!I5934,IF($C$10=2016,profiles!K5934)))))","v":44.212000000000003},{"$f":"IF($C$10=2012,profiles!D5934,IF($C$10=2013,profiles!F5934,IF($C$10=2014,profiles!H5934,IF($C$10=2015,profiles!J5934,IF($C$10=2016,profiles!L5934)))))","v":5.5993635818062555E-2},11.198727163612512,0,11.198727163612512,33.013272836387493,0,0,0,0,33.013272836387493,33.013272836387493]
["h5933",{"$f":"IF($C$10=2012,profiles!C5937,IF($C$10=2013,profiles!E5937,IF($C$10=2014,profiles!G5937,IF($C$10=2015,profiles!I5937,IF($C$10=2016,profiles!K5937)))))","v":49.383000000000003},{"$f":"IF($C$10=2012,profiles!D5937,IF($C$10=2013,profiles!F5937,IF($C$10=2014,profiles!H5937,IF($C$10=2015,profiles!J5937,IF($C$10=2016,profiles!L5937)))))","v":4.0418137918521724E-2},8.0836275837043452,0,8.0836275837043452,41.299372416295654,0,0,0,0,41.299372416295654,41.299372416295654]
["h5936",{"$f":"IF($C$10=2012,profiles!C5940,IF($C$10=2013,profiles!E5940,IF($C$10=2014,profiles!G5940,IF($C$10=2015,profiles!I5940,IF($C$10=2016,profiles!K5940)))))","v":65.944999999999993},{"$f":"IF($C$10=2012,profiles!D5940,IF($C$10=2013,profiles!F5940,IF($C$10=2014,profiles!H5940,IF($C$10=2015,profiles!J5940,IF($C$10=2016,profiles!L5940)))))","v":7.1932003740352538E-2},14.386400748070507,0,14.386400748070507,51.558599251929486,0,0,0,0,51.558599251929486,51.558599251929486]
["h5940",{"$f":"IF($C$10=2012,profiles!C5944,IF($C$10=2013,profiles!E5944,IF($C$10=2014,profiles!G5944,IF($C$10=2015,profiles!I5944,IF($C$10=2016,profiles!K5944)))))","v":68.593000000000004},{"$f":"IF($C$10=2012,profiles!D5944,IF($C$10=2013,profiles!F5944,IF($C$10=2014,profiles!H5944,IF($C$10=2015,profiles!J5944,IF($C$10=2016,profiles!L5944)))))","v":0.24751922513293603},49.503845026587207,0,49.503845026587207,19.089154973412796,0,0,0,0,19.089154973412796,19.089154973412796]
["h5943",{"$f":"IF($C$10=2012,profiles!C5947,IF($C$10=2013,profiles!E5947,IF($C$10=2014,profiles!G5947,IF($C$10=2015,profiles!I5947,IF($C$10=2016,profiles!K5947)))))","v":63.737000000000002},{"$f":"IF($C$10=2012,profiles!D5947,IF($C$10=2013,profiles!F5947,IF($C$10=2014,profiles!H5947,IF($C$10=2015,profiles!J5947,IF($C$10=2016,profiles!L5947)))))","v":0.2159495331537592},43.189906630751842,0,43.189906630751842,20.547093369248159,0,0,0,0,20.547093369248159,20.547093369248159]
["h5944",{"$f":"IF($C$10=2012,profiles!C5948,IF($C$10=2013,profiles!E5948,IF($C$10=2014,profiles!G5948,IF($C$10=2015,profiles!I5948,IF($C$10=2016,profiles!K5948)))))","v":62.360999999999997},{"$f":"IF($C$10=2012,profiles!D5948,IF($C$10=2013,profiles!F5948,IF($C$10=2014,profiles!H5948,IF($C$10=2015,profiles!J5948,IF($C$10=2016,profiles!L5948)))))","v":0.16746451549873692},33.492903099747387,0,33.492903099747387,28.86809690025261,0,0,0,0,28.86809690025261,28.86809690025261]
["h5947",{"$f":"IF($C$10=2012,profiles!C5951,IF($C$10=2013,profiles!E5951,IF($C$10=2014,profiles!G5951,IF($C$10=2015,profiles!I5951,IF($C$10=2016,profiles!K5951)))))","v":60.875},{"$f":"IF($C$10=2012,profiles!D5951,IF($C$10=2013,profiles!F5951,IF($C$10=2014,profiles!H5951,IF($C$10=2015,profiles!J5951,IF($C$10=2016,profiles!L5951)))))","v":2.3921508422771489E-2},4.7843016845542978,0,4.7843016845542978,56.0906983154457,0,0,0,0,56.0906983154457,56.0906983154457]
["h5951",{"$f":"IF($C$10=2012,profiles!C5955,IF($C$10=2013,profiles!E5955,IF($C$10=2014,profiles!G5955,IF($C$10=2015,profiles!I5955,IF($C$10=2016,profiles!K5955)))))","v":48.978000000000002},{"$f":"IF($C$10=2012,profiles!D5955,IF($C$10=2013,profiles!F5955,IF($C$10=2014,profiles!H5955,IF($C$10=2015,profiles!J5955,IF($C$10=2016,profiles!L5955)))))","v":2.8876079887231162E-2},5.7752159774462326,0,5.7752159774462326,43.202784022553772,0,0,0,0,43.202784022553772,43.202784022553772]
["h5955",{"$f":"IF($C$10=2012,profiles!C5959,IF($C$10=2013,profiles!E5959,IF($C$10=2014,profiles!G5959,IF($C$10=2015,profiles!I5959,IF($C$10=2016,profiles!K5959)))))","v":41.515999999999998},{"$f":"IF($C$10=2012,profiles!D5959,IF($C$10=2013,profiles!F5959,IF($C$10=2014,profiles!H5959,IF($C$10=2015,profiles!J5959,IF($C$10=2016,profiles!L5959)))))","v":1.6758295426003964E-2},3.3516590852007928,0,3.3516590852007928,38.164340914799205,0,0,0,{"$f":"K5971+I5972*$F$2-J5972/$F$3","v":0},38.164340914799205,38.164340914799205]
["h5958",{"$f":"IF($C$10=2012,profiles!C5962,IF($C$10=2013,profiles!E5962,IF($C$10=2014,profiles!G5962,IF($C$10=2015,profiles!I5962,IF($C$10=2016,profiles!K5962)))))","v":44.457999999999998},{"$f":"IF($C$10=2012,profiles!D5962,IF($C$10=2013,profiles!F5962,IF($C$10=2014,profiles!H5962,IF($C$10=2015,profiles!J5962,IF($C$10=2016,profiles!L5962)))))","v":1.1441966902017693E-2},2.2883933804035386,0,2.2883933804035386,42.169606619596458,0,0,0,0,42.169606619596458,42.169606619596458]
["h5961",{"$f":"IF($C$10=2012,profiles!C5965,IF($C$10=2013,profiles!E5965,IF($C$10=2014,profiles!G5965,IF($C$10=2015,profiles!I5965,IF($C$10=2016,profiles!K5965)))))","v":54.581000000000003},{"$f":"IF($C$10=2012,profiles!D5965,IF($C$10=2013,profiles!F5965,IF($C$10=2014,profiles!H5965,IF($C$10=2015,profiles!J5965,IF($C$10=2016,profiles!L5965)))))","v":0.11575921636480339},23.151843272960679,0,23.151843272960679,31.429156727039324,0,0,0,0,31.429156727039324,31.429156727039324]
["h5965",{"$f":"IF($C$10=2012,profiles!C5969,IF($C$10=2013,profiles!E5969,IF($C$10=2014,profiles!G5969,IF($C$10=2015,profiles!I5969,IF($C$10=2016,profiles!K5969)))))","v":54.83},{"$f":"IF($C$10=2012,profiles!D5969,IF($C$10=2013,profiles!F5969,IF($C$10=2014,profiles!H5969,IF($C$10=2015,profiles!J5969,IF($C$10=2016,profiles!L5969)))))","v":0.25981637038484079},51.963274076968155,0,51.963274076968155,2.8667259230318436,0,0,0,0,2.8667259230318436,2.8667259230318436]
["h5968",{"$f":"IF($C$10=2012,profiles!C5972,IF($C$10=2013,profiles!E5972,IF($C$10=2014,profiles!G5972,IF($C$10=2015,profiles!I5972,IF($C$10=2016,profiles!K5972)))))","v":51.301000000000002},{"$f":"IF($C$10=2012,profiles!D5972,IF($C$10=2013,profiles!F5972,IF($C$10=2014,profiles!H5972,IF($C$10=2015,profiles!J5972,IF($C$10=2016,profiles!L5972)))))","v":0.15122931376105825},30.24586275221165,0,30.24586275221165,21.055137247788352,0,0,0,0,21.055137247788352,21.055137247788352]
["h5972",{"$f":"IF($C$10=2012,profiles!C5976,IF($C$10=2013,profiles!E5976,IF($C$10=2014,profiles!G5976,IF($C$10=2015,profiles!I5976,IF($C$10=2016,profiles!K5976)))))","v":52.01},{"$f":"IF($C$10=2012,profiles!D5976,IF($C$10=2013,profiles!F5976,IF($C$10=2014,profiles!H5976,IF($C$10=2015,profiles!J5976,IF($C$10=2016,profiles!L5976)))))","v":2.182345882287277E-2},4.3646917645745544,0,4.3646917645745544,47.645308235425446,0,0,0,0,47.645308235425446,47.645308235425446]
["h5973",{"$f":"IF($C$10=2012,profiles!C5977,IF($C$10=2013,profiles!E5977,IF($C$10=2014,profiles!G5977,IF($C$10=2015,profiles!I5977,IF($C$10=2016,profiles!K5977)))))","v":49.302999999999997},{"$f":"IF($C$10=2012,profiles!D5977,IF($C$10=2013,profiles!F5977,IF($C$10=2014,profiles!H5977,IF($C$10=2015,profiles!J5977,IF($C$10=2016,profiles!L5977)))))","v":1.9925766751318616E-2},3.9851533502637233,0,3.9851533502637233,45.317846649736275,0,0,0,0,45.317846649736275,45.317846649736275]
["h5976",{"$f":"IF($C$10=2012,profiles!C5980,IF($C$10=2013,profiles!E5980,IF($C$10=2014,profiles!G5980,IF($C$10=2015,profiles!I5980,IF($C$10=2016,profiles!K5980)))))","v":40.201000000000001},{"$f":"IF($C$10=2012,profiles!D5980,IF($C$10=2013,profiles!F5980,IF($C$10=2014,profiles!H5980,IF($C$10=2015,profiles!J5980,IF($C$10=2016,profiles!L5980)))))","v":9.571647830333473E-3},1.9143295660666946,0,1.9143295660666946,38.286670433933303,0,0,0,0,38.286670433933303,38.286670433933303]
["h5980",{"$f":"IF($C$10=2012,profiles!C5984,IF($C$10=2013,profiles!E5984,IF($C$10=2014,profiles!G5984,IF($C$10=2015,profiles!I5984,IF($C$10=2016,profiles!K5984)))))","v":36.683999999999997},{"$f":"IF($C$10=2012,profiles!D5984,IF($C$10=2013,profiles!F5984,IF($C$10=2014,profiles!H5984,IF($C$10=2015,profiles!J5984,IF($C$10=2016,profiles!L5984)))))","v":9.4042137574996514E-3},1.8808427514999302,0,1.8808427514999302,34.803157248500071,0,0,0,0,34.803157248500071,34.803157248500071]
["h5983",{"$f":"IF($C$10=2012,profiles!C5987,IF($C$10=2013,profiles!E5987,IF($C$10=2014,profiles!G5987,IF($C$10=2015,profiles!I5987,IF($C$10=2016,profiles!K5987)))))","v":39.581000000000003},{"$f":"IF($C$10=2012,profiles!D5987,IF($C$10=2013,profiles!F5987,IF($C$10=2014,profiles!H5987,IF($C$10=2015,profiles!J5987,IF($C$10=2016,profiles!L5987)))))","v":2.0092088740058602E-2},4.0184177480117205,0,4.0184177480117205,35.562582251988282,0,0,0,0,35.562582251988282,35.562582251988282]
["h5987",{"$f":"IF($C$10=2012,profiles!C5991,IF($C$10=2013,profiles!E5991,IF($C$10=2014,profiles!G5991,IF($C$10=2015,profiles!I5991,IF($C$10=2016,profiles!K5991)))))","v":51.408999999999999},{"$f":"IF($C$10=2012,profiles!D5991,IF($C$10=2013,profiles!F5991,IF($C$10=2014,profiles!H5991,IF($C$10=2015,profiles!J5991,IF($C$10=2016,profiles!L5991)))))","v":0.21292032928700991},42.584065857401981,0,42.584065857401981,8.8249341425980177,0,0,0,0,8.8249341425980177,8.8249341425980177]
["h5990",{"$f":"IF($C$10=2012,profiles!C5994,IF($C$10=2013,profiles!E5994,IF($C$10=2014,profiles!G5994,IF($C$10=2015,profiles!I5994,IF($C$10=2016,profiles!K5994)))))","v":47.484000000000002},{"$f":"IF($C$10=2012,profiles!D5994,IF($C$10=2013,profiles!F5994,IF($C$10=2014,profiles!H5994,IF($C$10=2015,profiles!J5994,IF($C$10=2016,profiles!L5994)))))","v":0.22582670573461699},45.165341146923396,0,45.165341146923396,2.3186588530766059,0,0,0,0,2.3186588530766059,2.3186588530766059]
["h5993",{"$f":"IF($C$10=2012,profiles!C5997,IF($C$10=2013,profiles!E5997,IF($C$10=2014,profiles!G5997,IF($C$10=2015,profiles!I5997,IF($C$10=2016,profiles!K5997)))))","v":47.432000000000002},{"$f":"IF($C$10=2012,profiles!D5997,IF($C$10=2013,profiles!F5997,IF($C$10=2014,profiles!H5997,IF($C$10=2015,profiles!J5997,IF($C$10=2016,profiles!L5997)))))","v":9.8981442723594257E-2},19.796288544718852,0,19.796288544718852,27.63571145528115,0,0,0,0,27.63571145528115,27.63571145528115]
["h5995",{"$f":"IF($C$10=2012,profiles!C5999,IF($C$10=2013,profiles!E5999,IF($C$10=2014,profiles!G5999,IF($C$10=2015,profiles!I5999,IF($C$10=2016,profiles!K5999)))))","v":49.476999999999997},{"$f":"IF($C$10=2012,profiles!D5999,IF($C$10=2013,profiles!F5999,IF($C$10=2014,profiles!H5999,IF($C$10=2015,profiles!J5999,IF($C$10=2016,profiles!L5999)))))","v":1.791544579321892E-2},3.5830891586437841,0,3.5830891586437841,45.89391084135621,0,0,0,0,45.89391084135621,45.89391084135621]
["h5998",{"$f":"IF($C$10=2012,profiles!C6002,IF($C$10=2013,profiles!E6002,IF($C$10=2014,profiles!G6002,IF($C$10=2015,profiles!I6002,IF($C$10=2016,profiles!K6002)))))","v":48.11},{"$f":"IF($C$10=2012,profiles!D6002,IF($C$10=2013,profiles!F6002,IF($C$10=2014,profiles!H6002,IF($C$10=2015,profiles!J6002,IF($C$10=2016,profiles!L6002)))))","v":1.5850425561601787E-2},3.1700851123203573,0,3.1700851123203573,44.939914887679642,0,0,0,0,44.939914887679642,44.939914887679642]
["h6001",{"$f":"IF($C$10=2012,profiles!C6005,IF($C$10=2013,profiles!E6005,IF($C$10=2014,profiles!G6005,IF($C$10=2015,profiles!I6005,IF($C$10=2016,profiles!K6005)))))","v":40.465000000000003},{"$f":"IF($C$10=2012,profiles!D6005,IF($C$10=2013,profiles!F6005,IF($C$10=2014,profiles!H6005,IF($C$10=2015,profiles!J6005,IF($C$10=2016,profiles!L6005)))))","v":1.2693010475220734E-2},2.5386020950441468,0,2.5386020950441468,37.926397904955856,0,0,0,0,37.926397904955856,37.926397904955856]
["h6005",{"$f":"IF($C$10=2012,profiles!C6009,IF($C$10=2013,profiles!E6009,IF($C$10=2014,profiles!G6009,IF($C$10=2015,profiles!I6009,IF($C$10=2016,profiles!K6009)))))","v":46.39},{"$f":"IF($C$10=2012,profiles!D6009,IF($C$10=2013,profiles!F6009,IF($C$10=2014,profiles!H6009,IF($C$10=2015,profiles!J6009,IF($C$10=2016,profiles!L6009)))))","v":1.4269175512253637E-2},2.8538351024507276,0,2.8538351024507276,43.53616489754927,0,0,0,0,43.53616489754927,43.53616489754927]
["h6008",{"$f":"IF($C$10=2012,profiles!C6012,IF($C$10=2013,profiles!E6012,IF($C$10=2014,profiles!G6012,IF($C$10=2015,profiles!I6012,IF($C$10=2016,profiles!K6012)))))","v":65.165000000000006},{"$f":"IF($C$10=2012,profiles!D6012,IF($C$10=2013,profiles!F6012,IF($C$10=2014,profiles!H6012,IF($C$10=2015,profiles!J6012,IF($C$10=2016,profiles!L6012)))))","v":6.1191469181091598E-2},12.23829383621832,0,12.23829383621832,52.926706163781688,0,0,0,0,52.926706163781688,52.926706163781688]
["h6012",{"$f":"IF($C$10=2012,profiles!C6016,IF($C$10=2013,profiles!E6016,IF($C$10=2014,profiles!G6016,IF($C$10=2015,profiles!I6016,IF($C$10=2016,profiles!K6016)))))","v":69.022000000000006},{"$f":"IF($C$10=2012,profiles!D6016,IF($C$10=2013,profiles!F6016,IF($C$10=2014,profiles!H6016,IF($C$10=2015,profiles!J6016,IF($C$10=2016,profiles!L6016)))))","v":0.26545129929002831},53.090259858005659,0,53.090259858005659,15.931740141994347,0,0,0,0,15.931740141994347,15.931740141994347]
["h6015",{"$f":"IF($C$10=2012,profiles!C6019,IF($C$10=2013,profiles!E6019,IF($C$10=2014,profiles!G6019,IF($C$10=2015,profiles!I6019,IF($C$10=2016,profiles!K6019)))))","v":65.72},{"$f":"IF($C$10=2012,profiles!D6019,IF($C$10=2013,profiles!F6019,IF($C$10=2014,profiles!H6019,IF($C$10=2015,profiles!J6019,IF($C$10=2016,profiles!L6019)))))","v":0.24003738161326768},48.007476322653538,0,48.007476322653538,17.712523677346461,0,0,0,0,17.712523677346461,17.712523677346461]
["h6018",{"$f":"IF($C$10=2012,profiles!C6022,IF($C$10=2013,profiles!E6022,IF($C$10=2014,profiles!G6022,IF($C$10=2015,profiles!I6022,IF($C$10=2016,profiles!K6022)))))","v":62.927},{"$f":"IF($C$10=2012,profiles!D6022,IF($C$10=2013,profiles!F6022,IF($C$10=2014,profiles!H6022,IF($C$10=2015,profiles!J6022,IF($C$10=2016,profiles!L6022)))))","v":7.6743894104026891E-2},{"$f":"C6035*$C$2","v":15.348778820805379},0,15.348778820805379,47.578221179194621,0,0,0,0,{"$f":"MAX(G6035-J6035,0)","v":47.578221179194621},{"$f":"B6035-D6035","v":47.578221179194621}]
["h6020",{"$f":"IF($C$10=2012,profiles!C6024,IF($C$10=2013,profiles!E6024,IF($C$10=2014,profiles!G6024,IF($C$10=2015,profiles!I6024,IF($C$10=2016,profiles!K6024)))))","v":63.402999999999999},{"$f":"IF($C$10=2012,profiles!D6024,IF($C$10=2013,profiles!F6024,IF($C$10=2014,profiles!H6024,IF($C$10=2015,profiles!J6024,IF($C$10=2016,profiles!L6024)))))","v":3.6307589304395128E-2},7.2615178608790254,0,7.2615178608790254,56.141482139120974,0,0,0,0,56.141482139120974,56.141482139120974]
["h6023",{"$f":"IF($C$10=2012,profiles!C6027,IF($C$10=2013,profiles!E6027,IF($C$10=2014,profiles!G6027,IF($C$10=2015,profiles!I6027,IF($C$10=2016,profiles!K6027)))))","v":49.959000000000003},{"$f":"IF($C$10=2012,profiles!D6027,IF($C$10=2013,profiles!F6027,IF($C$10=2014,profiles!H6027,IF($C$10=2015,profiles!J6027,IF($C$10=2016,profiles!L6027)))))","v":3.6921317283416792E-2},7.3842634566833585,0,7.3842634566833585,42.574736543316646,0,0,0,0,42.574736543316646,42.574736543316646]
["h6026",{"$f":"IF($C$10=2012,profiles!C6030,IF($C$10=2013,profiles!E6030,IF($C$10=2014,profiles!G6030,IF($C$10=2015,profiles!I6030,IF($C$10=2016,profiles!K6030)))))","v":43.939},{"$f":"IF($C$10=2012,profiles!D6030,IF($C$10=2013,profiles!F6030,IF($C$10=2014,profiles!H6030,IF($C$10=2015,profiles!J6030,IF($C$10=2016,profiles!L6030)))))","v":4.253123605533244E-2},8.5062472110664888,0,8.5062472110664888,35.432752788933513,0,0,0,0,35.432752788933513,35.432752788933513]
["h6030",{"$f":"IF($C$10=2012,profiles!C6034,IF($C$10=2013,profiles!E6034,IF($C$10=2014,profiles!G6034,IF($C$10=2015,profiles!I6034,IF($C$10=2016,profiles!K6034)))))","v":57.804000000000002},{"$f":"IF($C$10=2012,profiles!D6034,IF($C$10=2013,profiles!F6034,IF($C$10=2014,profiles!H6034,IF($C$10=2015,profiles!J6034,IF($C$10=2016,profiles!L6034)))))","v":5.1985720660419454E-2},10.397144132083891,0,10.397144132083891,47.406855867916107,0,0,0,0,47.406855867916107,47.406855867916107]
["h6033",{"$f":"IF($C$10=2012,profiles!C6037,IF($C$10=2013,profiles!E6037,IF($C$10=2014,profiles!G6037,IF($C$10=2015,profiles!I6037,IF($C$10=2016,profiles!K6037)))))","v":67.123000000000005},{"$f":"IF($C$10=2012,profiles!D6037,IF($C$10=2013,profiles!F6037,IF($C$10=2014,profiles!H6037,IF($C$10=2015,profiles!J6037,IF($C$10=2016,profiles!L6037)))))","v":0.1451082106202588},29.021642124051759,0,29.021642124051759,38.101357875948246,0,0,0,0,38.101357875948246,38.101357875948246]
["h6037",{"$f":"IF($C$10=2012,profiles!C6041,IF($C$10=2013,profiles!E6041,IF($C$10=2014,profiles!G6041,IF($C$10=2015,profiles!I6041,IF($C$10=2016,profiles!K6041)))))","v":68.527000000000001},{"$f":"IF($C$10=2012,profiles!D6041,IF($C$10=2013,profiles!F6041,IF($C$10=2014,profiles!H6041,IF($C$10=2015,profiles!J6041,IF($C$10=2016,profiles!L6041)))))","v":0.29034192324854974},58.068384649709948,0,58.068384649709948,10.458615350290053,0,0,0,0,10.458615350290053,10.458615350290053]
["h6039",{"$f":"IF($C$10=2012,profiles!C6043,IF($C$10=2013,profiles!E6043,IF($C$10=2014,profiles!G6043,IF($C$10=2015,profiles!I6043,IF($C$10=2016,profiles!K6043)))))","v":66.364999999999995},{"$f":"IF($C$10=2012,profiles!D6043,IF($C$10=2013,profiles!F6043,IF($C$10=2014,profiles!H6043,IF($C$10=2015,profiles!J6043,IF($C$10=2016,profiles!L6043)))))","v":0.24983266398929049},49.9665327978581,0,49.9665327978581,16.398467202141894,0,0,0,0,16.398467202141894,16.398467202141894]
["h6044",{"$f":"IF($C$10=2012,profiles!C6048,IF($C$10=2013,profiles!E6048,IF($C$10=2014,profiles!G6048,IF($C$10=2015,profiles!I6048,IF($C$10=2016,profiles!K6048)))))","v":64.070999999999998},{"$f":"IF($C$10=2012,profiles!D6048,IF($C$10=2013,profiles!F6048,IF($C$10=2014,profiles!H6048,IF($C$10=2015,profiles!J6048,IF($C$10=2016,profiles!L6048)))))","v":6.1314703257474339E-2},12.262940651494867,0,12.262940651494867,51.808059348505132,0,0,0,0,51.808059348505132,51.808059348505132]
["h6045",{"$f":"IF($C$10=2012,profiles!C6049,IF($C$10=2013,profiles!E6049,IF($C$10=2014,profiles!G6049,IF($C$10=2015,profiles!I6049,IF($C$10=2016,profiles!K6049)))))","v":59.999000000000002},{"$f":"IF($C$10=2012,profiles!D6049,IF($C$10=2013,profiles!F6049,IF($C$10=2014,profiles!H6049,IF($C$10=2015,profiles!J6049,IF($C$10=2016,profiles!L6049)))))","v":6.5428380187416327E-2},13.085676037483266,0,13.085676037483266,46.913323962516735,0,0,0,0,46.913323962516735,46.913323962516735]
["h6048",{"$f":"IF($C$10=2012,profiles!C6052,IF($C$10=2013,profiles!E6052,IF($C$10=2014,profiles!G6052,IF($C$10=2015,profiles!I6052,IF($C$10=2016,profiles!K6052)))))","v":46.811},{"$f":"IF($C$10=2012,profiles!D6052,IF($C$10=2013,profiles!F6052,IF($C$10=2014,profiles!H6052,IF($C$10=2015,profiles!J6052,IF($C$10=2016,profiles!L6052)))))","v":5.38784388638677E-2},10.775687772773541,0,10.775687772773541,36.035312227226456,0,0,0,0,36.035312227226456,36.035312227226456]
["h6052",{"$f":"IF($C$10=2012,profiles!C6056,IF($C$10=2013,profiles!E6056,IF($C$10=2014,profiles!G6056,IF($C$10=2015,profiles!I6056,IF($C$10=2016,profiles!K6056)))))","v":45.552},{"$f":"IF($C$10=2012,profiles!D6056,IF($C$10=2013,profiles!F6056,IF($C$10=2014,profiles!H6056,IF($C$10=2015,profiles!J6056,IF($C$10=2016,profiles!L6056)))))","v":4.8412510283475325E-2},9.6825020566950659,0,9.6825020566950659,35.869497943304935,0,0,0,0,35.869497943304935,35.869497943304935]
["h6055",{"$f":"IF($C$10=2012,profiles!C6059,IF($C$10=2013,profiles!E6059,IF($C$10=2014,profiles!G6059,IF($C$10=2015,profiles!I6059,IF($C$10=2016,profiles!K6059)))))","v":63.819000000000003},{"$f":"IF($C$10=2012,profiles!D6059,IF($C$10=2013,profiles!F6059,IF($C$10=2014,profiles!H6059,IF($C$10=2015,profiles!J6059,IF($C$10=2016,profiles!L6059)))))","v":5.1354630004043673E-2},10.270926000808736,0,10.270926000808736,53.548073999191267,0,0,0,0,53.548073999191267,53.548073999191267]
["h6058",{"$f":"IF($C$10=2012,profiles!C6062,IF($C$10=2013,profiles!E6062,IF($C$10=2014,profiles!G6062,IF($C$10=2015,profiles!I6062,IF($C$10=2016,profiles!K6062)))))","v":68.927999999999997},{"$f":"IF($C$10=2012,profiles!D6062,IF($C$10=2013,profiles!F6062,IF($C$10=2014,profiles!H6062,IF($C$10=2015,profiles!J6062,IF($C$10=2016,profiles!L6062)))))","v":0.16952744816431251},33.905489632862498,0,33.905489632862498,35.0225103671375,0,0,0,0,35.0225103671375,35.0225103671375]
["h6060",{"$f":"IF($C$10=2012,profiles!C6064,IF($C$10=2013,profiles!E6064,IF($C$10=2014,profiles!G6064,IF($C$10=2015,profiles!I6064,IF($C$10=2016,profiles!K6064)))))","v":69.418999999999997},{"$f":"IF($C$10=2012,profiles!D6064,IF($C$10=2013,profiles!F6064,IF($C$10=2014,profiles!H6064,IF($C$10=2015,profiles!J6064,IF($C$10=2016,profiles!L6064)))))","v":0.22560899089476694},45.121798178953384,0,45.121798178953384,24.297201821046613,0,0,0,0,24.297201821046613,24.297201821046613]
["h6066",{"$f":"IF($C$10=2012,profiles!C6070,IF($C$10=2013,profiles!E6070,IF($C$10=2014,profiles!G6070,IF($C$10=2015,profiles!I6070,IF($C$10=2016,profiles!K6070)))))","v":63.537999999999997},{"$f":"IF($C$10=2012,profiles!D6070,IF($C$10=2013,profiles!F6070,IF($C$10=2014,profiles!H6070,IF($C$10=2015,profiles!J6070,IF($C$10=2016,profiles!L6070)))))","v":7.7401452933056322E-2},15.480290586611265,0,15.480290586611265,48.057709413388736,0,0,0,0,48.057709413388736,48.057709413388736]
["h6069",{"$f":"IF($C$10=2012,profiles!C6073,IF($C$10=2013,profiles!E6073,IF($C$10=2014,profiles!G6073,IF($C$10=2015,profiles!I6073,IF($C$10=2016,profiles!K6073)))))","v":59.902999999999999},{"$f":"IF($C$10=2012,profiles!D6073,IF($C$10=2013,profiles!F6073,IF($C$10=2014,profiles!H6073,IF($C$10=2015,profiles!J6073,IF($C$10=2016,profiles!L6073)))))","v":3.9586151121770288E-2},7.917230224354058,0,7.917230224354058,51.985769775645942,0,0,0,0,51.985769775645942,51.985769775645942]
["h6070",{"$f":"IF($C$10=2012,profiles!C6074,IF($C$10=2013,profiles!E6074,IF($C$10=2014,profiles!G6074,IF($C$10=2015,profiles!I6074,IF($C$10=2016,profiles!K6074)))))","v":55.023000000000003},{"$f":"IF($C$10=2012,profiles!D6074,IF($C$10=2013,profiles!F6074,IF($C$10=2014,profiles!H6074,IF($C$10=2015,profiles!J6074,IF($C$10=2016,profiles!L6074)))))","v":3.7829245506644169E-2},7.5658491013288334,0,7.5658491013288334,47.457150898671173,0,0,0,0,47.457150898671173,47.457150898671173]
["h6073",{"$f":"IF($C$10=2012,profiles!C6077,IF($C$10=2013,profiles!E6077,IF($C$10=2014,profiles!G6077,IF($C$10=2015,profiles!I6077,IF($C$10=2016,profiles!K6077)))))","v":44.93},{"$f":"IF($C$10=2012,profiles!D6077,IF($C$10=2013,profiles!F6077,IF($C$10=2014,profiles!H6077,IF($C$10=2015,profiles!J6077,IF($C$10=2016,profiles!L6077)))))","v":2.9037024645923944E-2},5.8074049291847887,0,5.8074049291847887,39.122595070815208,0,0,0,0,39.122595070815208,39.122595070815208]
["h6077",{"$f":"IF($C$10=2012,profiles!C6081,IF($C$10=2013,profiles!E6081,IF($C$10=2014,profiles!G6081,IF($C$10=2015,profiles!I6081,IF($C$10=2016,profiles!K6081)))))","v":49.323},{"$f":"IF($C$10=2012,profiles!D6081,IF($C$10=2013,profiles!F6081,IF($C$10=2014,profiles!H6081,IF($C$10=2015,profiles!J6081,IF($C$10=2016,profiles!L6081)))))","v":2.7880004460800713E-2},5.5760008921601427,0,5.5760008921601427,43.746999107839855,0,0,0,0,43.746999107839855,43.746999107839855]
["h6080",{"$f":"IF($C$10=2012,profiles!C6084,IF($C$10=2013,profiles!E6084,IF($C$10=2014,profiles!G6084,IF($C$10=2015,profiles!I6084,IF($C$10=2016,profiles!K6084)))))","v":66.614999999999995},{"$f":"IF($C$10=2012,profiles!D6084,IF($C$10=2013,profiles!F6084,IF($C$10=2014,profiles!H6084,IF($C$10=2015,profiles!J6084,IF($C$10=2016,profiles!L6084)))))","v":5.84922493587599E-2},11.698449871751979,0,11.698449871751979,54.916550128248019,0,0,0,0,54.916550128248019,54.916550128248019]
["h6085",{"$f":"IF($C$10=2012,profiles!C6089,IF($C$10=2013,profiles!E6089,IF($C$10=2014,profiles!G6089,IF($C$10=2015,profiles!I6089,IF($C$10=2016,profiles!K6089)))))","v":68.096999999999994},{"$f":"IF($C$10=2012,profiles!D6089,IF($C$10=2013,profiles!F6089,IF($C$10=2014,profiles!H6089,IF($C$10=2015,profiles!J6089,IF($C$10=2016,profiles!L6089)))))","v":0.21145589383294303},42.291178766588608,0,42.291178766588608,25.805821233411386,0,0,0,0,25.805821233411386,25.805821233411386]
["h6088",{"$f":"IF($C$10=2012,profiles!C6092,IF($C$10=2013,profiles!E6092,IF($C$10=2014,profiles!G6092,IF($C$10=2015,profiles!I6092,IF($C$10=2016,profiles!K6092)))))","v":64.156000000000006},{"$f":"IF($C$10=2012,profiles!D6092,IF($C$10=2013,profiles!F6092,IF($C$10=2014,profiles!H6092,IF($C$10=2015,profiles!J6092,IF($C$10=2016,profiles!L6092)))))","v":0.1447529831604773},28.950596632095461,0,28.950596632095461,35.205403367904545,0,0,{"$f":"MIN(MAX(0,G6105),K6104*$F$3)","v":0},0,35.205403367904545,35.205403367904545]
["h6091",{"$f":"IF($C$10=2012,profiles!C6095,IF($C$10=2013,profiles!E6095,IF($C$10=2014,profiles!G6095,IF($C$10=2015,profiles!I6095,IF($C$10=2016,profiles!K6095)))))","v":63.838999999999999},{"$f":"IF($C$10=2012,profiles!D6095,IF($C$10=2013,profiles!F6095,IF($C$10=2014,profiles!H6095,IF($C$10=2015,profiles!J6095,IF($C$10=2016,profiles!L6095)))))","v":4.0816326530612242E-2},8.1632653061224492,0,8.1632653061224492,55.675734693877551,0,0,0,0,55.675734693877551,55.675734693877551]
["h6094",{"$f":"IF($C$10=2012,profiles!C6098,IF($C$10=2013,profiles!E6098,IF($C$10=2014,profiles!G6098,IF($C$10=2015,profiles!I6098,IF($C$10=2016,profiles!K6098)))))","v":55.081000000000003},{"$f":"IF($C$10=2012,profiles!D6098,IF($C$10=2013,profiles!F6098,IF($C$10=2014,profiles!H6098,IF($C$10=2015,profiles!J6098,IF($C$10=2016,profiles!L6098)))))","v":5.7349169175867069E-2},11.469833835173414,0,11.469833835173414,43.611166164826585,0,0,0,0,43.611166164826585,43.611166164826585]
["h6095",{"$f":"IF($C$10=2012,profiles!C6099,IF($C$10=2013,profiles!E6099,IF($C$10=2014,profiles!G6099,IF($C$10=2015,profiles!I6099,IF($C$10=2016,profiles!K6099)))))","v":50.29},{"$f":"IF($C$10=2012,profiles!D6099,IF($C$10=2013,profiles!F6099,IF($C$10=2014,profiles!H6099,IF($C$10=2015,profiles!J6099,IF($C$10=2016,profiles!L6099)))))","v":5.7934649269543885E-2},11.586929853908776,0,11.586929853908776,38.703070146091221,0,0,0,0,38.703070146091221,38.703070146091221]
["h6098",{"$f":"IF($C$10=2012,profiles!C6102,IF($C$10=2013,profiles!E6102,IF($C$10=2014,profiles!G6102,IF($C$10=2015,profiles!I6102,IF($C$10=2016,profiles!K6102)))))","v":44.262},{"$f":"IF($C$10=2012,profiles!D6102,IF($C$10=2013,profiles!F6102,IF($C$10=2014,profiles!H6102,IF($C$10=2015,profiles!J6102,IF($C$10=2016,profiles!L6102)))))","v":6.81371661069851E-2},13.62743322139702,0,13.62743322139702,30.634566778602981,0,0,0,0,30.634566778602981,30.634566778602981]
["h6102",{"$f":"IF($C$10=2012,profiles!C6106,IF($C$10=2013,profiles!E6106,IF($C$10=2014,profiles!G6106,IF($C$10=2015,profiles!I6106,IF($C$10=2016,profiles!K6106)))))","v":58.582999999999998},{"$f":"IF($C$10=2012,profiles!D6106,IF($C$10=2013,profiles!F6106,IF($C$10=2014,profiles!H6106,IF($C$10=2015,profiles!J6106,IF($C$10=2016,profiles!L6106)))))","v":9.4709267490629398E-2},18.94185349812588,0,18.94185349812588,39.641146501874118,0,0,0,0,39.641146501874118,39.641146501874118]
["h6105",{"$f":"IF($C$10=2012,profiles!C6109,IF($C$10=2013,profiles!E6109,IF($C$10=2014,profiles!G6109,IF($C$10=2015,profiles!I6109,IF($C$10=2016,profiles!K6109)))))","v":68.765000000000001},{"$f":"IF($C$10=2012,profiles!D6109,IF($C$10=2013,profiles!F6109,IF($C$10=2014,profiles!H6109,IF($C$10=2015,profiles!J6109,IF($C$10=2016,profiles!L6109)))))","v":0.14686415762119079},29.372831524238158,0,29.372831524238158,39.392168475761842,0,0,0,0,39.392168475761842,39.392168475761842]
["h6110",{"$f":"IF($C$10=2012,profiles!C6114,IF($C$10=2013,profiles!E6114,IF($C$10=2014,profiles!G6114,IF($C$10=2015,profiles!I6114,IF($C$10=2016,profiles!K6114)))))","v":66.459000000000003},{"$f":"IF($C$10=2012,profiles!D6114,IF($C$10=2013,profiles!F6114,IF($C$10=2014,profiles!H6114,IF($C$10=2015,profiles!J6114,IF($C$10=2016,profiles!L6114)))))","v":0.23965053576156173},47.930107152312345,0,47.930107152312345,18.528892847687658,0,0,0,0,18.528892847687658,18.528892847687658]
["h6113",{"$f":"IF($C$10=2012,profiles!C6117,IF($C$10=2013,profiles!E6117,IF($C$10=2014,profiles!G6117,IF($C$10=2015,profiles!I6117,IF($C$10=2016,profiles!K6117)))))","v":63.764000000000003},{"$f":"IF($C$10=2012,profiles!D6117,IF($C$10=2013,profiles!F6117,IF($C$10=2014,profiles!H6117,IF($C$10=2015,profiles!J6117,IF($C$10=2016,profiles!L6117)))))","v":0.16839215795560633},33.678431591121267,0,33.678431591121267,30.085568408878736,0,0,0,0,30.085568408878736,30.085568408878736]
["h6116",{"$f":"IF($C$10=2012,profiles!C6120,IF($C$10=2013,profiles!E6120,IF($C$10=2014,profiles!G6120,IF($C$10=2015,profiles!I6120,IF($C$10=2016,profiles!K6120)))))","v":62.280999999999999},{"$f":"IF($C$10=2012,profiles!D6120,IF($C$10=2013,profiles!F6120,IF($C$10=2014,profiles!H6120,IF($C$10=2015,profiles!J6120,IF($C$10=2016,profiles!L6120)))))","v":0.10653921718895872},21.307843437791743,0,21.307843437791743,40.97315656220826,0,0,0,0,40.97315656220826,40.97315656220826]
["h6117",{"$f":"IF($C$10=2012,profiles!C6121,IF($C$10=2013,profiles!E6121,IF($C$10=2014,profiles!G6121,IF($C$10=2015,profiles!I6121,IF($C$10=2016,profiles!K6121)))))","v":57.887999999999998},{"$f":"IF($C$10=2012,profiles!D6121,IF($C$10=2013,profiles!F6121,IF($C$10=2014,profiles!H6121,IF($C$10=2015,profiles!J6121,IF($C$10=2016,profiles!L6121)))))","v":9.2660972313180157E-2},18.532194462636031,0,18.532194462636031,39.355805537363963,0,0,0,0,39.355805537363963,39.355805537363963]
["h6120",{"$f":"IF($C$10=2012,profiles!C6124,IF($C$10=2013,profiles!E6124,IF($C$10=2014,profiles!G6124,IF($C$10=2015,profiles!I6124,IF($C$10=2016,profiles!K6124)))))","v":46.067999999999998},{"$f":"IF($C$10=2012,profiles!D6124,IF($C$10=2013,profiles!F6124,IF($C$10=2014,profiles!H6124,IF($C$10=2015,profiles!J6124,IF($C$10=2016,profiles!L6124)))))","v":6.7989300044583145E-2},13.59786000891663,0,13.59786000891663,32.470139991083371,0,0,0,0,32.470139991083371,32.470139991083371]
["h6123",{"$f":"IF($C$10=2012,profiles!C6127,IF($C$10=2013,profiles!E6127,IF($C$10=2014,profiles!G6127,IF($C$10=2015,profiles!I6127,IF($C$10=2016,profiles!K6127)))))","v":42.119},{"$f":"IF($C$10=2012,profiles!D6127,IF($C$10=2013,profiles!F6127,IF($C$10=2014,profiles!H6127,IF($C$10=2015,profiles!J6127,IF($C$10=2016,profiles!L6127)))))","v":5.2663843067320554E-2},10.532768613464111,0,10.532768613464111,31.586231386535889,0,0,0,0,31.586231386535889,31.586231386535889]
["h6127",{"$f":"IF($C$10=2012,profiles!C6131,IF($C$10=2013,profiles!E6131,IF($C$10=2014,profiles!G6131,IF($C$10=2015,profiles!I6131,IF($C$10=2016,profiles!K6131)))))","v":48.414000000000001},{"$f":"IF($C$10=2012,profiles!D6131,IF($C$10=2013,profiles!F6131,IF($C$10=2014,profiles!H6131,IF($C$10=2015,profiles!J6131,IF($C$10=2016,profiles!L6131)))))","v":4.22146678555506E-2},8.4429335711101192,0,8.4429335711101192,39.971066428889884,0,0,0,0,39.971066428889884,39.971066428889884]
["h6131",{"$f":"IF($C$10=2012,profiles!C6135,IF($C$10=2013,profiles!E6135,IF($C$10=2014,profiles!G6135,IF($C$10=2015,profiles!I6135,IF($C$10=2016,profiles!K6135)))))","v":58.225999999999999},{"$f":"IF($C$10=2012,profiles!D6135,IF($C$10=2013,profiles!F6135,IF($C$10=2014,profiles!H6135,IF($C$10=2015,profiles!J6135,IF($C$10=2016,profiles!L6135)))))","v":0.12139155149353545},24.27831029870709,0,24.27831029870709,33.947689701292909,0,0,0,0,33.947689701292909,33.947689701292909]
["h6134",{"$f":"IF($C$10=2012,profiles!C6138,IF($C$10=2013,profiles!E6138,IF($C$10=2014,profiles!G6138,IF($C$10=2015,profiles!I6138,IF($C$10=2016,profiles!K6138)))))","v":53.081000000000003},{"$f":"IF($C$10=2012,profiles!D6138,IF($C$10=2013,profiles!F6138,IF($C$10=2014,profiles!H6138,IF($C$10=2015,profiles!J6138,IF($C$10=2016,profiles!L6138)))))","v":0.14959039233169863},29.918078466339725,0,29.918078466339725,23.162921533660278,0,0,0,0,23.162921533660278,23.162921533660278]
["h6138",{"$f":"IF($C$10=2012,profiles!C6142,IF($C$10=2013,profiles!E6142,IF($C$10=2014,profiles!G6142,IF($C$10=2015,profiles!I6142,IF($C$10=2016,profiles!K6142)))))","v":53.41},{"$f":"IF($C$10=2012,profiles!D6142,IF($C$10=2013,profiles!F6142,IF($C$10=2014,profiles!H6142,IF($C$10=2015,profiles!J6142,IF($C$10=2016,profiles!L6142)))))","v":6.6484618814088278E-2},13.296923762817656,0,13.296923762817656,40.113076237182341,0,0,0,0,40.113076237182341,40.113076237182341]
["h6141",{"$f":"IF($C$10=2012,profiles!C6145,IF($C$10=2013,profiles!E6145,IF($C$10=2014,profiles!G6145,IF($C$10=2015,profiles!I6145,IF($C$10=2016,profiles!K6145)))))","v":49.718000000000004},{"$f":"IF($C$10=2012,profiles!D6145,IF($C$10=2013,profiles!F6145,IF($C$10=2014,profiles!H6145,IF($C$10=2015,profiles!J6145,IF($C$10=2016,profiles!L6145)))))","v":5.0183905483727149E-2},10.036781096745431,0,10.036781096745431,39.681218903254575,0,0,0,0,39.681218903254575,39.681218903254575]
["h6142",{"$f":"IF($C$10=2012,profiles!C6146,IF($C$10=2013,profiles!E6146,IF($C$10=2014,profiles!G6146,IF($C$10=2015,profiles!I6146,IF($C$10=2016,profiles!K6146)))))","v":47.082999999999998},{"$f":"IF($C$10=2012,profiles!D6146,IF($C$10=2013,profiles!F6146,IF($C$10=2014,profiles!H6146,IF($C$10=2015,profiles!J6146,IF($C$10=2016,profiles!L6146)))))","v":4.6645118145341058E-2},9.329023629068212,0,9.329023629068212,37.753976370931788,0,0,0,0,37.753976370931788,37.753976370931788]
["h6145",{"$f":"IF($C$10=2012,profiles!C6149,IF($C$10=2013,profiles!E6149,IF($C$10=2014,profiles!G6149,IF($C$10=2015,profiles!I6149,IF($C$10=2016,profiles!K6149)))))","v":38.658000000000001},{"$f":"IF($C$10=2012,profiles!D6149,IF($C$10=2013,profiles!F6149,IF($C$10=2014,profiles!H6149,IF($C$10=2015,profiles!J6149,IF($C$10=2016,profiles!L6149)))))","v":3.6390994204190813E-2},7.2781988408381624,{"$f":"D6162-F6162","v":0},{"$f":"MIN(D6162,B6162)","v":7.2781988408381624},{"$f":"B6162-F6162","v":31.37980115916184},{"$f":"-MIN(-E6162+$C$3,0)","v":0},{"$f":"E6162-H6162","v":0},0,0,31.37980115916184,31.37980115916184]
["h6148",{"$f":"IF($C$10=2012,profiles!C6152,IF($C$10=2013,profiles!E6152,IF($C$10=2014,profiles!G6152,IF($C$10=2015,profiles!I6152,IF($C$10=2016,profiles!K6152)))))","v":36.869},{"$f":"IF($C$10=2012,profiles!D6152,IF($C$10=2013,profiles!F6152,IF($C$10=2014,profiles!H6152,IF($C$10=2015,profiles!J6152,IF($C$10=2016,profiles!L6152)))))","v":2.8951181453410611E-2},5.7902362906821221,0,5.7902362906821221,31.078763709317876,0,0,0,0,31.078763709317876,31.078763709317876]
["h6152",{"$f":"IF($C$10=2012,profiles!C6156,IF($C$10=2013,profiles!E6156,IF($C$10=2014,profiles!G6156,IF($C$10=2015,profiles!I6156,IF($C$10=2016,profiles!K6156)))))","v":43.707000000000001},{"$f":"IF($C$10=2012,profiles!D6156,IF($C$10=2013,profiles!F6156,IF($C$10=2014,profiles!H6156,IF($C$10=2015,profiles!J6156,IF($C$10=2016,profiles!L6156)))))","v":4.1810633080695499E-2},8.3621266161391006,0,8.3621266161391006,35.3448733838609,0,0,{"$f":"MIN(MAX(0,G6169),K6168*$F$3)","v":0},0,35.3448733838609,35.3448733838609]
["h6156",{"$f":"IF($C$10=2012,profiles!C6160,IF($C$10=2013,profiles!E6160,IF($C$10=2014,profiles!G6160,IF($C$10=2015,profiles!I6160,IF($C$10=2016,profiles!K6160)))))","v":51.131999999999998},{"$f":"IF($C$10=2012,profiles!D6160,IF($C$10=2013,profiles!F6160,IF($C$10=2014,profiles!H6160,IF($C$10=2015,profiles!J6160,IF($C$10=2016,profiles!L6160)))))","v":0.12945831475702185},25.891662951404371,0,25.891662951404371,25.240337048595627,0,0,0,0,25.240337048595627,25.240337048595627]
["h6160",{"$f":"IF($C$10=2012,profiles!C6164,IF($C$10=2013,profiles!E6164,IF($C$10=2014,profiles!G6164,IF($C$10=2015,profiles!I6164,IF($C$10=2016,profiles!K6164)))))","v":46.188000000000002},{"$f":"IF($C$10=2012,profiles!D6164,IF($C$10=2013,profiles!F6164,IF($C$10=2014,profiles!H6164,IF($C$10=2015,profiles!J6164,IF($C$10=2016,profiles!L6164)))))","v":0.10716674097191262},21.433348194382525,0,21.433348194382525,24.754651805617478,0,0,0,0,24.754651805617478,24.754651805617478]
["h6163",{"$f":"IF($C$10=2012,profiles!C6167,IF($C$10=2013,profiles!E6167,IF($C$10=2014,profiles!G6167,IF($C$10=2015,profiles!I6167,IF($C$10=2016,profiles!K6167)))))","v":51.143999999999998},{"$f":"IF($C$10=2012,profiles!D6167,IF($C$10=2013,profiles!F6167,IF($C$10=2014,profiles!H6167,IF($C$10=2015,profiles!J6167,IF($C$10=2016,profiles!L6167)))))","v":3.5304279982166738E-2},7.0608559964333475,0,7.0608559964333475,44.083144003566652,0,0,0,0,44.083144003566652,44.083144003566652]
["h6166",{"$f":"IF($C$10=2012,profiles!C6170,IF($C$10=2013,profiles!E6170,IF($C$10=2014,profiles!G6170,IF($C$10=2015,profiles!I6170,IF($C$10=2016,profiles!K6170)))))","v":48.203000000000003},{"$f":"IF($C$10=2012,profiles!D6170,IF($C$10=2013,profiles!F6170,IF($C$10=2014,profiles!H6170,IF($C$10=2015,profiles!J6170,IF($C$10=2016,profiles!L6170)))))","v":5.0546143557735179E-2},10.109228711547036,0,10.109228711547036,38.09377128845297,0,0,0,0,38.09377128845297,38.09377128845297]
["h6167",{"$f":"IF($C$10=2012,profiles!C6171,IF($C$10=2013,profiles!E6171,IF($C$10=2014,profiles!G6171,IF($C$10=2015,profiles!I6171,IF($C$10=2016,profiles!K6171)))))","v":44.84},{"$f":"IF($C$10=2012,profiles!D6171,IF($C$10=2013,profiles!F6171,IF($C$10=2014,profiles!H6171,IF($C$10=2015,profiles!J6171,IF($C$10=2016,profiles!L6171)))))","v":5.2468791796700845E-2},10.49375835934017,0,10.49375835934017,34.346241640659834,0,0,0,0,34.346241640659834,34.346241640659834]
["h6170",{"$f":"IF($C$10=2012,profiles!C6174,IF($C$10=2013,profiles!E6174,IF($C$10=2014,profiles!G6174,IF($C$10=2015,profiles!I6174,IF($C$10=2016,profiles!K6174)))))","v":40.131},{"$f":"IF($C$10=2012,profiles!D6174,IF($C$10=2013,profiles!F6174,IF($C$10=2014,profiles!H6174,IF($C$10=2015,profiles!J6174,IF($C$10=2016,profiles!L6174)))))","v":4.6870864847547808E-2},9.3741729695095621,0,9.3741729695095621,30.756827030490438,0,0,0,0,30.756827030490438,30.756827030490438]
["h6173",{"$f":"IF($C$10=2012,profiles!C6177,IF($C$10=2013,profiles!E6177,IF($C$10=2014,profiles!G6177,IF($C$10=2015,profiles!I6177,IF($C$10=2016,profiles!K6177)))))","v":46.454999999999998},{"$f":"IF($C$10=2012,profiles!D6177,IF($C$10=2013,profiles!F6177,IF($C$10=2014,profiles!H6177,IF($C$10=2015,profiles!J6177,IF($C$10=2016,profiles!L6177)))))","v":3.515663086930481E-2},7.031326173860962,0,7.031326173860962,39.423673826139037,0,0,0,0,39.423673826139037,39.423673826139037]
["h6178",{"$f":"IF($C$10=2012,profiles!C6182,IF($C$10=2013,profiles!E6182,IF($C$10=2014,profiles!G6182,IF($C$10=2015,profiles!I6182,IF($C$10=2016,profiles!K6182)))))","v":69.283000000000001},{"$f":"IF($C$10=2012,profiles!D6182,IF($C$10=2013,profiles!F6182,IF($C$10=2014,profiles!H6182,IF($C$10=2015,profiles!J6182,IF($C$10=2016,profiles!L6182)))))","v":0.12938587327455323},25.877174654910647,0,25.877174654910647,43.405825345089355,0,0,0,0,43.405825345089355,43.405825345089355]
["h6181",{"$f":"IF($C$10=2012,profiles!C6185,IF($C$10=2013,profiles!E6185,IF($C$10=2014,profiles!G6185,IF($C$10=2015,profiles!I6185,IF($C$10=2016,profiles!K6185)))))","v":68.656000000000006},{"$f":"IF($C$10=2012,profiles!D6185,IF($C$10=2013,profiles!F6185,IF($C$10=2014,profiles!H6185,IF($C$10=2015,profiles!J6185,IF($C$10=2016,profiles!L6185)))))","v":0.20793113534745727},41.586227069491457,0,41.586227069491457,27.069772930508549,0,0,0,0,27.069772930508549,27.069772930508549]
["h6185",{"$f":"IF($C$10=2012,profiles!C6189,IF($C$10=2013,profiles!E6189,IF($C$10=2014,profiles!G6189,IF($C$10=2015,profiles!I6189,IF($C$10=2016,profiles!K6189)))))","v":63.796999999999997},{"$f":"IF($C$10=2012,profiles!D6189,IF($C$10=2013,profiles!F6189,IF($C$10=2014,profiles!H6189,IF($C$10=2015,profiles!J6189,IF($C$10=2016,profiles!L6189)))))","v":0.11785271544579555},23.570543089159109,0,23.570543089159109,40.226456910840888,0,0,0,0,40.226456910840888,40.226456910840888]
["h6188",{"$f":"IF($C$10=2012,profiles!C6192,IF($C$10=2013,profiles!E6192,IF($C$10=2014,profiles!G6192,IF($C$10=2015,profiles!I6192,IF($C$10=2016,profiles!K6192)))))","v":64.691999999999993},{"$f":"IF($C$10=2012,profiles!D6192,IF($C$10=2013,profiles!F6192,IF($C$10=2014,profiles!H6192,IF($C$10=2015,profiles!J6192,IF($C$10=2016,profiles!L6192)))))","v":5.7303636844817742E-2},11.460727368963548,0,11.460727368963548,53.231272631036447,0,0,0,0,53.231272631036447,53.231272631036447]
["h6191",{"$f":"IF($C$10=2012,profiles!C6195,IF($C$10=2013,profiles!E6195,IF($C$10=2014,profiles!G6195,IF($C$10=2015,profiles!I6195,IF($C$10=2016,profiles!K6195)))))","v":50.156999999999996},{"$f":"IF($C$10=2012,profiles!D6195,IF($C$10=2013,profiles!F6195,IF($C$10=2014,profiles!H6195,IF($C$10=2015,profiles!J6195,IF($C$10=2016,profiles!L6195)))))","v":6.2011616731436216E-2},12.402323346287243,0,12.402323346287243,37.75467665371275,0,0,0,0,37.75467665371275,37.75467665371275]
["h6192",{"$f":"IF($C$10=2012,profiles!C6196,IF($C$10=2013,profiles!E6196,IF($C$10=2014,profiles!G6196,IF($C$10=2015,profiles!I6196,IF($C$10=2016,profiles!K6196)))))","v":46.981000000000002},{"$f":"IF($C$10=2012,profiles!D6196,IF($C$10=2013,profiles!F6196,IF($C$10=2014,profiles!H6196,IF($C$10=2015,profiles!J6196,IF($C$10=2016,profiles!L6196)))))","v":5.8327878441804433E-2},11.665575688360887,0,11.665575688360887,35.315424311639113,0,0,0,0,35.315424311639113,35.315424311639113]
["h6198",{"$f":"IF($C$10=2012,profiles!C6202,IF($C$10=2013,profiles!E6202,IF($C$10=2014,profiles!G6202,IF($C$10=2015,profiles!I6202,IF($C$10=2016,profiles!K6202)))))","v":58.978000000000002},{"$f":"IF($C$10=2012,profiles!D6202,IF($C$10=2013,profiles!F6202,IF($C$10=2014,profiles!H6202,IF($C$10=2015,profiles!J6202,IF($C$10=2016,profiles!L6202)))))","v":4.2367097951282018E-2},8.4734195902564036,0,8.4734195902564036,50.504580409743596,0,0,0,0,50.504580409743596,50.504580409743596]
["h6199",{"$f":"IF($C$10=2012,profiles!C6203,IF($C$10=2013,profiles!E6203,IF($C$10=2014,profiles!G6203,IF($C$10=2015,profiles!I6203,IF($C$10=2016,profiles!K6203)))))","v":64.210999999999999},{"$f":"IF($C$10=2012,profiles!D6203,IF($C$10=2013,profiles!F6203,IF($C$10=2014,profiles!H6203,IF($C$10=2015,profiles!J6203,IF($C$10=2016,profiles!L6203)))))","v":5.1294550215178064E-2},10.258910043035613,0,10.258910043035613,53.952089956964386,0,0,0,0,53.952089956964386,53.952089956964386]
["h6203",{"$f":"IF($C$10=2012,profiles!C6207,IF($C$10=2013,profiles!E6207,IF($C$10=2014,profiles!G6207,IF($C$10=2015,profiles!I6207,IF($C$10=2016,profiles!K6207)))))","v":70.322999999999993},{"$f":"IF($C$10=2012,profiles!D6207,IF($C$10=2013,profiles!F6207,IF($C$10=2014,profiles!H6207,IF($C$10=2015,profiles!J6207,IF($C$10=2016,profiles!L6207)))))","v":0.24229467556162171},48.45893511232434,0,48.45893511232434,21.864064887675653,0,0,0,0,21.864064887675653,21.864064887675653]
["h6206",{"$f":"IF($C$10=2012,profiles!C6210,IF($C$10=2013,profiles!E6210,IF($C$10=2014,profiles!G6210,IF($C$10=2015,profiles!I6210,IF($C$10=2016,profiles!K6210)))))","v":67.491},{"$f":"IF($C$10=2012,profiles!D6210,IF($C$10=2013,profiles!F6210,IF($C$10=2014,profiles!H6210,IF($C$10=2015,profiles!J6210,IF($C$10=2016,profiles!L6210)))))","v":0.29058091112937146},58.11618222587429,0,58.11618222587429,9.3748177741257095,0,0,0,0,9.3748177741257095,9.3748177741257095]
["h6210",{"$f":"IF($C$10=2012,profiles!C6214,IF($C$10=2013,profiles!E6214,IF($C$10=2014,profiles!G6214,IF($C$10=2015,profiles!I6214,IF($C$10=2016,profiles!K6214)))))","v":63.572000000000003},{"$f":"IF($C$10=2012,profiles!D6214,IF($C$10=2013,profiles!F6214,IF($C$10=2014,profiles!H6214,IF($C$10=2015,profiles!J6214,IF($C$10=2016,profiles!L6214)))))","v":8.4441720867397388E-2},{"$f":"C6227*$C$2","v":16.888344173479478},0,16.888344173479478,46.683655826520521,0,0,0,0,{"$f":"MAX(G6227-J6227,0)","v":46.683655826520521},{"$f":"B6227-D6227","v":46.683655826520521}]
["h6213",{"$f":"IF($C$10=2012,profiles!C6217,IF($C$10=2013,profiles!E6217,IF($C$10=2014,profiles!G6217,IF($C$10=2015,profiles!I6217,IF($C$10=2016,profiles!K6217)))))","v":60.308},{"$f":"IF($C$10=2012,profiles!D6217,IF($C$10=2013,profiles!F6217,IF($C$10=2014,profiles!H6217,IF($C$10=2015,profiles!J6217,IF($C$10=2016,profiles!L6217)))))","v":9.2589239704182397E-2},18.517847940836479,0,18.517847940836479,41.790152059163518,0,0,0,0,41.790152059163518,41.790152059163518]
["h6216",{"$f":"IF($C$10=2012,profiles!C6220,IF($C$10=2013,profiles!E6220,IF($C$10=2014,profiles!G6220,IF($C$10=2015,profiles!I6220,IF($C$10=2016,profiles!K6220)))))","v":47.347999999999999},{"$f":"IF($C$10=2012,profiles!D6220,IF($C$10=2013,profiles!F6220,IF($C$10=2014,profiles!H6220,IF($C$10=2015,profiles!J6220,IF($C$10=2016,profiles!L6220)))))","v":7.8508368841730028E-2},15.701673768346005,0,15.701673768346005,31.646326231653994,0,0,{"$f":"MIN(MAX(0,G6233),K6232*$F$3)","v":0},0,31.646326231653994,31.646326231653994]
["h6217",{"$f":"IF($C$10=2012,profiles!C6221,IF($C$10=2013,profiles!E6221,IF($C$10=2014,profiles!G6221,IF($C$10=2015,profiles!I6221,IF($C$10=2016,profiles!K6221)))))","v":45.497999999999998},{"$f":"IF($C$10=2012,profiles!D6221,IF($C$10=2013,profiles!F6221,IF($C$10=2014,profiles!H6221,IF($C$10=2015,profiles!J6221,IF($C$10=2016,profiles!L6221)))))","v":7.1142117135934491E-2},14.228423427186899,0,14.228423427186899,31.269576572813101,0,0,0,0,31.269576572813101,31.269576572813101]
["h6223",{"$f":"IF($C$10=2012,profiles!C6227,IF($C$10=2013,profiles!E6227,IF($C$10=2014,profiles!G6227,IF($C$10=2015,profiles!I6227,IF($C$10=2016,profiles!K6227)))))","v":64.498000000000005},{"$f":"IF($C$10=2012,profiles!D6227,IF($C$10=2013,profiles!F6227,IF($C$10=2014,profiles!H6227,IF($C$10=2015,profiles!J6227,IF($C$10=2016,profiles!L6227)))))","v":6.4193611273567833E-2},12.838722254713566,0,12.838722254713566,51.659277745286438,0,0,0,0,51.659277745286438,51.659277745286438]
["h6225",{"$f":"IF($C$10=2012,profiles!C6229,IF($C$10=2013,profiles!E6229,IF($C$10=2014,profiles!G6229,IF($C$10=2015,profiles!I6229,IF($C$10=2016,profiles!K6229)))))","v":67.662999999999997},{"$f":"IF($C$10=2012,profiles!D6229,IF($C$10=2013,profiles!F6229,IF($C$10=2014,profiles!H6229,IF($C$10=2015,profiles!J6229,IF($C$10=2016,profiles!L6229)))))","v":0.15547107806277327},31.094215612554656,0,31.094215612554656,36.568784387445341,0,0,0,0,36.568784387445341,36.568784387445341]
["h6228",{"$f":"IF($C$10=2012,profiles!C6232,IF($C$10=2013,profiles!E6232,IF($C$10=2014,profiles!G6232,IF($C$10=2015,profiles!I6232,IF($C$10=2016,profiles!K6232)))))","v":69.724999999999994},{"$f":"IF($C$10=2012,profiles!D6232,IF($C$10=2013,profiles!F6232,IF($C$10=2014,profiles!H6232,IF($C$10=2015,profiles!J6232,IF($C$10=2016,profiles!L6232)))))","v":0.33098003174868412},66.19600634973682,0,66.19600634973682,3.5289936502631747,0,0,0,0,3.5289936502631747,3.5289936502631747]
["h6231",{"$f":"IF($C$10=2012,profiles!C6235,IF($C$10=2013,profiles!E6235,IF($C$10=2014,profiles!G6235,IF($C$10=2015,profiles!I6235,IF($C$10=2016,profiles!K6235)))))","v":66.435000000000002},{"$f":"IF($C$10=2012,profiles!D6235,IF($C$10=2013,profiles!F6235,IF($C$10=2014,profiles!H6235,IF($C$10=2015,profiles!J6235,IF($C$10=2016,profiles!L6235)))))","v":0.30435569666081824},60.871139332163651,0,60.871139332163651,5.5638606678363516,0,0,0.28194809482830274,0,5.2819125730080492,5.5638606678363516]
["h6235",{"$f":"IF($C$10=2012,profiles!C6239,IF($C$10=2013,profiles!E6239,IF($C$10=2014,profiles!G6239,IF($C$10=2015,profiles!I6239,IF($C$10=2016,profiles!K6239)))))","v":65.210999999999999},{"$f":"IF($C$10=2012,profiles!D6239,IF($C$10=2013,profiles!F6239,IF($C$10=2014,profiles!H6239,IF($C$10=2015,profiles!J6239,IF($C$10=2016,profiles!L6239)))))","v":6.8872364719971033E-2},13.774472943994207,0,13.774472943994207,51.436527056005794,0,0,0,0,51.436527056005794,51.436527056005794]
["h6238",{"$f":"IF($C$10=2012,profiles!C6242,IF($C$10=2013,profiles!E6242,IF($C$10=2014,profiles!G6242,IF($C$10=2015,profiles!I6242,IF($C$10=2016,profiles!K6242)))))","v":55.920999999999999},{"$f":"IF($C$10=2012,profiles!D6242,IF($C$10=2013,profiles!F6242,IF($C$10=2014,profiles!H6242,IF($C$10=2015,profiles!J6242,IF($C$10=2016,profiles!L6242)))))","v":9.3240872253321075E-2},18.648174450664214,0,18.648174450664214,37.272825549335785,0,0,0,0,37.272825549335785,37.272825549335785]
["h6241",{"$f":"IF($C$10=2012,profiles!C6245,IF($C$10=2013,profiles!E6245,IF($C$10=2014,profiles!G6245,IF($C$10=2015,profiles!I6245,IF($C$10=2016,profiles!K6245)))))","v":45.722999999999999},{"$f":"IF($C$10=2012,profiles!D6245,IF($C$10=2013,profiles!F6245,IF($C$10=2014,profiles!H6245,IF($C$10=2015,profiles!J6245,IF($C$10=2016,profiles!L6245)))))","v":6.7638500201885193E-2},13.527700040377038,0,13.527700040377038,32.195299959622957,0,0,0,0,32.195299959622957,32.195299959622957]
["h6244",{"$f":"IF($C$10=2012,profiles!C6248,IF($C$10=2013,profiles!E6248,IF($C$10=2014,profiles!G6248,IF($C$10=2015,profiles!I6248,IF($C$10=2016,profiles!K6248)))))","v":45.783000000000001},{"$f":"IF($C$10=2012,profiles!D6248,IF($C$10=2013,profiles!F6248,IF($C$10=2014,profiles!H6248,IF($C$10=2015,profiles!J6248,IF($C$10=2016,profiles!L6248)))))","v":5.3965999749383903E-2},10.793199949876781,0,10.793199949876781,34.989800050123222,0,0,0,0,34.989800050123222,34.989800050123222]
["h6246",{"$f":"IF($C$10=2012,profiles!C6250,IF($C$10=2013,profiles!E6250,IF($C$10=2014,profiles!G6250,IF($C$10=2015,profiles!I6250,IF($C$10=2016,profiles!K6250)))))","v":59.031999999999996},{"$f":"IF($C$10=2012,profiles!D6250,IF($C$10=2013,profiles!F6250,IF($C$10=2014,profiles!H6250,IF($C$10=2015,profiles!J6250,IF($C$10=2016,profiles!L6250)))))","v":5.0916837224844406E-2},10.183367444968882,0,10.183367444968882,48.848632555031116,0,0,0,0,48.848632555031116,48.848632555031116]
["h6250",{"$f":"IF($C$10=2012,profiles!C6254,IF($C$10=2013,profiles!E6254,IF($C$10=2014,profiles!G6254,IF($C$10=2015,profiles!I6254,IF($C$10=2016,profiles!K6254)))))","v":68.971999999999994},{"$f":"IF($C$10=2012,profiles!D6254,IF($C$10=2013,profiles!F6254,IF($C$10=2014,profiles!H6254,IF($C$10=2015,profiles!J6254,IF($C$10=2016,profiles!L6254)))))","v":0.20934798045194436},41.869596090388875,0,41.869596090388875,27.10240390961112,0,0,0,0,27.10240390961112,27.10240390961112]
["h6253",{"$f":"IF($C$10=2012,profiles!C6257,IF($C$10=2013,profiles!E6257,IF($C$10=2014,profiles!G6257,IF($C$10=2015,profiles!I6257,IF($C$10=2016,profiles!K6257)))))","v":69.016999999999996},{"$f":"IF($C$10=2012,profiles!D6257,IF($C$10=2013,profiles!F6257,IF($C$10=2014,profiles!H6257,IF($C$10=2015,profiles!J6257,IF($C$10=2016,profiles!L6257)))))","v":0.28784651156314828},57.569302312629652,0,57.569302312629652,11.447697687370344,0,0,0,0,11.447697687370344,11.447697687370344]
["h6256",{"$f":"IF($C$10=2012,profiles!C6260,IF($C$10=2013,profiles!E6260,IF($C$10=2014,profiles!G6260,IF($C$10=2015,profiles!I6260,IF($C$10=2016,profiles!K6260)))))","v":65.055999999999997},{"$f":"IF($C$10=2012,profiles!D6260,IF($C$10=2013,profiles!F6260,IF($C$10=2014,profiles!H6260,IF($C$10=2015,profiles!J6260,IF($C$10=2016,profiles!L6260)))))","v":0.16096515043927434},32.193030087854865,0,32.193030087854865,32.862969912145132,0,0,0,0,32.862969912145132,32.862969912145132]
["h6260",{"$f":"IF($C$10=2012,profiles!C6264,IF($C$10=2013,profiles!E6264,IF($C$10=2014,profiles!G6264,IF($C$10=2015,profiles!I6264,IF($C$10=2016,profiles!K6264)))))","v":65.319000000000003},{"$f":"IF($C$10=2012,profiles!D6264,IF($C$10=2013,profiles!F6264,IF($C$10=2014,profiles!H6264,IF($C$10=2015,profiles!J6264,IF($C$10=2016,profiles!L6264)))))","v":5.2852150425351213E-2},10.570430085070242,0,10.570430085070242,54.74856991492976,0,0,0,0,54.74856991492976,54.74856991492976]
["h6263",{"$f":"IF($C$10=2012,profiles!C6267,IF($C$10=2013,profiles!E6267,IF($C$10=2014,profiles!G6267,IF($C$10=2015,profiles!I6267,IF($C$10=2016,profiles!K6267)))))","v":50.688000000000002},{"$f":"IF($C$10=2012,profiles!D6267,IF($C$10=2013,profiles!F6267,IF($C$10=2014,profiles!H6267,IF($C$10=2015,profiles!J6267,IF($C$10=2016,profiles!L6267)))))","v":5.0680144243487463E-2},10.136028848697492,0,10.136028848697492,40.55197115130251,0,0,0,0,40.55197115130251,40.55197115130251]
["h6265",{"$f":"IF($C$10=2012,profiles!C6269,IF($C$10=2013,profiles!E6269,IF($C$10=2014,profiles!G6269,IF($C$10=2015,profiles!I6269,IF($C$10=2016,profiles!K6269)))))","v":45.456000000000003},{"$f":"IF($C$10=2012,profiles!D6269,IF($C$10=2013,profiles!F6269,IF($C$10=2014,profiles!H6269,IF($C$10=2015,profiles!J6269,IF($C$10=2016,profiles!L6269)))))","v":3.440453160011691E-2},6.8809063200233815,0,6.8809063200233815,38.575093679976618,0,0,0,0,38.575093679976618,38.575093679976618]
["h6268",{"$f":"IF($C$10=2012,profiles!C6272,IF($C$10=2013,profiles!E6272,IF($C$10=2014,profiles!G6272,IF($C$10=2015,profiles!I6272,IF($C$10=2016,profiles!K6272)))))","v":45.741},{"$f":"IF($C$10=2012,profiles!D6272,IF($C$10=2013,profiles!F6272,IF($C$10=2014,profiles!H6272,IF($C$10=2015,profiles!J6272,IF($C$10=2016,profiles!L6272)))))","v":2.1642009157840533E-2},4.3284018315681063,0,4.3284018315681063,41.412598168431892,0,0,0,0,41.412598168431892,41.412598168431892]
["h6271",{"$f":"IF($C$10=2012,profiles!C6275,IF($C$10=2013,profiles!E6275,IF($C$10=2014,profiles!G6275,IF($C$10=2015,profiles!I6275,IF($C$10=2016,profiles!K6275)))))","v":64.182000000000002},{"$f":"IF($C$10=2012,profiles!D6275,IF($C$10=2013,profiles!F6275,IF($C$10=2014,profiles!H6275,IF($C$10=2015,profiles!J6275,IF($C$10=2016,profiles!L6275)))))","v":2.9686434426799906E-2},5.9372868853599812,0,5.9372868853599812,58.244713114640021,0,0,0,0,58.244713114640021,58.244713114640021]
["h6275",{"$f":"IF($C$10=2012,profiles!C6279,IF($C$10=2013,profiles!E6279,IF($C$10=2014,profiles!G6279,IF($C$10=2015,profiles!I6279,IF($C$10=2016,profiles!K6279)))))","v":69.950999999999993},{"$f":"IF($C$10=2012,profiles!D6279,IF($C$10=2013,profiles!F6279,IF($C$10=2014,profiles!H6279,IF($C$10=2015,profiles!J6279,IF($C$10=2016,profiles!L6279)))))","v":0.19367858484920181},38.735716969840361,0,38.735716969840361,31.215283030159632,0,0,0,{"$f":"K6291+I6292*$F$2-J6292/$F$3","v":0},31.215283030159632,31.215283030159632]
["h6278",{"$f":"IF($C$10=2012,profiles!C6282,IF($C$10=2013,profiles!E6282,IF($C$10=2014,profiles!G6282,IF($C$10=2015,profiles!I6282,IF($C$10=2016,profiles!K6282)))))","v":65.808000000000007},{"$f":"IF($C$10=2012,profiles!D6282,IF($C$10=2013,profiles!F6282,IF($C$10=2014,profiles!H6282,IF($C$10=2015,profiles!J6282,IF($C$10=2016,profiles!L6282)))))","v":0.198716788910384},39.743357782076799,0,39.743357782076799,26.064642217923208,0,0,0,0,26.064642217923208,26.064642217923208]
["h6281",{"$f":"IF($C$10=2012,profiles!C6285,IF($C$10=2013,profiles!E6285,IF($C$10=2014,profiles!G6285,IF($C$10=2015,profiles!I6285,IF($C$10=2016,profiles!K6285)))))","v":63.040999999999997},{"$f":"IF($C$10=2012,profiles!D6285,IF($C$10=2013,profiles!F6285,IF($C$10=2014,profiles!H6285,IF($C$10=2015,profiles!J6285,IF($C$10=2016,profiles!L6285)))))","v":6.7612141793433639E-2},13.522428358686728,0,13.522428358686728,49.518571641313272,0,0,0,0,49.518571641313272,49.518571641313272]
["h6285",{"$f":"IF($C$10=2012,profiles!C6289,IF($C$10=2013,profiles!E6289,IF($C$10=2014,profiles!G6289,IF($C$10=2015,profiles!I6289,IF($C$10=2016,profiles!K6289)))))","v":57.938000000000002},{"$f":"IF($C$10=2012,profiles!D6289,IF($C$10=2013,profiles!F6289,IF($C$10=2014,profiles!H6289,IF($C$10=2015,profiles!J6289,IF($C$10=2016,profiles!L6289)))))","v":1.4530069170923161E-2},2.9060138341846322,0,2.9060138341846322,55.031986165815368,0,0,0,0,55.031986165815368,55.031986165815368]
["h6286",{"$f":"IF($C$10=2012,profiles!C6290,IF($C$10=2013,profiles!E6290,IF($C$10=2014,profiles!G6290,IF($C$10=2015,profiles!I6290,IF($C$10=2016,profiles!K6290)))))","v":53.524000000000001},{"$f":"IF($C$10=2012,profiles!D6290,IF($C$10=2013,profiles!F6290,IF($C$10=2014,profiles!H6290,IF($C$10=2015,profiles!J6290,IF($C$10=2016,profiles!L6290)))))","v":1.0716621898094669E-2},2.1433243796189339,0,2.1433243796189339,51.380675620381069,0,0,0,0,51.380675620381069,51.380675620381069]
["h6290",{"$f":"IF($C$10=2012,profiles!C6294,IF($C$10=2013,profiles!E6294,IF($C$10=2014,profiles!G6294,IF($C$10=2015,profiles!I6294,IF($C$10=2016,profiles!K6294)))))","v":42.429000000000002},{"$f":"IF($C$10=2012,profiles!D6294,IF($C$10=2013,profiles!F6294,IF($C$10=2014,profiles!H6294,IF($C$10=2015,profiles!J6294,IF($C$10=2016,profiles!L6294)))))","v":6.0396053382318149E-3},1.207921067646363,0,1.207921067646363,41.221078932353642,0,0,0,0,41.221078932353642,41.221078932353642]
["h6293",{"$f":"IF($C$10=2012,profiles!C6297,IF($C$10=2013,profiles!E6297,IF($C$10=2014,profiles!G6297,IF($C$10=2015,profiles!I6297,IF($C$10=2016,profiles!K6297)))))","v":43.281999999999996},{"$f":"IF($C$10=2012,profiles!D6297,IF($C$10=2013,profiles!F6297,IF($C$10=2014,profiles!H6297,IF($C$10=2015,profiles!J6297,IF($C$10=2016,profiles!L6297)))))","v":3.924351855717447E-3},0.78487037114348934,0,0.78487037114348934,42.497129628856506,0,0,0,0,42.497129628856506,42.497129628856506]
["h6296",{"$f":"IF($C$10=2012,profiles!C6300,IF($C$10=2013,profiles!E6300,IF($C$10=2014,profiles!G6300,IF($C$10=2015,profiles!I6300,IF($C$10=2016,profiles!K6300)))))","v":52.543999999999997},{"$f":"IF($C$10=2012,profiles!D6300,IF($C$10=2013,profiles!F6300,IF($C$10=2014,profiles!H6300,IF($C$10=2015,profiles!J6300,IF($C$10=2016,profiles!L6300)))))","v":3.7114348933327768E-2},7.4228697866655535,0,7.4228697866655535,45.121130213334446,0,0,0,0,45.121130213334446,45.121130213334446]
["h6300",{"$f":"IF($C$10=2012,profiles!C6304,IF($C$10=2013,profiles!E6304,IF($C$10=2014,profiles!G6304,IF($C$10=2015,profiles!I6304,IF($C$10=2016,profiles!K6304)))))","v":57.475000000000001},{"$f":"IF($C$10=2012,profiles!D6304,IF($C$10=2013,profiles!F6304,IF($C$10=2014,profiles!H6304,IF($C$10=2015,profiles!J6304,IF($C$10=2016,profiles!L6304)))))","v":0.17377085681682183},34.754171363364364,0,34.754171363364364,22.720828636635638,0,0,0,0,22.720828636635638,22.720828636635638]
["h6303",{"$f":"IF($C$10=2012,profiles!C6307,IF($C$10=2013,profiles!E6307,IF($C$10=2014,profiles!G6307,IF($C$10=2015,profiles!I6307,IF($C$10=2016,profiles!K6307)))))","v":52.378},{"$f":"IF($C$10=2012,profiles!D6307,IF($C$10=2013,profiles!F6307,IF($C$10=2014,profiles!H6307,IF($C$10=2015,profiles!J6307,IF($C$10=2016,profiles!L6307)))))","v":0.15531805341015043},31.063610682030085,0,31.063610682030085,21.314389317969916,0,0,0,0,21.314389317969916,21.314389317969916]
["h6306",{"$f":"IF($C$10=2012,profiles!C6310,IF($C$10=2013,profiles!E6310,IF($C$10=2014,profiles!G6310,IF($C$10=2015,profiles!I6310,IF($C$10=2016,profiles!K6310)))))","v":53.088000000000001},{"$f":"IF($C$10=2012,profiles!D6310,IF($C$10=2013,profiles!F6310,IF($C$10=2014,profiles!H6310,IF($C$10=2015,profiles!J6310,IF($C$10=2016,profiles!L6310)))))","v":3.2466357728329086E-2},6.4932715456658174,0,6.4932715456658174,46.594728454334181,0,0,0,0,46.594728454334181,46.594728454334181]
["h6310",{"$f":"IF($C$10=2012,profiles!C6314,IF($C$10=2013,profiles!E6314,IF($C$10=2014,profiles!G6314,IF($C$10=2015,profiles!I6314,IF($C$10=2016,profiles!K6314)))))","v":46.76},{"$f":"IF($C$10=2012,profiles!D6314,IF($C$10=2013,profiles!F6314,IF($C$10=2014,profiles!H6314,IF($C$10=2015,profiles!J6314,IF($C$10=2016,profiles!L6314)))))","v":1.6977692425444273E-2},3.3955384850888546,0,3.3955384850888546,43.364461514911142,0,0,0,0,43.364461514911142,43.364461514911142]
["h6311",{"$f":"IF($C$10=2012,profiles!C6315,IF($C$10=2013,profiles!E6315,IF($C$10=2014,profiles!G6315,IF($C$10=2015,profiles!I6315,IF($C$10=2016,profiles!K6315)))))","v":43.551000000000002},{"$f":"IF($C$10=2012,profiles!D6315,IF($C$10=2013,profiles!F6315,IF($C$10=2014,profiles!H6315,IF($C$10=2015,profiles!J6315,IF($C$10=2016,profiles!L6315)))))","v":2.4589821734229533E-2},4.9179643468459062,0,4.9179643468459062,38.633035653154096,0,0,0,0,38.633035653154096,38.633035653154096]
["h6315",{"$f":"IF($C$10=2012,profiles!C6319,IF($C$10=2013,profiles!E6319,IF($C$10=2014,profiles!G6319,IF($C$10=2015,profiles!I6319,IF($C$10=2016,profiles!K6319)))))","v":36.914000000000001},{"$f":"IF($C$10=2012,profiles!D6319,IF($C$10=2013,profiles!F6319,IF($C$10=2014,profiles!H6319,IF($C$10=2015,profiles!J6319,IF($C$10=2016,profiles!L6319)))))","v":2.7912283631101462E-2},5.5824567262202924,0,5.5824567262202924,31.331543273779708,0,0,0,0,31.331543273779708,31.331543273779708]
["h6318",{"$f":"IF($C$10=2012,profiles!C6322,IF($C$10=2013,profiles!E6322,IF($C$10=2014,profiles!G6322,IF($C$10=2015,profiles!I6322,IF($C$10=2016,profiles!K6322)))))","v":39.015999999999998},{"$f":"IF($C$10=2012,profiles!D6322,IF($C$10=2013,profiles!F6322,IF($C$10=2014,profiles!H6322,IF($C$10=2015,profiles!J6322,IF($C$10=2016,profiles!L6322)))))","v":4.6585406578727666E-2},9.3170813157455328,0,9.3170813157455328,29.698918684254465,0,0,0,0,29.698918684254465,29.698918684254465]
["h6321",{"$f":"IF($C$10=2012,profiles!C6325,IF($C$10=2013,profiles!E6325,IF($C$10=2014,profiles!G6325,IF($C$10=2015,profiles!I6325,IF($C$10=2016,profiles!K6325)))))","v":47.725000000000001},{"$f":"IF($C$10=2012,profiles!D6325,IF($C$10=2013,profiles!F6325,IF($C$10=2014,profiles!H6325,IF($C$10=2015,profiles!J6325,IF($C$10=2016,profiles!L6325)))))","v":9.6009350475872432E-2},19.201870095174485,0,19.201870095174485,28.523129904825517,0,0,0,0,28.523129904825517,28.523129904825517]
["h6325",{"$f":"IF($C$10=2012,profiles!C6329,IF($C$10=2013,profiles!E6329,IF($C$10=2014,profiles!G6329,IF($C$10=2015,profiles!I6329,IF($C$10=2016,profiles!K6329)))))","v":50.420999999999999},{"$f":"IF($C$10=2012,profiles!D6329,IF($C$10=2013,profiles!F6329,IF($C$10=2014,profiles!H6329,IF($C$10=2015,profiles!J6329,IF($C$10=2016,profiles!L6329)))))","v":0.21147103022207381},42.294206044414764,0,42.294206044414764,8.1267939555852351,0,0,0,0,8.1267939555852351,8.1267939555852351]
["h6328",{"$f":"IF($C$10=2012,profiles!C6332,IF($C$10=2013,profiles!E6332,IF($C$10=2014,profiles!G6332,IF($C$10=2015,profiles!I6332,IF($C$10=2016,profiles!K6332)))))","v":48.064},{"$f":"IF($C$10=2012,profiles!D6332,IF($C$10=2013,profiles!F6332,IF($C$10=2014,profiles!H6332,IF($C$10=2015,profiles!J6332,IF($C$10=2016,profiles!L6332)))))","v":0.19165692658763289},38.331385317526582,0,38.331385317526582,9.7326146824734181,0,0,0,0,9.7326146824734181,9.7326146824734181]
["h6332",{"$f":"IF($C$10=2012,profiles!C6336,IF($C$10=2013,profiles!E6336,IF($C$10=2014,profiles!G6336,IF($C$10=2015,profiles!I6336,IF($C$10=2016,profiles!K6336)))))","v":53.408000000000001},{"$f":"IF($C$10=2012,profiles!D6336,IF($C$10=2013,profiles!F6336,IF($C$10=2014,profiles!H6336,IF($C$10=2015,profiles!J6336,IF($C$10=2016,profiles!L6336)))))","v":0.12535481716480212},25.070963432960426,0,25.070963432960426,28.337036567039576,0,0,0,0,28.337036567039576,28.337036567039576]
["h6336",{"$f":"IF($C$10=2012,profiles!C6340,IF($C$10=2013,profiles!E6340,IF($C$10=2014,profiles!G6340,IF($C$10=2015,profiles!I6340,IF($C$10=2016,profiles!K6340)))))","v":42.762},{"$f":"IF($C$10=2012,profiles!D6340,IF($C$10=2013,profiles!F6340,IF($C$10=2014,profiles!H6340,IF($C$10=2015,profiles!J6340,IF($C$10=2016,profiles!L6340)))))","v":0.15473110202264698},30.946220404529395,0,30.946220404529395,11.815779595470605,0,0,0,0,11.815779595470605,11.815779595470605]
["h6339",{"$f":"IF($C$10=2012,profiles!C6343,IF($C$10=2013,profiles!E6343,IF($C$10=2014,profiles!G6343,IF($C$10=2015,profiles!I6343,IF($C$10=2016,profiles!K6343)))))","v":41.215000000000003},{"$f":"IF($C$10=2012,profiles!D6343,IF($C$10=2013,profiles!F6343,IF($C$10=2014,profiles!H6343,IF($C$10=2015,profiles!J6343,IF($C$10=2016,profiles!L6343)))))","v":0.16599894277049773},33.199788554099548,0,33.199788554099548,8.0152114459004551,0,0,0,{"$f":"K6355+I6356*$F$2-J6356/$F$3","v":0},8.0152114459004551,8.0152114459004551]
["h6340",{"$f":"IF($C$10=2012,profiles!C6344,IF($C$10=2013,profiles!E6344,IF($C$10=2014,profiles!G6344,IF($C$10=2015,profiles!I6344,IF($C$10=2016,profiles!K6344)))))","v":43.094999999999999},{"$f":"IF($C$10=2012,profiles!D6344,IF($C$10=2013,profiles!F6344,IF($C$10=2014,profiles!H6344,IF($C$10=2015,profiles!J6344,IF($C$10=2016,profiles!L6344)))))","v":0.17406727318253901},34.813454636507799,0,34.813454636507799,8.2815453634921994,0,0,0,0,8.2815453634921994,8.2815453634921994]
["h6343",{"$f":"IF($C$10=2012,profiles!C6347,IF($C$10=2013,profiles!E6347,IF($C$10=2014,profiles!G6347,IF($C$10=2015,profiles!I6347,IF($C$10=2016,profiles!K6347)))))","v":64.153000000000006},{"$f":"IF($C$10=2012,profiles!D6347,IF($C$10=2013,profiles!F6347,IF($C$10=2014,profiles!H6347,IF($C$10=2015,profiles!J6347,IF($C$10=2016,profiles!L6347)))))","v":0.18719917647386139},37.43983529477228,0,37.43983529477228,26.713164705227726,0,0,0,0,26.713164705227726,26.713164705227726]
["h6346",{"$f":"IF($C$10=2012,profiles!C6350,IF($C$10=2013,profiles!E6350,IF($C$10=2014,profiles!G6350,IF($C$10=2015,profiles!I6350,IF($C$10=2016,profiles!K6350)))))","v":69.775999999999996},{"$f":"IF($C$10=2012,profiles!D6350,IF($C$10=2013,profiles!F6350,IF($C$10=2014,profiles!H6350,IF($C$10=2015,profiles!J6350,IF($C$10=2016,profiles!L6350)))))","v":0.29308905767465154},58.617811534930311,0,58.617811534930311,11.158188465069685,0,0,0,0,11.158188465069685,11.158188465069685]
["h6350",{"$f":"IF($C$10=2012,profiles!C6354,IF($C$10=2013,profiles!E6354,IF($C$10=2014,profiles!G6354,IF($C$10=2015,profiles!I6354,IF($C$10=2016,profiles!K6354)))))","v":68.046999999999997},{"$f":"IF($C$10=2012,profiles!D6354,IF($C$10=2013,profiles!F6354,IF($C$10=2014,profiles!H6354,IF($C$10=2015,profiles!J6354,IF($C$10=2016,profiles!L6354)))))","v":0.34585315638650083},69.17063127730016,1.1236312773001629,68.046999999999997,0,0,1.1236312773001629,0,1.6100453810199427,0,-1.1236312773001629]
["h6353",{"$f":"IF($C$10=2012,profiles!C6357,IF($C$10=2013,profiles!E6357,IF($C$10=2014,profiles!G6357,IF($C$10=2015,profiles!I6357,IF($C$10=2016,profiles!K6357)))))","v":64.543000000000006},{"$f":"IF($C$10=2012,profiles!D6357,IF($C$10=2013,profiles!F6357,IF($C$10=2014,profiles!H6357,IF($C$10=2015,profiles!J6357,IF($C$10=2016,profiles!L6357)))))","v":0.22720696658598336},45.44139331719667,0,45.44139331719667,19.101606682803336,0,0,0,0,19.101606682803336,19.101606682803336]
["h6357",{"$f":"IF($C$10=2012,profiles!C6361,IF($C$10=2013,profiles!E6361,IF($C$10=2014,profiles!G6361,IF($C$10=2015,profiles!I6361,IF($C$10=2016,profiles!K6361)))))","v":60.350999999999999},{"$f":"IF($C$10=2012,profiles!D6361,IF($C$10=2013,profiles!F6361,IF($C$10=2014,profiles!H6361,IF($C$10=2015,profiles!J6361,IF($C$10=2016,profiles!L6361)))))","v":0.13117992376818852},26.235984753637702,0,26.235984753637702,34.115015246362297,0,0,0,0,34.115015246362297,34.115015246362297]
["h6361",{"$f":"IF($C$10=2012,profiles!C6365,IF($C$10=2013,profiles!E6365,IF($C$10=2014,profiles!G6365,IF($C$10=2015,profiles!I6365,IF($C$10=2016,profiles!K6365)))))","v":45.612000000000002},{"$f":"IF($C$10=2012,profiles!D6365,IF($C$10=2013,profiles!F6365,IF($C$10=2014,profiles!H6365,IF($C$10=2015,profiles!J6365,IF($C$10=2016,profiles!L6365)))))","v":8.4955506117908794E-2},16.991101223581758,0,16.991101223581758,28.620898776418244,0,0,0,0,28.620898776418244,28.620898776418244]
["h6364",{"$f":"IF($C$10=2012,profiles!C6368,IF($C$10=2013,profiles!E6368,IF($C$10=2014,profiles!G6368,IF($C$10=2015,profiles!I6368,IF($C$10=2016,profiles!K6368)))))","v":45.906999999999996},{"$f":"IF($C$10=2012,profiles!D6368,IF($C$10=2013,profiles!F6368,IF($C$10=2014,profiles!H6368,IF($C$10=2015,profiles!J6368,IF($C$10=2016,profiles!L6368)))))","v":6.0038932146829808E-2},12.007786429365961,0,12.007786429365961,33.899213570634032,0,0,0,0,33.899213570634032,33.899213570634032]
["h6365",{"$f":"IF($C$10=2012,profiles!C6369,IF($C$10=2013,profiles!E6369,IF($C$10=2014,profiles!G6369,IF($C$10=2015,profiles!I6369,IF($C$10=2016,profiles!K6369)))))","v":49.927999999999997},{"$f":"IF($C$10=2012,profiles!D6369,IF($C$10=2013,profiles!F6369,IF($C$10=2014,profiles!H6369,IF($C$10=2015,profiles!J6369,IF($C$10=2016,profiles!L6369)))))","v":5.5088987764182425E-2},11.017797552836486,0,11.017797552836486,38.910202447163513,0,0,0,0,38.910202447163513,38.910202447163513]
["h6368",{"$f":"IF($C$10=2012,profiles!C6372,IF($C$10=2013,profiles!E6372,IF($C$10=2014,profiles!G6372,IF($C$10=2015,profiles!I6372,IF($C$10=2016,profiles!K6372)))))","v":67.122},{"$f":"IF($C$10=2012,profiles!D6372,IF($C$10=2013,profiles!F6372,IF($C$10=2014,profiles!H6372,IF($C$10=2015,profiles!J6372,IF($C$10=2016,profiles!L6372)))))","v":7.5987208008898771E-2},15.197441601779754,0,15.197441601779754,51.924558398220242,0,0,0,0,51.924558398220242,51.924558398220242]
["h6371",{"$f":"IF($C$10=2012,profiles!C6375,IF($C$10=2013,profiles!E6375,IF($C$10=2014,profiles!G6375,IF($C$10=2015,profiles!I6375,IF($C$10=2016,profiles!K6375)))))","v":69.382000000000005},{"$f":"IF($C$10=2012,profiles!D6375,IF($C$10=2013,profiles!F6375,IF($C$10=2014,profiles!H6375,IF($C$10=2015,profiles!J6375,IF($C$10=2016,profiles!L6375)))))","v":0.23270300333704116},46.540600667408235,0,46.540600667408235,22.84139933259177,0,0,0,0,22.84139933259177,22.84139933259177]
["h6375",{"$f":"IF($C$10=2012,profiles!C6379,IF($C$10=2013,profiles!E6379,IF($C$10=2014,profiles!G6379,IF($C$10=2015,profiles!I6379,IF($C$10=2016,profiles!K6379)))))","v":65.227999999999994},{"$f":"IF($C$10=2012,profiles!D6379,IF($C$10=2013,profiles!F6379,IF($C$10=2014,profiles!H6379,IF($C$10=2015,profiles!J6379,IF($C$10=2016,profiles!L6379)))))","v":0.21836763070077864},43.67352614015573,0,43.67352614015573,21.554473859844265,0,0,0,0,21.554473859844265,21.554473859844265]
["h6378",{"$f":"IF($C$10=2012,profiles!C6382,IF($C$10=2013,profiles!E6382,IF($C$10=2014,profiles!G6382,IF($C$10=2015,profiles!I6382,IF($C$10=2016,profiles!K6382)))))","v":63.542000000000002},{"$f":"IF($C$10=2012,profiles!D6382,IF($C$10=2013,profiles!F6382,IF($C$10=2014,profiles!H6382,IF($C$10=2015,profiles!J6382,IF($C$10=2016,profiles!L6382)))))","v":3.3551167964404896E-2},6.7102335928809795,0,6.7102335928809795,56.831766407119019,0,0,0,0,56.831766407119019,56.831766407119019]
["h6383",{"$f":"IF($C$10=2012,profiles!C6387,IF($C$10=2013,profiles!E6387,IF($C$10=2014,profiles!G6387,IF($C$10=2015,profiles!I6387,IF($C$10=2016,profiles!K6387)))))","v":50.058},{"$f":"IF($C$10=2012,profiles!D6387,IF($C$10=2013,profiles!F6387,IF($C$10=2014,profiles!H6387,IF($C$10=2015,profiles!J6387,IF($C$10=2016,profiles!L6387)))))","v":4.1768631813125692E-2},8.3537263626251388,0,8.3537263626251388,41.704273637374861,0,0,0,0,41.704273637374861,41.704273637374861]
["h6386",{"$f":"IF($C$10=2012,profiles!C6390,IF($C$10=2013,profiles!E6390,IF($C$10=2014,profiles!G6390,IF($C$10=2015,profiles!I6390,IF($C$10=2016,profiles!K6390)))))","v":44.182000000000002},{"$f":"IF($C$10=2012,profiles!D6390,IF($C$10=2013,profiles!F6390,IF($C$10=2014,profiles!H6390,IF($C$10=2015,profiles!J6390,IF($C$10=2016,profiles!L6390)))))","v":6.2361854451935775E-2},12.472370890387156,0,12.472370890387156,31.709629109612848,0,0,0,0,31.709629109612848,31.709629109612848]
["h6389",{"$f":"IF($C$10=2012,profiles!C6393,IF($C$10=2013,profiles!E6393,IF($C$10=2014,profiles!G6393,IF($C$10=2015,profiles!I6393,IF($C$10=2016,profiles!K6393)))))","v":50.537999999999997},{"$f":"IF($C$10=2012,profiles!D6393,IF($C$10=2013,profiles!F6393,IF($C$10=2014,profiles!H6393,IF($C$10=2015,profiles!J6393,IF($C$10=2016,profiles!L6393)))))","v":7.3065962327100858E-2},14.613192465420171,0,14.613192465420171,35.924807534579827,0,0,0,0,35.924807534579827,35.924807534579827]
["h6390",{"$f":"IF($C$10=2012,profiles!C6394,IF($C$10=2013,profiles!E6394,IF($C$10=2014,profiles!G6394,IF($C$10=2015,profiles!I6394,IF($C$10=2016,profiles!K6394)))))","v":59.889000000000003},{"$f":"IF($C$10=2012,profiles!D6394,IF($C$10=2013,profiles!F6394,IF($C$10=2014,profiles!H6394,IF($C$10=2015,profiles!J6394,IF($C$10=2016,profiles!L6394)))))","v":7.0980746507263506E-2},14.196149301452701,0,14.196149301452701,45.692850698547304,0,0,0,0,45.692850698547304,45.692850698547304]
["h6393",{"$f":"IF($C$10=2012,profiles!C6397,IF($C$10=2013,profiles!E6397,IF($C$10=2014,profiles!G6397,IF($C$10=2015,profiles!I6397,IF($C$10=2016,profiles!K6397)))))","v":67.811999999999998},{"$f":"IF($C$10=2012,profiles!D6397,IF($C$10=2013,profiles!F6397,IF($C$10=2014,profiles!H6397,IF($C$10=2015,profiles!J6397,IF($C$10=2016,profiles!L6397)))))","v":0.16452352818516716},32.90470563703343,0,32.90470563703343,34.907294362966567,0,0,0,0,34.907294362966567,34.907294362966567]
["h6397",{"$f":"IF($C$10=2012,profiles!C6401,IF($C$10=2013,profiles!E6401,IF($C$10=2014,profiles!G6401,IF($C$10=2015,profiles!I6401,IF($C$10=2016,profiles!K6401)))))","v":68.52},{"$f":"IF($C$10=2012,profiles!D6401,IF($C$10=2013,profiles!F6401,IF($C$10=2014,profiles!H6401,IF($C$10=2015,profiles!J6401,IF($C$10=2016,profiles!L6401)))))","v":0.27976645582817822},55.95329116563564,0,55.95329116563564,12.566708834364356,0,0,0,0,12.566708834364356,12.566708834364356]
["h6399",{"$f":"IF($C$10=2012,profiles!C6403,IF($C$10=2013,profiles!E6403,IF($C$10=2014,profiles!G6403,IF($C$10=2015,profiles!I6403,IF($C$10=2016,profiles!K6403)))))","v":65.956000000000003},{"$f":"IF($C$10=2012,profiles!D6403,IF($C$10=2013,profiles!F6403,IF($C$10=2014,profiles!H6403,IF($C$10=2015,profiles!J6403,IF($C$10=2016,profiles!L6403)))))","v":0.20571349134635436},41.142698269270873,0,41.142698269270873,24.81330173072913,0,0,0,0,24.81330173072913,24.81330173072913]
["h6404",{"$f":"IF($C$10=2012,profiles!C6408,IF($C$10=2013,profiles!E6408,IF($C$10=2014,profiles!G6408,IF($C$10=2015,profiles!I6408,IF($C$10=2016,profiles!K6408)))))","v":64.847999999999999},{"$f":"IF($C$10=2012,profiles!D6408,IF($C$10=2013,profiles!F6408,IF($C$10=2014,profiles!H6408,IF($C$10=2015,profiles!J6408,IF($C$10=2016,profiles!L6408)))))","v":6.3626885382637097E-2},12.725377076527419,0,12.725377076527419,52.122622923472576,0,0,0,0,52.122622923472576,52.122622923472576]
["h6408",{"$f":"IF($C$10=2012,profiles!C6412,IF($C$10=2013,profiles!E6412,IF($C$10=2014,profiles!G6412,IF($C$10=2015,profiles!I6412,IF($C$10=2016,profiles!K6412)))))","v":47.313000000000002},{"$f":"IF($C$10=2012,profiles!D6412,IF($C$10=2013,profiles!F6412,IF($C$10=2014,profiles!H6412,IF($C$10=2015,profiles!J6412,IF($C$10=2016,profiles!L6412)))))","v":6.633595953701002E-2},13.267191907402005,0,13.267191907402005,34.045808092597994,0,0,{"$f":"MIN(MAX(0,G6425),K6424*$F$3)","v":0},0,34.045808092597994,34.045808092597994]
["h6411",{"$f":"IF($C$10=2012,profiles!C6415,IF($C$10=2013,profiles!E6415,IF($C$10=2014,profiles!G6415,IF($C$10=2015,profiles!I6415,IF($C$10=2016,profiles!K6415)))))","v":44.76},{"$f":"IF($C$10=2012,profiles!D6415,IF($C$10=2013,profiles!F6415,IF($C$10=2014,profiles!H6415,IF($C$10=2015,profiles!J6415,IF($C$10=2016,profiles!L6415)))))","v":6.532160573596231E-2},13.064321147192462,0,13.064321147192462,31.695678852807536,0,0,0,0,31.695678852807536,31.695678852807536]
["h6414",{"$f":"IF($C$10=2012,profiles!C6418,IF($C$10=2013,profiles!E6418,IF($C$10=2014,profiles!G6418,IF($C$10=2015,profiles!I6418,IF($C$10=2016,profiles!K6418)))))","v":59.738999999999997},{"$f":"IF($C$10=2012,profiles!D6418,IF($C$10=2013,profiles!F6418,IF($C$10=2014,profiles!H6418,IF($C$10=2015,profiles!J6418,IF($C$10=2016,profiles!L6418)))))","v":7.3366959856600938E-2},14.673391971320187,0,14.673391971320187,45.065608028679812,0,0,0,0,45.065608028679812,45.065608028679812]
["h6415",{"$f":"IF($C$10=2012,profiles!C6419,IF($C$10=2013,profiles!E6419,IF($C$10=2014,profiles!G6419,IF($C$10=2015,profiles!I6419,IF($C$10=2016,profiles!K6419)))))","v":65.572999999999993},{"$f":"IF($C$10=2012,profiles!D6419,IF($C$10=2013,profiles!F6419,IF($C$10=2014,profiles!H6419,IF($C$10=2015,profiles!J6419,IF($C$10=2016,profiles!L6419)))))","v":8.2204343657509699E-2},16.44086873150194,0,16.44086873150194,49.132131268498057,0,0,0,0,49.132131268498057,49.132131268498057]
["h6418",{"$f":"IF($C$10=2012,profiles!C6422,IF($C$10=2013,profiles!E6422,IF($C$10=2014,profiles!G6422,IF($C$10=2015,profiles!I6422,IF($C$10=2016,profiles!K6422)))))","v":70.040000000000006},{"$f":"IF($C$10=2012,profiles!D6422,IF($C$10=2013,profiles!F6422,IF($C$10=2014,profiles!H6422,IF($C$10=2015,profiles!J6422,IF($C$10=2016,profiles!L6422)))))","v":0.1818472355385107},36.369447107702143,0,36.369447107702143,33.670552892297863,0,0,0,0,33.670552892297863,33.670552892297863]
["h6422",{"$f":"IF($C$10=2012,profiles!C6426,IF($C$10=2013,profiles!E6426,IF($C$10=2014,profiles!G6426,IF($C$10=2015,profiles!I6426,IF($C$10=2016,profiles!K6426)))))","v":67.878},{"$f":"IF($C$10=2012,profiles!D6426,IF($C$10=2013,profiles!F6426,IF($C$10=2014,profiles!H6426,IF($C$10=2015,profiles!J6426,IF($C$10=2016,profiles!L6426)))))","v":0.28304639626495476},56.609279252990952,0,56.609279252990952,11.268720747009048,0,0,0,0,11.268720747009048,11.268720747009048]
["h6424",{"$f":"IF($C$10=2012,profiles!C6428,IF($C$10=2013,profiles!E6428,IF($C$10=2014,profiles!G6428,IF($C$10=2015,profiles!I6428,IF($C$10=2016,profiles!K6428)))))","v":65.305000000000007},{"$f":"IF($C$10=2012,profiles!D6428,IF($C$10=2013,profiles!F6428,IF($C$10=2014,profiles!H6428,IF($C$10=2015,profiles!J6428,IF($C$10=2016,profiles!L6428)))))","v":0.22888268234051717},45.776536468103437,0,45.776536468103437,19.52846353189657,0,0,0,0,19.52846353189657,19.52846353189657]
["h6429",{"$f":"IF($C$10=2012,profiles!C6433,IF($C$10=2013,profiles!E6433,IF($C$10=2014,profiles!G6433,IF($C$10=2015,profiles!I6433,IF($C$10=2016,profiles!K6433)))))","v":60.511000000000003},{"$f":"IF($C$10=2012,profiles!D6433,IF($C$10=2013,profiles!F6433,IF($C$10=2014,profiles!H6433,IF($C$10=2015,profiles!J6433,IF($C$10=2016,profiles!L6433)))))","v":0.1081745800158406},21.634916003168119,0,21.634916003168119,38.876083996831881,0,0,0,0,38.876083996831881,38.876083996831881]
["h6433",{"$f":"IF($C$10=2012,profiles!C6437,IF($C$10=2013,profiles!E6437,IF($C$10=2014,profiles!G6437,IF($C$10=2015,profiles!I6437,IF($C$10=2016,profiles!K6437)))))","v":45.764000000000003},{"$f":"IF($C$10=2012,profiles!D6437,IF($C$10=2013,profiles!F6437,IF($C$10=2014,profiles!H6437,IF($C$10=2015,profiles!J6437,IF($C$10=2016,profiles!L6437)))))","v":0.10170644673081462},20.341289346162924,0,20.341289346162924,25.422710653837079,0,0,0,0,25.422710653837079,25.422710653837079]
["h6436",{"$f":"IF($C$10=2012,profiles!C6440,IF($C$10=2013,profiles!E6440,IF($C$10=2014,profiles!G6440,IF($C$10=2015,profiles!I6440,IF($C$10=2016,profiles!K6440)))))","v":46.481999999999999},{"$f":"IF($C$10=2012,profiles!D6440,IF($C$10=2013,profiles!F6440,IF($C$10=2014,profiles!H6440,IF($C$10=2015,profiles!J6440,IF($C$10=2016,profiles!L6440)))))","v":8.2212132572444155E-2},16.44242651448883,0,16.44242651448883,30.03957348551117,0,0,0,0,30.03957348551117,30.03957348551117]
["h6437",{"$f":"IF($C$10=2012,profiles!C6441,IF($C$10=2013,profiles!E6441,IF($C$10=2014,profiles!G6441,IF($C$10=2015,profiles!I6441,IF($C$10=2016,profiles!K6441)))))","v":50.424999999999997},{"$f":"IF($C$10=2012,profiles!D6441,IF($C$10=2013,profiles!F6441,IF($C$10=2014,profiles!H6441,IF($C$10=2015,profiles!J6441,IF($C$10=2016,profiles!L6441)))))","v":7.7657905333166716E-2},15.531581066633343,0,15.531581066633343,34.893418933366654,0,0,0,0,34.893418933366654,34.893418933366654]
["h6440",{"$f":"IF($C$10=2012,profiles!C6444,IF($C$10=2013,profiles!E6444,IF($C$10=2014,profiles!G6444,IF($C$10=2015,profiles!I6444,IF($C$10=2016,profiles!K6444)))))","v":68.3},{"$f":"IF($C$10=2012,profiles!D6444,IF($C$10=2013,profiles!F6444,IF($C$10=2014,profiles!H6444,IF($C$10=2015,profiles!J6444,IF($C$10=2016,profiles!L6444)))))","v":9.7665958539870312E-2},19.533191707974062,0,19.533191707974062,48.766808292025935,0,0,0,0,48.766808292025935,48.766808292025935]
["h6443",{"$f":"IF($C$10=2012,profiles!C6447,IF($C$10=2013,profiles!E6447,IF($C$10=2014,profiles!G6447,IF($C$10=2015,profiles!I6447,IF($C$10=2016,profiles!K6447)))))","v":70.522000000000006},{"$f":"IF($C$10=2012,profiles!D6447,IF($C$10=2013,profiles!F6447,IF($C$10=2014,profiles!H6447,IF($C$10=2015,profiles!J6447,IF($C$10=2016,profiles!L6447)))))","v":0.19198567084600324},38.397134169200648,0,38.397134169200648,32.124865830799358,0,0,0,0,32.124865830799358,32.124865830799358]
["h6449",{"$f":"IF($C$10=2012,profiles!C6453,IF($C$10=2013,profiles!E6453,IF($C$10=2014,profiles!G6453,IF($C$10=2015,profiles!I6453,IF($C$10=2016,profiles!K6453)))))","v":63.656999999999996},{"$f":"IF($C$10=2012,profiles!D6453,IF($C$10=2013,profiles!F6453,IF($C$10=2014,profiles!H6453,IF($C$10=2015,profiles!J6453,IF($C$10=2016,profiles!L6453)))))","v":0.13200316574332485},26.400633148664969,0,26.400633148664969,37.256366851335031,0,0,0,0,37.256366851335031,37.256366851335031]
["h6451",{"$f":"IF($C$10=2012,profiles!C6455,IF($C$10=2013,profiles!E6455,IF($C$10=2014,profiles!G6455,IF($C$10=2015,profiles!I6455,IF($C$10=2016,profiles!K6455)))))","v":65.388000000000005},{"$f":"IF($C$10=2012,profiles!D6455,IF($C$10=2013,profiles!F6455,IF($C$10=2014,profiles!H6455,IF($C$10=2015,profiles!J6455,IF($C$10=2016,profiles!L6455)))))","v":8.7988225656405766E-2},17.597645131281155,0,17.597645131281155,47.79035486871885,0,0,0,0,47.79035486871885,47.79035486871885]
["h6454",{"$f":"IF($C$10=2012,profiles!C6458,IF($C$10=2013,profiles!E6458,IF($C$10=2014,profiles!G6458,IF($C$10=2015,profiles!I6458,IF($C$10=2016,profiles!K6458)))))","v":54.073999999999998},{"$f":"IF($C$10=2012,profiles!D6458,IF($C$10=2013,profiles!F6458,IF($C$10=2014,profiles!H6458,IF($C$10=2015,profiles!J6458,IF($C$10=2016,profiles!L6458)))))","v":7.0646061565376769E-2},14.129212313075353,0,14.129212313075353,39.944787686924641,0,0,0,0,39.944787686924641,39.944787686924641]
["h6458",{"$f":"IF($C$10=2012,profiles!C6462,IF($C$10=2013,profiles!E6462,IF($C$10=2014,profiles!G6462,IF($C$10=2015,profiles!I6462,IF($C$10=2016,profiles!K6462)))))","v":42.597000000000001},{"$f":"IF($C$10=2012,profiles!D6462,IF($C$10=2013,profiles!F6462,IF($C$10=2014,profiles!H6462,IF($C$10=2015,profiles!J6462,IF($C$10=2016,profiles!L6462)))))","v":4.6874566104801313E-2},9.3749132209602628,0,9.3749132209602628,33.222086779039742,0,0,0,0,33.222086779039742,33.222086779039742]
["h6461",{"$f":"IF($C$10=2012,profiles!C6465,IF($C$10=2013,profiles!E6465,IF($C$10=2014,profiles!G6465,IF($C$10=2015,profiles!I6465,IF($C$10=2016,profiles!K6465)))))","v":43.131},{"$f":"IF($C$10=2012,profiles!D6465,IF($C$10=2013,profiles!F6465,IF($C$10=2014,profiles!H6465,IF($C$10=2015,profiles!J6465,IF($C$10=2016,profiles!L6465)))))","v":3.2545611063286219E-2},6.5091222126572434,0,6.5091222126572434,36.621877787342754,0,0,0,0,36.621877787342754,36.621877787342754]
["h6462",{"$f":"IF($C$10=2012,profiles!C6466,IF($C$10=2013,profiles!E6466,IF($C$10=2014,profiles!G6466,IF($C$10=2015,profiles!I6466,IF($C$10=2016,profiles!K6466)))))","v":45.869},{"$f":"IF($C$10=2012,profiles!D6466,IF($C$10=2013,profiles!F6466,IF($C$10=2014,profiles!H6466,IF($C$10=2015,profiles!J6466,IF($C$10=2016,profiles!L6466)))))","v":3.0074144011552027E-2},6.0148288023104053,0,6.0148288023104053,39.854171197689595,0,0,0,0,39.854171197689595,39.854171197689595]
["h6465",{"$f":"IF($C$10=2012,profiles!C6469,IF($C$10=2013,profiles!E6469,IF($C$10=2014,profiles!G6469,IF($C$10=2015,profiles!I6469,IF($C$10=2016,profiles!K6469)))))","v":55.878},{"$f":"IF($C$10=2012,profiles!D6469,IF($C$10=2013,profiles!F6469,IF($C$10=2014,profiles!H6469,IF($C$10=2015,profiles!J6469,IF($C$10=2016,profiles!L6469)))))","v":0.1059398517119769},21.187970342395378,{"$f":"D6482-F6482","v":0},{"$f":"MIN(D6482,B6482)","v":21.187970342395378},{"$f":"B6482-F6482","v":34.690029657604626},{"$f":"-MIN(-E6482+$C$3,0)","v":0},{"$f":"E6482-H6482","v":0},0,0,34.690029657604626,34.690029657604626]
["h6470",{"$f":"IF($C$10=2012,profiles!C6474,IF($C$10=2013,profiles!E6474,IF($C$10=2014,profiles!G6474,IF($C$10=2015,profiles!I6474,IF($C$10=2016,profiles!K6474)))))","v":52.875},{"$f":"IF($C$10=2012,profiles!D6474,IF($C$10=2013,profiles!F6474,IF($C$10=2014,profiles!H6474,IF($C$10=2015,profiles!J6474,IF($C$10=2016,profiles!L6474)))))","v":0.25515814612201826},51.031629224403652,0,51.031629224403652,1.8433707755963482,0,0,0.37142427156035585,0,1.4719465040359925,1.8433707755963482]
["h6473",{"$f":"IF($C$10=2012,profiles!C6477,IF($C$10=2013,profiles!E6477,IF($C$10=2014,profiles!G6477,IF($C$10=2015,profiles!I6477,IF($C$10=2016,profiles!K6477)))))","v":51.539000000000001},{"$f":"IF($C$10=2012,profiles!D6477,IF($C$10=2013,profiles!F6477,IF($C$10=2014,profiles!H6477,IF($C$10=2015,profiles!J6477,IF($C$10=2016,profiles!L6477)))))","v":9.1597012024103752E-2},18.31940240482075,0,18.31940240482075,33.219597595179252,0,0,0,0,33.219597595179252,33.219597595179252]
["h6476",{"$f":"IF($C$10=2012,profiles!C6480,IF($C$10=2013,profiles!E6480,IF($C$10=2014,profiles!G6480,IF($C$10=2015,profiles!I6480,IF($C$10=2016,profiles!K6480)))))","v":53.697000000000003},{"$f":"IF($C$10=2012,profiles!D6480,IF($C$10=2013,profiles!F6480,IF($C$10=2014,profiles!H6480,IF($C$10=2015,profiles!J6480,IF($C$10=2016,profiles!L6480)))))","v":2.1354586098692067E-2},4.2709172197384131,0,4.2709172197384131,49.426082780261588,0,0,0,0,49.426082780261588,49.426082780261588]
["h6479",{"$f":"IF($C$10=2012,profiles!C6483,IF($C$10=2013,profiles!E6483,IF($C$10=2014,profiles!G6483,IF($C$10=2015,profiles!I6483,IF($C$10=2016,profiles!K6483)))))","v":44.012},{"$f":"IF($C$10=2012,profiles!D6483,IF($C$10=2013,profiles!F6483,IF($C$10=2014,profiles!H6483,IF($C$10=2015,profiles!J6483,IF($C$10=2016,profiles!L6483)))))","v":2.5964288689567076E-2},5.1928577379134149,0,5.1928577379134149,38.819142262086586,0,0,0,0,38.819142262086586,38.819142262086586]
["h6483",{"$f":"IF($C$10=2012,profiles!C6487,IF($C$10=2013,profiles!E6487,IF($C$10=2014,profiles!G6487,IF($C$10=2015,profiles!I6487,IF($C$10=2016,profiles!K6487)))))","v":37.439},{"$f":"IF($C$10=2012,profiles!D6487,IF($C$10=2013,profiles!F6487,IF($C$10=2014,profiles!H6487,IF($C$10=2015,profiles!J6487,IF($C$10=2016,profiles!L6487)))))","v":3.5055324938566411E-2},7.011064987713282,0,7.011064987713282,30.427935012286717,0,0,0,0,30.427935012286717,30.427935012286717]
["h6486",{"$f":"IF($C$10=2012,profiles!C6490,IF($C$10=2013,profiles!E6490,IF($C$10=2014,profiles!G6490,IF($C$10=2015,profiles!I6490,IF($C$10=2016,profiles!K6490)))))","v":39.146999999999998},{"$f":"IF($C$10=2012,profiles!D6490,IF($C$10=2013,profiles!F6490,IF($C$10=2014,profiles!H6490,IF($C$10=2015,profiles!J6490,IF($C$10=2016,profiles!L6490)))))","v":3.7110052895361588E-2},7.4220105790723174,0,7.4220105790723174,31.724989420927681,0,0,0,0,31.724989420927681,31.724989420927681]
["h6487",{"$f":"IF($C$10=2012,profiles!C6491,IF($C$10=2013,profiles!E6491,IF($C$10=2014,profiles!G6491,IF($C$10=2015,profiles!I6491,IF($C$10=2016,profiles!K6491)))))","v":40.588999999999999},{"$f":"IF($C$10=2012,profiles!D6491,IF($C$10=2013,profiles!F6491,IF($C$10=2014,profiles!H6491,IF($C$10=2015,profiles!J6491,IF($C$10=2016,profiles!L6491)))))","v":3.9095364367129903E-2},7.8190728734259807,0,7.8190728734259807,32.769927126574018,0,0,0,0,32.769927126574018,32.769927126574018]
["h6491",{"$f":"IF($C$10=2012,profiles!C6495,IF($C$10=2013,profiles!E6495,IF($C$10=2014,profiles!G6495,IF($C$10=2015,profiles!I6495,IF($C$10=2016,profiles!K6495)))))","v":52},{"$f":"IF($C$10=2012,profiles!D6495,IF($C$10=2013,profiles!F6495,IF($C$10=2014,profiles!H6495,IF($C$10=2015,profiles!J6495,IF($C$10=2016,profiles!L6495)))))","v":0.23845950936428384},47.691901872856768,0,47.691901872856768,4.3080981271432321,0,0,0,0,4.3080981271432321,4.3080981271432321]
["h6494",{"$f":"IF($C$10=2012,profiles!C6498,IF($C$10=2013,profiles!E6498,IF($C$10=2014,profiles!G6498,IF($C$10=2015,profiles!I6498,IF($C$10=2016,profiles!K6498)))))","v":47.32},{"$f":"IF($C$10=2012,profiles!D6498,IF($C$10=2013,profiles!F6498,IF($C$10=2014,profiles!H6498,IF($C$10=2015,profiles!J6498,IF($C$10=2016,profiles!L6498)))))","v":0.23987560565883187},47.975121131766372,0.65512113176637143,47.32,0,0,0.65512113176637143,0,4.4284911646697864,0,-0.65512113176637143]
["h6498",{"$f":"IF($C$10=2012,profiles!C6502,IF($C$10=2013,profiles!E6502,IF($C$10=2014,profiles!G6502,IF($C$10=2015,profiles!I6502,IF($C$10=2016,profiles!K6502)))))","v":49.911000000000001},{"$f":"IF($C$10=2012,profiles!D6502,IF($C$10=2013,profiles!F6502,IF($C$10=2014,profiles!H6502,IF($C$10=2015,profiles!J6502,IF($C$10=2016,profiles!L6502)))))","v":2.1241444418220439E-2},4.2482888836440882,0,4.2482888836440882,45.662711116355915,0,0,0,0,45.662711116355915,45.662711116355915]
["h6501",{"$f":"IF($C$10=2012,profiles!C6505,IF($C$10=2013,profiles!E6505,IF($C$10=2014,profiles!G6505,IF($C$10=2015,profiles!I6505,IF($C$10=2016,profiles!K6505)))))","v":50.134999999999998},{"$f":"IF($C$10=2012,profiles!D6505,IF($C$10=2013,profiles!F6505,IF($C$10=2014,profiles!H6505,IF($C$10=2015,profiles!J6505,IF($C$10=2016,profiles!L6505)))))","v":2.3920920740257395E-2},4.7841841480514793,0,4.7841841480514793,45.350815851948518,0,0,0,0,45.350815851948518,45.350815851948518]
["h6505",{"$f":"IF($C$10=2012,profiles!C6509,IF($C$10=2013,profiles!E6509,IF($C$10=2014,profiles!G6509,IF($C$10=2015,profiles!I6509,IF($C$10=2016,profiles!K6509)))))","v":40.770000000000003},{"$f":"IF($C$10=2012,profiles!D6509,IF($C$10=2013,profiles!F6509,IF($C$10=2014,profiles!H6509,IF($C$10=2015,profiles!J6509,IF($C$10=2016,profiles!L6509)))))","v":2.9537914856405202E-2},5.9075829712810402,0,5.9075829712810402,34.862417028718966,0,0,0,0,34.862417028718966,34.862417028718966]
["h6508",{"$f":"IF($C$10=2012,profiles!C6512,IF($C$10=2013,profiles!E6512,IF($C$10=2014,profiles!G6512,IF($C$10=2015,profiles!I6512,IF($C$10=2016,profiles!K6512)))))","v":42.441000000000003},{"$f":"IF($C$10=2012,profiles!D6512,IF($C$10=2013,profiles!F6512,IF($C$10=2014,profiles!H6512,IF($C$10=2015,profiles!J6512,IF($C$10=2016,profiles!L6512)))))","v":2.5012839554155158E-2},5.0025679108310319,0,5.0025679108310319,37.43843208916897,0,0,0,0,37.43843208916897,37.43843208916897]
["h6511",{"$f":"IF($C$10=2012,profiles!C6515,IF($C$10=2013,profiles!E6515,IF($C$10=2014,profiles!G6515,IF($C$10=2015,profiles!I6515,IF($C$10=2016,profiles!K6515)))))","v":64.135999999999996},{"$f":"IF($C$10=2012,profiles!D6515,IF($C$10=2013,profiles!F6515,IF($C$10=2014,profiles!H6515,IF($C$10=2015,profiles!J6515,IF($C$10=2016,profiles!L6515)))))","v":2.1903585358744083E-2},4.3807170717488164,0,4.3807170717488164,59.755282928251177,0,0,0,0,59.755282928251177,59.755282928251177]
["h6512",{"$f":"IF($C$10=2012,profiles!C6516,IF($C$10=2013,profiles!E6516,IF($C$10=2014,profiles!G6516,IF($C$10=2015,profiles!I6516,IF($C$10=2016,profiles!K6516)))))","v":66.468999999999994},{"$f":"IF($C$10=2012,profiles!D6516,IF($C$10=2013,profiles!F6516,IF($C$10=2014,profiles!H6516,IF($C$10=2015,profiles!J6516,IF($C$10=2016,profiles!L6516)))))","v":5.7174187637938453E-2},11.434837527587691,0,11.434837527587691,55.034162472412305,0,0,0,0,55.034162472412305,55.034162472412305]
["h6516",{"$f":"IF($C$10=2012,profiles!C6520,IF($C$10=2013,profiles!E6520,IF($C$10=2014,profiles!G6520,IF($C$10=2015,profiles!I6520,IF($C$10=2016,profiles!K6520)))))","v":68.875},{"$f":"IF($C$10=2012,profiles!D6520,IF($C$10=2013,profiles!F6520,IF($C$10=2014,profiles!H6520,IF($C$10=2015,profiles!J6520,IF($C$10=2016,profiles!L6520)))))","v":0.24747720111600016},49.495440223200035,0,49.495440223200035,19.379559776799965,0,0,0,0,19.379559776799965,19.379559776799965]
["h6519",{"$f":"IF($C$10=2012,profiles!C6523,IF($C$10=2013,profiles!E6523,IF($C$10=2014,profiles!G6523,IF($C$10=2015,profiles!I6523,IF($C$10=2016,profiles!K6523)))))","v":66.09},{"$f":"IF($C$10=2012,profiles!D6523,IF($C$10=2013,profiles!F6523,IF($C$10=2014,profiles!H6523,IF($C$10=2015,profiles!J6523,IF($C$10=2016,profiles!L6523)))))","v":0.19573032772094442},39.146065544188886,0,39.146065544188886,26.943934455811117,0,0,0,0,26.943934455811117,26.943934455811117]
["h6523",{"$f":"IF($C$10=2012,profiles!C6527,IF($C$10=2013,profiles!E6527,IF($C$10=2014,profiles!G6527,IF($C$10=2015,profiles!I6527,IF($C$10=2016,profiles!K6527)))))","v":68.036000000000001},{"$f":"IF($C$10=2012,profiles!D6527,IF($C$10=2013,profiles!F6527,IF($C$10=2014,profiles!H6527,IF($C$10=2015,profiles!J6527,IF($C$10=2016,profiles!L6527)))))","v":2.3250003470149772E-2},4.6500006940299539,0,4.6500006940299539,63.385999305970046,0,0,0,0,63.385999305970046,63.385999305970046]
["h6526",{"$f":"IF($C$10=2012,profiles!C6530,IF($C$10=2013,profiles!E6530,IF($C$10=2014,profiles!G6530,IF($C$10=2015,profiles!I6530,IF($C$10=2016,profiles!K6530)))))","v":55.063000000000002},{"$f":"IF($C$10=2012,profiles!D6530,IF($C$10=2013,profiles!F6530,IF($C$10=2014,profiles!H6530,IF($C$10=2015,profiles!J6530,IF($C$10=2016,profiles!L6530)))))","v":2.4346570797995643E-2},4.8693141595991287,0,4.8693141595991287,50.193685840400875,0,0,0,0,50.193685840400875,50.193685840400875]
["h6530",{"$f":"IF($C$10=2012,profiles!C6534,IF($C$10=2013,profiles!E6534,IF($C$10=2014,profiles!G6534,IF($C$10=2015,profiles!I6534,IF($C$10=2016,profiles!K6534)))))","v":44.079000000000001},{"$f":"IF($C$10=2012,profiles!D6534,IF($C$10=2013,profiles!F6534,IF($C$10=2014,profiles!H6534,IF($C$10=2015,profiles!J6534,IF($C$10=2016,profiles!L6534)))))","v":1.7154347524615171E-2},{"$f":"C6547*$C$2","v":3.4308695049230344},0,3.4308695049230344,40.64813049507697,0,0,0,0,{"$f":"MAX(G6547-J6547,0)","v":40.64813049507697},{"$f":"B6547-D6547","v":40.64813049507697}]
["h6533",{"$f":"IF($C$10=2012,profiles!C6537,IF($C$10=2013,profiles!E6537,IF($C$10=2014,profiles!G6537,IF($C$10=2015,profiles!I6537,IF($C$10=2016,profiles!K6537)))))","v":49.926000000000002},{"$f":"IF($C$10=2012,profiles!D6537,IF($C$10=2013,profiles!F6537,IF($C$10=2014,profiles!H6537,IF($C$10=2015,profiles!J6537,IF($C$10=2016,profiles!L6537)))))","v":1.733462765219803E-2},3.4669255304396058,0,3.4669255304396058,46.459074469560399,0,0,0,0,46.459074469560399,46.459074469560399]
["h6536",{"$f":"IF($C$10=2012,profiles!C6540,IF($C$10=2013,profiles!E6540,IF($C$10=2014,profiles!G6540,IF($C$10=2015,profiles!I6540,IF($C$10=2016,profiles!K6540)))))","v":68.412999999999997},{"$f":"IF($C$10=2012,profiles!D6540,IF($C$10=2013,profiles!F6540,IF($C$10=2014,profiles!H6540,IF($C$10=2015,profiles!J6540,IF($C$10=2016,profiles!L6540)))))","v":3.2686173900984605E-2},6.5372347801969211,0,6.5372347801969211,61.875765219803078,0,0,{"$f":"MIN(MAX(0,G6553),K6552*$F$3)","v":0},0,61.875765219803078,61.875765219803078]
["h6537",{"$f":"IF($C$10=2012,profiles!C6541,IF($C$10=2013,profiles!E6541,IF($C$10=2014,profiles!G6541,IF($C$10=2015,profiles!I6541,IF($C$10=2016,profiles!K6541)))))","v":68.962000000000003},{"$f":"IF($C$10=2012,profiles!D6541,IF($C$10=2013,profiles!F6541,IF($C$10=2014,profiles!H6541,IF($C$10=2015,profiles!J6541,IF($C$10=2016,profiles!L6541)))))","v":5.6413812231313275E-2},11.282762446262655,0,11.282762446262655,57.679237553737352,0,0,0,0,57.679237553737352,57.679237553737352]
["h6541",{"$f":"IF($C$10=2012,profiles!C6545,IF($C$10=2013,profiles!E6545,IF($C$10=2014,profiles!G6545,IF($C$10=2015,profiles!I6545,IF($C$10=2016,profiles!K6545)))))","v":69.245999999999995},{"$f":"IF($C$10=2012,profiles!D6545,IF($C$10=2013,profiles!F6545,IF($C$10=2014,profiles!H6545,IF($C$10=2015,profiles!J6545,IF($C$10=2016,profiles!L6545)))))","v":0.1375953404520871},27.51906809041742,0,27.51906809041742,41.726931909582575,0,0,0,0,41.726931909582575,41.726931909582575]
["h6544",{"$f":"IF($C$10=2012,profiles!C6548,IF($C$10=2013,profiles!E6548,IF($C$10=2014,profiles!G6548,IF($C$10=2015,profiles!I6548,IF($C$10=2016,profiles!K6548)))))","v":64.995000000000005},{"$f":"IF($C$10=2012,profiles!D6548,IF($C$10=2013,profiles!F6548,IF($C$10=2014,profiles!H6548,IF($C$10=2015,profiles!J6548,IF($C$10=2016,profiles!L6548)))))","v":7.2528082096796564E-2},14.505616419359313,0,14.505616419359313,50.489383580640691,0,0,0,0,50.489383580640691,50.489383580640691]
["h6548",{"$f":"IF($C$10=2012,profiles!C6552,IF($C$10=2013,profiles!E6552,IF($C$10=2014,profiles!G6552,IF($C$10=2015,profiles!I6552,IF($C$10=2016,profiles!K6552)))))","v":65.620999999999995},{"$f":"IF($C$10=2012,profiles!D6552,IF($C$10=2013,profiles!F6552,IF($C$10=2014,profiles!H6552,IF($C$10=2015,profiles!J6552,IF($C$10=2016,profiles!L6552)))))","v":1.2439328803217306E-2},2.4878657606434613,0,2.4878657606434613,63.133134239356536,0,0,0,0,63.133134239356536,63.133134239356536]
["h6551",{"$f":"IF($C$10=2012,profiles!C6555,IF($C$10=2013,profiles!E6555,IF($C$10=2014,profiles!G6555,IF($C$10=2015,profiles!I6555,IF($C$10=2016,profiles!K6555)))))","v":50.634},{"$f":"IF($C$10=2012,profiles!D6555,IF($C$10=2013,profiles!F6555,IF($C$10=2014,profiles!H6555,IF($C$10=2015,profiles!J6555,IF($C$10=2016,profiles!L6555)))))","v":1.1121897101650256E-2},2.2243794203300511,0,2.2243794203300511,48.409620579669948,0,0,0,0,48.409620579669948,48.409620579669948]
["h6555",{"$f":"IF($C$10=2012,profiles!C6559,IF($C$10=2013,profiles!E6559,IF($C$10=2014,profiles!G6559,IF($C$10=2015,profiles!I6559,IF($C$10=2016,profiles!K6559)))))","v":44.73},{"$f":"IF($C$10=2012,profiles!D6559,IF($C$10=2013,profiles!F6559,IF($C$10=2014,profiles!H6559,IF($C$10=2015,profiles!J6559,IF($C$10=2016,profiles!L6559)))))","v":7.5693510598477814E-3},1.5138702119695564,0,1.5138702119695564,43.216129788030443,0,0,0,0,43.216129788030443,43.216129788030443]
["h6558",{"$f":"IF($C$10=2012,profiles!C6562,IF($C$10=2013,profiles!E6562,IF($C$10=2014,profiles!G6562,IF($C$10=2015,profiles!I6562,IF($C$10=2016,profiles!K6562)))))","v":60.054000000000002},{"$f":"IF($C$10=2012,profiles!D6562,IF($C$10=2013,profiles!F6562,IF($C$10=2014,profiles!H6562,IF($C$10=2015,profiles!J6562,IF($C$10=2016,profiles!L6562)))))","v":8.0129760303883097E-3},1.602595206077662,0,1.602595206077662,58.451404793922343,0,0,0,0,58.451404793922343,58.451404793922343]
["h6562",{"$f":"IF($C$10=2012,profiles!C6566,IF($C$10=2013,profiles!E6566,IF($C$10=2014,profiles!G6566,IF($C$10=2015,profiles!I6566,IF($C$10=2016,profiles!K6566)))))","v":69.239999999999995},{"$f":"IF($C$10=2012,profiles!D6566,IF($C$10=2013,profiles!F6566,IF($C$10=2014,profiles!H6566,IF($C$10=2015,profiles!J6566,IF($C$10=2016,profiles!L6566)))))","v":9.6225028766306689E-2},19.245005753261339,0,19.245005753261339,49.994994246738656,0,0,0,0,49.994994246738656,49.994994246738656]
["h6563",{"$f":"IF($C$10=2012,profiles!C6567,IF($C$10=2013,profiles!E6567,IF($C$10=2014,profiles!G6567,IF($C$10=2015,profiles!I6567,IF($C$10=2016,profiles!K6567)))))","v":70.311999999999998},{"$f":"IF($C$10=2012,profiles!D6567,IF($C$10=2013,profiles!F6567,IF($C$10=2014,profiles!H6567,IF($C$10=2015,profiles!J6567,IF($C$10=2016,profiles!L6567)))))","v":0.13842485408897454},27.684970817794905,0,27.684970817794905,42.627029182205092,0,0,0,0,42.627029182205092,42.627029182205092]
["h6566",{"$f":"IF($C$10=2012,profiles!C6570,IF($C$10=2013,profiles!E6570,IF($C$10=2014,profiles!G6570,IF($C$10=2015,profiles!I6570,IF($C$10=2016,profiles!K6570)))))","v":67.353999999999999},{"$f":"IF($C$10=2012,profiles!D6570,IF($C$10=2013,profiles!F6570,IF($C$10=2014,profiles!H6570,IF($C$10=2015,profiles!J6570,IF($C$10=2016,profiles!L6570)))))","v":0.17747771477687049},35.495542955374098,0,35.495542955374098,31.858457044625901,0,0,0,0,31.858457044625901,31.858457044625901]
["h6570",{"$f":"IF($C$10=2012,profiles!C6574,IF($C$10=2013,profiles!E6574,IF($C$10=2014,profiles!G6574,IF($C$10=2015,profiles!I6574,IF($C$10=2016,profiles!K6574)))))","v":65.061999999999998},{"$f":"IF($C$10=2012,profiles!D6574,IF($C$10=2013,profiles!F6574,IF($C$10=2014,profiles!H6574,IF($C$10=2015,profiles!J6574,IF($C$10=2016,profiles!L6574)))))","v":1.4916889634425298E-2},2.9833779268850598,0,2.9833779268850598,62.078622073114936,0,0,0,0,62.078622073114936,62.078622073114936]
["h6573",{"$f":"IF($C$10=2012,profiles!C6577,IF($C$10=2013,profiles!E6577,IF($C$10=2014,profiles!G6577,IF($C$10=2015,profiles!I6577,IF($C$10=2016,profiles!K6577)))))","v":60.887},{"$f":"IF($C$10=2012,profiles!D6577,IF($C$10=2013,profiles!F6577,IF($C$10=2014,profiles!H6577,IF($C$10=2015,profiles!J6577,IF($C$10=2016,profiles!L6577)))))","v":7.0979995286484686E-3},1.4195999057296937,0,1.4195999057296937,59.467400094270303,0,0,0,0,59.467400094270303,59.467400094270303]
["h6576",{"$f":"IF($C$10=2012,profiles!C6580,IF($C$10=2013,profiles!E6580,IF($C$10=2014,profiles!G6580,IF($C$10=2015,profiles!I6580,IF($C$10=2016,profiles!K6580)))))","v":47.405000000000001},{"$f":"IF($C$10=2012,profiles!D6580,IF($C$10=2013,profiles!F6580,IF($C$10=2014,profiles!H6580,IF($C$10=2015,profiles!J6580,IF($C$10=2016,profiles!L6580)))))","v":8.1501399939012554E-3},1.6300279987802511,0,1.6300279987802511,45.774972001219751,0,0,0,0,45.774972001219751,45.774972001219751]
["h6580",{"$f":"IF($C$10=2012,profiles!C6584,IF($C$10=2013,profiles!E6584,IF($C$10=2014,profiles!G6584,IF($C$10=2015,profiles!I6584,IF($C$10=2016,profiles!K6584)))))","v":45.920999999999999},{"$f":"IF($C$10=2012,profiles!D6584,IF($C$10=2013,profiles!F6584,IF($C$10=2014,profiles!H6584,IF($C$10=2015,profiles!J6584,IF($C$10=2016,profiles!L6584)))))","v":4.7542483297757327E-3},0.95084966595514653,0,0.95084966595514653,44.970150334044853,0,0,0,0,44.970150334044853,44.970150334044853]
["h6583",{"$f":"IF($C$10=2012,profiles!C6587,IF($C$10=2013,profiles!E6587,IF($C$10=2014,profiles!G6587,IF($C$10=2015,profiles!I6587,IF($C$10=2016,profiles!K6587)))))","v":65.656000000000006},{"$f":"IF($C$10=2012,profiles!D6587,IF($C$10=2013,profiles!F6587,IF($C$10=2014,profiles!H6587,IF($C$10=2015,profiles!J6587,IF($C$10=2016,profiles!L6587)))))","v":5.5304521387187092E-3},1.1060904277437418,0,1.1060904277437418,64.549909572256269,0,0,0,0,64.549909572256269,64.549909572256269]
["h6587",{"$f":"IF($C$10=2012,profiles!C6591,IF($C$10=2013,profiles!E6591,IF($C$10=2014,profiles!G6591,IF($C$10=2015,profiles!I6591,IF($C$10=2016,profiles!K6591)))))","v":69.628},{"$f":"IF($C$10=2012,profiles!D6591,IF($C$10=2013,profiles!F6591,IF($C$10=2014,profiles!H6591,IF($C$10=2015,profiles!J6591,IF($C$10=2016,profiles!L6591)))))","v":0.1594544396085715},31.890887921714299,0,31.890887921714299,37.737112078285705,0,0,0,0,37.737112078285705,37.737112078285705]
["h6588",{"$f":"IF($C$10=2012,profiles!C6592,IF($C$10=2013,profiles!E6592,IF($C$10=2014,profiles!G6592,IF($C$10=2015,profiles!I6592,IF($C$10=2016,profiles!K6592)))))","v":68.525000000000006},{"$f":"IF($C$10=2012,profiles!D6592,IF($C$10=2013,profiles!F6592,IF($C$10=2014,profiles!H6592,IF($C$10=2015,profiles!J6592,IF($C$10=2016,profiles!L6592)))))","v":0.19226291131871484},38.452582263742968,0,38.452582263742968,30.072417736257037,0,0,0,0,30.072417736257037,30.072417736257037]
["h6591",{"$f":"IF($C$10=2012,profiles!C6595,IF($C$10=2013,profiles!E6595,IF($C$10=2014,profiles!G6595,IF($C$10=2015,profiles!I6595,IF($C$10=2016,profiles!K6595)))))","v":64.793999999999997},{"$f":"IF($C$10=2012,profiles!D6595,IF($C$10=2013,profiles!F6595,IF($C$10=2014,profiles!H6595,IF($C$10=2015,profiles!J6595,IF($C$10=2016,profiles!L6595)))))","v":0.15514373631247746},31.028747262495493,0,31.028747262495493,33.765252737504504,0,0,0,0,33.765252737504504,33.765252737504504]
["h6595",{"$f":"IF($C$10=2012,profiles!C6599,IF($C$10=2013,profiles!E6599,IF($C$10=2014,profiles!G6599,IF($C$10=2015,profiles!I6599,IF($C$10=2016,profiles!K6599)))))","v":65.858999999999995},{"$f":"IF($C$10=2012,profiles!D6599,IF($C$10=2013,profiles!F6599,IF($C$10=2014,profiles!H6599,IF($C$10=2015,profiles!J6599,IF($C$10=2016,profiles!L6599)))))","v":7.0274166273944505E-3},1.4054833254788901,0,1.4054833254788901,64.453516674521111,0,0,0,{"$f":"K6611+I6612*$F$2-J6612/$F$3","v":0},64.453516674521111,64.453516674521111]
["h6598",{"$f":"IF($C$10=2012,profiles!C6602,IF($C$10=2013,profiles!E6602,IF($C$10=2014,profiles!G6602,IF($C$10=2015,profiles!I6602,IF($C$10=2016,profiles!K6602)))))","v":53.124000000000002},{"$f":"IF($C$10=2012,profiles!D6602,IF($C$10=2013,profiles!F6602,IF($C$10=2014,profiles!H6602,IF($C$10=2015,profiles!J6602,IF($C$10=2016,profiles!L6602)))))","v":1.2696476589138691E-2},2.539295317827738,0,2.539295317827738,50.584704682172266,0,0,0,0,50.584704682172266,50.584704682172266]
["h6601",{"$f":"IF($C$10=2012,profiles!C6605,IF($C$10=2013,profiles!E6605,IF($C$10=2014,profiles!G6605,IF($C$10=2015,profiles!I6605,IF($C$10=2016,profiles!K6605)))))","v":42.524000000000001},{"$f":"IF($C$10=2012,profiles!D6605,IF($C$10=2013,profiles!F6605,IF($C$10=2014,profiles!H6605,IF($C$10=2015,profiles!J6605,IF($C$10=2016,profiles!L6605)))))","v":1.5537936961162088E-2},3.1075873922324178,0,3.1075873922324178,39.416412607767583,0,0,0,0,39.416412607767583,39.416412607767583]
["h6604",{"$f":"IF($C$10=2012,profiles!C6608,IF($C$10=2013,profiles!E6608,IF($C$10=2014,profiles!G6608,IF($C$10=2015,profiles!I6608,IF($C$10=2016,profiles!K6608)))))","v":40.875999999999998},{"$f":"IF($C$10=2012,profiles!D6608,IF($C$10=2013,profiles!F6608,IF($C$10=2014,profiles!H6608,IF($C$10=2015,profiles!J6608,IF($C$10=2016,profiles!L6608)))))","v":1.2613311895323371E-2},2.5226623790646743,0,2.5226623790646743,38.353337620935321,0,0,0,0,38.353337620935321,38.353337620935321]
["h6609",{"$f":"IF($C$10=2012,profiles!C6613,IF($C$10=2013,profiles!E6613,IF($C$10=2014,profiles!G6613,IF($C$10=2015,profiles!I6613,IF($C$10=2016,profiles!K6613)))))","v":49.244},{"$f":"IF($C$10=2012,profiles!D6613,IF($C$10=2013,profiles!F6613,IF($C$10=2014,profiles!H6613,IF($C$10=2015,profiles!J6613,IF($C$10=2016,profiles!L6613)))))","v":9.7566046627671668E-2},19.513209325534334,0,19.513209325534334,29.730790674465666,0,0,0,0,29.730790674465666,29.730790674465666]
["h6610",{"$f":"IF($C$10=2012,profiles!C6614,IF($C$10=2013,profiles!E6614,IF($C$10=2014,profiles!G6614,IF($C$10=2015,profiles!I6614,IF($C$10=2016,profiles!K6614)))))","v":51.323},{"$f":"IF($C$10=2012,profiles!D6614,IF($C$10=2013,profiles!F6614,IF($C$10=2014,profiles!H6614,IF($C$10=2015,profiles!J6614,IF($C$10=2016,profiles!L6614)))))","v":0.1545477226734677},30.909544534693538,0,30.909544534693538,20.413455465306463,0,0,0,0,20.413455465306463,20.413455465306463]
["h6613",{"$f":"IF($C$10=2012,profiles!C6617,IF($C$10=2013,profiles!E6617,IF($C$10=2014,profiles!G6617,IF($C$10=2015,profiles!I6617,IF($C$10=2016,profiles!K6617)))))","v":49.817},{"$f":"IF($C$10=2012,profiles!D6617,IF($C$10=2013,profiles!F6617,IF($C$10=2014,profiles!H6617,IF($C$10=2015,profiles!J6617,IF($C$10=2016,profiles!L6617)))))","v":0.26639037507276908},53.278075014553814,3.4610750145538134,49.817,0,0,3.4610750145538134,0,2.803470761788589,0,-3.4610750145538134]
["h6616",{"$f":"IF($C$10=2012,profiles!C6620,IF($C$10=2013,profiles!E6620,IF($C$10=2014,profiles!G6620,IF($C$10=2015,profiles!I6620,IF($C$10=2016,profiles!K6620)))))","v":46.290999999999997},{"$f":"IF($C$10=2012,profiles!D6620,IF($C$10=2013,profiles!F6620,IF($C$10=2014,profiles!H6620,IF($C$10=2015,profiles!J6620,IF($C$10=2016,profiles!L6620)))))","v":0.14526099853075708},29.052199706151416,0,29.052199706151416,17.23880029384858,0,0,0,0,17.23880029384858,17.23880029384858]
["h6620",{"$f":"IF($C$10=2012,profiles!C6624,IF($C$10=2013,profiles!E6624,IF($C$10=2014,profiles!G6624,IF($C$10=2015,profiles!I6624,IF($C$10=2016,profiles!K6624)))))","v":51.651000000000003},{"$f":"IF($C$10=2012,profiles!D6624,IF($C$10=2013,profiles!F6624,IF($C$10=2014,profiles!H6624,IF($C$10=2015,profiles!J6624,IF($C$10=2016,profiles!L6624)))))","v":5.143736312477476E-2},10.287472624954951,0,10.287472624954951,41.363527375045052,0,0,0,0,41.363527375045052,41.363527375045052]
["h6623",{"$f":"IF($C$10=2012,profiles!C6627,IF($C$10=2013,profiles!E6627,IF($C$10=2014,profiles!G6627,IF($C$10=2015,profiles!I6627,IF($C$10=2016,profiles!K6627)))))","v":43.472000000000001},{"$f":"IF($C$10=2012,profiles!D6627,IF($C$10=2013,profiles!F6627,IF($C$10=2014,profiles!H6627,IF($C$10=2015,profiles!J6627,IF($C$10=2016,profiles!L6627)))))","v":7.4266071577079804E-2},14.853214315415961,0,14.853214315415961,28.61878568458404,0,0,0,0,28.61878568458404,28.61878568458404]
["h6626",{"$f":"IF($C$10=2012,profiles!C6630,IF($C$10=2013,profiles!E6630,IF($C$10=2014,profiles!G6630,IF($C$10=2015,profiles!I6630,IF($C$10=2016,profiles!K6630)))))","v":37.799999999999997},{"$f":"IF($C$10=2012,profiles!D6630,IF($C$10=2013,profiles!F6630,IF($C$10=2014,profiles!H6630,IF($C$10=2015,profiles!J6630,IF($C$10=2016,profiles!L6630)))))","v":6.496098460173802E-2},12.992196920347604,0,12.992196920347604,24.807803079652395,0,0,0,0,24.807803079652395,24.807803079652395]
["h6629",{"$f":"IF($C$10=2012,profiles!C6633,IF($C$10=2013,profiles!E6633,IF($C$10=2014,profiles!G6633,IF($C$10=2015,profiles!I6633,IF($C$10=2016,profiles!K6633)))))","v":39.488},{"$f":"IF($C$10=2012,profiles!D6633,IF($C$10=2013,profiles!F6633,IF($C$10=2014,profiles!H6633,IF($C$10=2015,profiles!J6633,IF($C$10=2016,profiles!L6633)))))","v":6.6263807847431078E-2},13.252761569486216,0,13.252761569486216,26.235238430513782,0,0,0,0,26.235238430513782,26.235238430513782]
["h6634",{"$f":"IF($C$10=2012,profiles!C6638,IF($C$10=2013,profiles!E6638,IF($C$10=2014,profiles!G6638,IF($C$10=2015,profiles!I6638,IF($C$10=2016,profiles!K6638)))))","v":53.673999999999999},{"$f":"IF($C$10=2012,profiles!D6638,IF($C$10=2013,profiles!F6638,IF($C$10=2014,profiles!H6638,IF($C$10=2015,profiles!J6638,IF($C$10=2016,profiles!L6638)))))","v":0.20630344693767239},41.260689387534477,0,41.260689387534477,12.413310612465523,0,0,0,0,12.413310612465523,12.413310612465523]
["h6635",{"$f":"IF($C$10=2012,profiles!C6639,IF($C$10=2013,profiles!E6639,IF($C$10=2014,profiles!G6639,IF($C$10=2015,profiles!I6639,IF($C$10=2016,profiles!K6639)))))","v":54.695},{"$f":"IF($C$10=2012,profiles!D6639,IF($C$10=2013,profiles!F6639,IF($C$10=2014,profiles!H6639,IF($C$10=2015,profiles!J6639,IF($C$10=2016,profiles!L6639)))))","v":0.26466715638036897},52.933431276073797,0,52.933431276073797,1.761568723926203,0,0,0,0,1.761568723926203,1.761568723926203]
["h6638",{"$f":"IF($C$10=2012,profiles!C6642,IF($C$10=2013,profiles!E6642,IF($C$10=2014,profiles!G6642,IF($C$10=2015,profiles!I6642,IF($C$10=2016,profiles!K6642)))))","v":51.024999999999999},{"$f":"IF($C$10=2012,profiles!D6642,IF($C$10=2013,profiles!F6642,IF($C$10=2014,profiles!H6642,IF($C$10=2015,profiles!J6642,IF($C$10=2016,profiles!L6642)))))","v":0.3196906487782567},63.938129755651339,12.91312975565134,51.024999999999999,0,2.9131297556513402,10,0,22.93522556527283,0,-12.91312975565134]
["h6641",{"$f":"IF($C$10=2012,profiles!C6645,IF($C$10=2013,profiles!E6645,IF($C$10=2014,profiles!G6645,IF($C$10=2015,profiles!I6645,IF($C$10=2016,profiles!K6645)))))","v":50.628999999999998},{"$f":"IF($C$10=2012,profiles!D6645,IF($C$10=2013,profiles!F6645,IF($C$10=2014,profiles!H6645,IF($C$10=2015,profiles!J6645,IF($C$10=2016,profiles!L6645)))))","v":0.13467588806807945},26.935177613615892,0,26.935177613615892,23.693822386384106,0,0,20.540913006615025,0,3.1529093797690813,23.693822386384106]
["h6645",{"$f":"IF($C$10=2012,profiles!C6649,IF($C$10=2013,profiles!E6649,IF($C$10=2014,profiles!G6649,IF($C$10=2015,profiles!I6649,IF($C$10=2016,profiles!K6649)))))","v":49.703000000000003},{"$f":"IF($C$10=2012,profiles!D6649,IF($C$10=2013,profiles!F6649,IF($C$10=2014,profiles!H6649,IF($C$10=2015,profiles!J6649,IF($C$10=2016,profiles!L6649)))))","v":0.12545910659588919},25.091821319177836,0,25.091821319177836,24.611178680822167,0,0,0,0,24.611178680822167,24.611178680822167]
["h6648",{"$f":"IF($C$10=2012,profiles!C6652,IF($C$10=2013,profiles!E6652,IF($C$10=2014,profiles!G6652,IF($C$10=2015,profiles!I6652,IF($C$10=2016,profiles!K6652)))))","v":40.646000000000001},{"$f":"IF($C$10=2012,profiles!D6652,IF($C$10=2013,profiles!F6652,IF($C$10=2014,profiles!H6652,IF($C$10=2015,profiles!J6652,IF($C$10=2016,profiles!L6652)))))","v":8.5262078332455582E-2},17.052415666491115,0,17.052415666491115,23.593584333508886,0,0,0,0,23.593584333508886,23.593584333508886]
["h6650",{"$f":"IF($C$10=2012,profiles!C6654,IF($C$10=2013,profiles!E6654,IF($C$10=2014,profiles!G6654,IF($C$10=2015,profiles!I6654,IF($C$10=2016,profiles!K6654)))))","v":37.667000000000002},{"$f":"IF($C$10=2012,profiles!D6654,IF($C$10=2013,profiles!F6654,IF($C$10=2014,profiles!H6654,IF($C$10=2015,profiles!J6654,IF($C$10=2016,profiles!L6654)))))","v":6.333675194722399E-2},12.667350389444799,0,12.667350389444799,24.999649610555203,0,0,0,0,24.999649610555203,24.999649610555203]
["h6656",{"$f":"IF($C$10=2012,profiles!C6660,IF($C$10=2013,profiles!E6660,IF($C$10=2014,profiles!G6660,IF($C$10=2015,profiles!I6660,IF($C$10=2016,profiles!K6660)))))","v":44.220999999999997},{"$f":"IF($C$10=2012,profiles!D6660,IF($C$10=2013,profiles!F6660,IF($C$10=2014,profiles!H6660,IF($C$10=2015,profiles!J6660,IF($C$10=2016,profiles!L6660)))))","v":6.1673642486903012E-2},12.334728497380603,0,12.334728497380603,31.886271502619394,0,0,0,0,31.886271502619394,31.886271502619394]
["h6659",{"$f":"IF($C$10=2012,profiles!C6663,IF($C$10=2013,profiles!E6663,IF($C$10=2014,profiles!G6663,IF($C$10=2015,profiles!I6663,IF($C$10=2016,profiles!K6663)))))","v":52.057000000000002},{"$f":"IF($C$10=2012,profiles!D6663,IF($C$10=2013,profiles!F6663,IF($C$10=2014,profiles!H6663,IF($C$10=2015,profiles!J6663,IF($C$10=2016,profiles!L6663)))))","v":0.1573994511738781},31.47989023477562,0,31.47989023477562,20.577109765224382,0,0,0,{"$f":"K6675+I6676*$F$2-J6676/$F$3","v":0},20.577109765224382,20.577109765224382]
["h6660",{"$f":"IF($C$10=2012,profiles!C6664,IF($C$10=2013,profiles!E6664,IF($C$10=2014,profiles!G6664,IF($C$10=2015,profiles!I6664,IF($C$10=2016,profiles!K6664)))))","v":51.506},{"$f":"IF($C$10=2012,profiles!D6664,IF($C$10=2013,profiles!F6664,IF($C$10=2014,profiles!H6664,IF($C$10=2015,profiles!J6664,IF($C$10=2016,profiles!L6664)))))","v":0.17766166809878869},35.532333619757736,0,35.532333619757736,15.973666380242264,0,0,0,0,15.973666380242264,15.973666380242264]
["h6663",{"$f":"IF($C$10=2012,profiles!C6667,IF($C$10=2013,profiles!E6667,IF($C$10=2014,profiles!G6667,IF($C$10=2015,profiles!I6667,IF($C$10=2016,profiles!K6667)))))","v":47.17},{"$f":"IF($C$10=2012,profiles!D6667,IF($C$10=2013,profiles!F6667,IF($C$10=2014,profiles!H6667,IF($C$10=2015,profiles!J6667,IF($C$10=2016,profiles!L6667)))))","v":0.1282118801452449},25.642376029048979,0,25.642376029048979,21.527623970951023,0,0,0,0,21.527623970951023,21.527623970951023]
["h6666",{"$f":"IF($C$10=2012,profiles!C6670,IF($C$10=2013,profiles!E6670,IF($C$10=2014,profiles!G6670,IF($C$10=2015,profiles!I6670,IF($C$10=2016,profiles!K6670)))))","v":51.725999999999999},{"$f":"IF($C$10=2012,profiles!D6670,IF($C$10=2013,profiles!F6670,IF($C$10=2014,profiles!H6670,IF($C$10=2015,profiles!J6670,IF($C$10=2016,profiles!L6670)))))","v":3.1696094464617346E-2},6.3392188929234692,0,6.3392188929234692,45.38678110707653,0,0,0,0,45.38678110707653,45.38678110707653]
["h6670",{"$f":"IF($C$10=2012,profiles!C6674,IF($C$10=2013,profiles!E6674,IF($C$10=2014,profiles!G6674,IF($C$10=2015,profiles!I6674,IF($C$10=2016,profiles!K6674)))))","v":48.691000000000003},{"$f":"IF($C$10=2012,profiles!D6674,IF($C$10=2013,profiles!F6674,IF($C$10=2014,profiles!H6674,IF($C$10=2015,profiles!J6674,IF($C$10=2016,profiles!L6674)))))","v":4.8701388696399367E-2},9.7402777392798736,0,9.7402777392798736,38.950722260720127,0,0,0,0,38.950722260720127,38.950722260720127]
["h6675",{"$f":"IF($C$10=2012,profiles!C6679,IF($C$10=2013,profiles!E6679,IF($C$10=2014,profiles!G6679,IF($C$10=2015,profiles!I6679,IF($C$10=2016,profiles!K6679)))))","v":40.856000000000002},{"$f":"IF($C$10=2012,profiles!D6679,IF($C$10=2013,profiles!F6679,IF($C$10=2014,profiles!H6679,IF($C$10=2015,profiles!J6679,IF($C$10=2016,profiles!L6679)))))","v":5.1706222203749118E-2},10.341244440749824,0,10.341244440749824,30.514755559250176,0,0,0,0,30.514755559250176,30.514755559250176]
["h6678",{"$f":"IF($C$10=2012,profiles!C6682,IF($C$10=2013,profiles!E6682,IF($C$10=2014,profiles!G6682,IF($C$10=2015,profiles!I6682,IF($C$10=2016,profiles!K6682)))))","v":57.698999999999998},{"$f":"IF($C$10=2012,profiles!D6682,IF($C$10=2013,profiles!F6682,IF($C$10=2014,profiles!H6682,IF($C$10=2015,profiles!J6682,IF($C$10=2016,profiles!L6682)))))","v":5.649999307258545E-2},11.29999861451709,0,11.29999861451709,46.399001385482904,0,0,0,0,46.399001385482904,46.399001385482904]
["h6681",{"$f":"IF($C$10=2012,profiles!C6685,IF($C$10=2013,profiles!E6685,IF($C$10=2014,profiles!G6685,IF($C$10=2015,profiles!I6685,IF($C$10=2016,profiles!K6685)))))","v":68.058000000000007},{"$f":"IF($C$10=2012,profiles!D6685,IF($C$10=2013,profiles!F6685,IF($C$10=2014,profiles!H6685,IF($C$10=2015,profiles!J6685,IF($C$10=2016,profiles!L6685)))))","v":0.12039846488493565},24.079692976987129,0,24.079692976987129,43.978307023012874,0,0,0,0,43.978307023012874,43.978307023012874]
["h6684",{"$f":"IF($C$10=2012,profiles!C6688,IF($C$10=2013,profiles!E6688,IF($C$10=2014,profiles!G6688,IF($C$10=2015,profiles!I6688,IF($C$10=2016,profiles!K6688)))))","v":69.828999999999994},{"$f":"IF($C$10=2012,profiles!D6688,IF($C$10=2013,profiles!F6688,IF($C$10=2014,profiles!H6688,IF($C$10=2015,profiles!J6688,IF($C$10=2016,profiles!L6688)))))","v":0.26441941338653585},52.88388267730717,0,52.88388267730717,16.945117322692823,0,0,0,0,16.945117322692823,16.945117322692823]
["h6685",{"$f":"IF($C$10=2012,profiles!C6689,IF($C$10=2013,profiles!E6689,IF($C$10=2014,profiles!G6689,IF($C$10=2015,profiles!I6689,IF($C$10=2016,profiles!K6689)))))","v":69.037000000000006},{"$f":"IF($C$10=2012,profiles!D6689,IF($C$10=2013,profiles!F6689,IF($C$10=2014,profiles!H6689,IF($C$10=2015,profiles!J6689,IF($C$10=2016,profiles!L6689)))))","v":0.28502154425925158},57.004308851850318,0,57.004308851850318,12.032691148149688,0,0,0,0,12.032691148149688,12.032691148149688]
["h6688",{"$f":"IF($C$10=2012,profiles!C6692,IF($C$10=2013,profiles!E6692,IF($C$10=2014,profiles!G6692,IF($C$10=2015,profiles!I6692,IF($C$10=2016,profiles!K6692)))))","v":64.798000000000002},{"$f":"IF($C$10=2012,profiles!D6692,IF($C$10=2013,profiles!F6692,IF($C$10=2014,profiles!H6692,IF($C$10=2015,profiles!J6692,IF($C$10=2016,profiles!L6692)))))","v":0.20500990620280699},41.001981240561399,0,41.001981240561399,23.796018759438603,0,0,0,0,23.796018759438603,23.796018759438603]
["h6691",{"$f":"IF($C$10=2012,profiles!C6695,IF($C$10=2013,profiles!E6695,IF($C$10=2014,profiles!G6695,IF($C$10=2015,profiles!I6695,IF($C$10=2016,profiles!K6695)))))","v":69.162999999999997},{"$f":"IF($C$10=2012,profiles!D6695,IF($C$10=2013,profiles!F6695,IF($C$10=2014,profiles!H6695,IF($C$10=2015,profiles!J6695,IF($C$10=2016,profiles!L6695)))))","v":0.1159372099145157},23.187441982903138,0,23.187441982903138,45.975558017096859,0,0,0,0,45.975558017096859,45.975558017096859]
["h6696",{"$f":"IF($C$10=2012,profiles!C6700,IF($C$10=2013,profiles!E6700,IF($C$10=2014,profiles!G6700,IF($C$10=2015,profiles!I6700,IF($C$10=2016,profiles!K6700)))))","v":47.8},{"$f":"IF($C$10=2012,profiles!D6700,IF($C$10=2013,profiles!F6700,IF($C$10=2014,profiles!H6700,IF($C$10=2015,profiles!J6700,IF($C$10=2016,profiles!L6700)))))","v":0.13183373270357493},26.366746540714985,0,26.366746540714985,21.433253459285012,0,0,0,0,21.433253459285012,21.433253459285012]
["h6699",{"$f":"IF($C$10=2012,profiles!C6703,IF($C$10=2013,profiles!E6703,IF($C$10=2014,profiles!G6703,IF($C$10=2015,profiles!I6703,IF($C$10=2016,profiles!K6703)))))","v":45.274000000000001},{"$f":"IF($C$10=2012,profiles!D6703,IF($C$10=2013,profiles!F6703,IF($C$10=2014,profiles!H6703,IF($C$10=2015,profiles!J6703,IF($C$10=2016,profiles!L6703)))))","v":0.13640455974624985},27.280911949249969,0,27.280911949249969,17.993088050750032,0,0,0,0,17.993088050750032,17.993088050750032]
["h6703",{"$f":"IF($C$10=2012,profiles!C6707,IF($C$10=2013,profiles!E6707,IF($C$10=2014,profiles!G6707,IF($C$10=2015,profiles!I6707,IF($C$10=2016,profiles!K6707)))))","v":67.253},{"$f":"IF($C$10=2012,profiles!D6707,IF($C$10=2013,profiles!F6707,IF($C$10=2014,profiles!H6707,IF($C$10=2015,profiles!J6707,IF($C$10=2016,profiles!L6707)))))","v":0.16441126362591243},32.882252725182489,0,32.882252725182489,34.370747274817511,0,0,0,0,34.370747274817511,34.370747274817511]
["h6706",{"$f":"IF($C$10=2012,profiles!C6710,IF($C$10=2013,profiles!E6710,IF($C$10=2014,profiles!G6710,IF($C$10=2015,profiles!I6710,IF($C$10=2016,profiles!K6710)))))","v":71.197000000000003},{"$f":"IF($C$10=2012,profiles!D6710,IF($C$10=2013,profiles!F6710,IF($C$10=2014,profiles!H6710,IF($C$10=2015,profiles!J6710,IF($C$10=2016,profiles!L6710)))))","v":0.22143579373104147},44.287158746208291,0,44.287158746208291,26.909841253791711,0,0,0,0,26.909841253791711,26.909841253791711]
["h6709",{"$f":"IF($C$10=2012,profiles!C6713,IF($C$10=2013,profiles!E6713,IF($C$10=2014,profiles!G6713,IF($C$10=2015,profiles!I6713,IF($C$10=2016,profiles!K6713)))))","v":70.596000000000004},{"$f":"IF($C$10=2012,profiles!D6713,IF($C$10=2013,profiles!F6713,IF($C$10=2014,profiles!H6713,IF($C$10=2015,profiles!J6713,IF($C$10=2016,profiles!L6713)))))","v":0.34038810476889619},68.077620953779245,0,68.077620953779245,2.5183790462207583,0,0,0,0,2.5183790462207583,2.5183790462207583]
["h6710",{"$f":"IF($C$10=2012,profiles!C6714,IF($C$10=2013,profiles!E6714,IF($C$10=2014,profiles!G6714,IF($C$10=2015,profiles!I6714,IF($C$10=2016,profiles!K6714)))))","v":69.167000000000002},{"$f":"IF($C$10=2012,profiles!D6714,IF($C$10=2013,profiles!F6714,IF($C$10=2014,profiles!H6714,IF($C$10=2015,profiles!J6714,IF($C$10=2016,profiles!L6714)))))","v":0.32311591894400044},64.623183788800091,0,64.623183788800091,4.5438162111999105,0,0,0,0,4.5438162111999105,4.5438162111999105]
["h6713",{"$f":"IF($C$10=2012,profiles!C6717,IF($C$10=2013,profiles!E6717,IF($C$10=2014,profiles!G6717,IF($C$10=2015,profiles!I6717,IF($C$10=2016,profiles!K6717)))))","v":66.936999999999998},{"$f":"IF($C$10=2012,profiles!D6717,IF($C$10=2013,profiles!F6717,IF($C$10=2014,profiles!H6717,IF($C$10=2015,profiles!J6717,IF($C$10=2016,profiles!L6717)))))","v":0.24045320442677673},48.090640885355349,0,48.090640885355349,18.846359114644649,0,0,0,0,18.846359114644649,18.846359114644649]
["h6717",{"$f":"IF($C$10=2012,profiles!C6721,IF($C$10=2013,profiles!E6721,IF($C$10=2014,profiles!G6721,IF($C$10=2015,profiles!I6721,IF($C$10=2016,profiles!K6721)))))","v":61.26},{"$f":"IF($C$10=2012,profiles!D6721,IF($C$10=2013,profiles!F6721,IF($C$10=2014,profiles!H6721,IF($C$10=2015,profiles!J6721,IF($C$10=2016,profiles!L6721)))))","v":0.18612961757413743},37.225923514827485,0,37.225923514827485,24.034076485172513,0,0,0,0,24.034076485172513,24.034076485172513]
["h6721",{"$f":"IF($C$10=2012,profiles!C6725,IF($C$10=2013,profiles!E6725,IF($C$10=2014,profiles!G6725,IF($C$10=2015,profiles!I6725,IF($C$10=2016,profiles!K6725)))))","v":45.784999999999997},{"$f":"IF($C$10=2012,profiles!D6725,IF($C$10=2013,profiles!F6725,IF($C$10=2014,profiles!H6725,IF($C$10=2015,profiles!J6725,IF($C$10=2016,profiles!L6725)))))","v":0.16251661865721251},32.503323731442499,{"$f":"D6738-F6738","v":0},{"$f":"MIN(D6738,B6738)","v":32.503323731442499},{"$f":"B6738-F6738","v":13.281676268557497},{"$f":"-MIN(-E6738+$C$3,0)","v":0},{"$f":"E6738-H6738","v":0},0,0,13.281676268557497,13.281676268557497]
["h6724",{"$f":"IF($C$10=2012,profiles!C6728,IF($C$10=2013,profiles!E6728,IF($C$10=2014,profiles!G6728,IF($C$10=2015,profiles!I6728,IF($C$10=2016,profiles!K6728)))))","v":46.982999999999997},{"$f":"IF($C$10=2012,profiles!D6728,IF($C$10=2013,profiles!F6728,IF($C$10=2014,profiles!H6728,IF($C$10=2015,profiles!J6728,IF($C$10=2016,profiles!L6728)))))","v":0.13264458231774873},26.528916463549745,0,26.528916463549745,20.454083536450252,0,0,0,0,20.454083536450252,20.454083536450252]
["h6728",{"$f":"IF($C$10=2012,profiles!C6732,IF($C$10=2013,profiles!E6732,IF($C$10=2014,profiles!G6732,IF($C$10=2015,profiles!I6732,IF($C$10=2016,profiles!K6732)))))","v":68.760000000000005},{"$f":"IF($C$10=2012,profiles!D6732,IF($C$10=2013,profiles!F6732,IF($C$10=2014,profiles!H6732,IF($C$10=2015,profiles!J6732,IF($C$10=2016,profiles!L6732)))))","v":0.11160813206292931},22.321626412585864,0,22.321626412585864,46.438373587414141,0,0,{"$f":"MIN(MAX(0,G6745),K6744*$F$3)","v":0},0,46.438373587414141,46.438373587414141]
["h6731",{"$f":"IF($C$10=2012,profiles!C6735,IF($C$10=2013,profiles!E6735,IF($C$10=2014,profiles!G6735,IF($C$10=2015,profiles!I6735,IF($C$10=2016,profiles!K6735)))))","v":71.385999999999996},{"$f":"IF($C$10=2012,profiles!D6735,IF($C$10=2013,profiles!F6735,IF($C$10=2014,profiles!H6735,IF($C$10=2015,profiles!J6735,IF($C$10=2016,profiles!L6735)))))","v":0.17204464879237757},34.408929758475516,0,34.408929758475516,36.97707024152448,0,0,0,0,36.97707024152448,36.97707024152448]
["h6734",{"$f":"IF($C$10=2012,profiles!C6738,IF($C$10=2013,profiles!E6738,IF($C$10=2014,profiles!G6738,IF($C$10=2015,profiles!I6738,IF($C$10=2016,profiles!K6738)))))","v":69.231999999999999},{"$f":"IF($C$10=2012,profiles!D6738,IF($C$10=2013,profiles!F6738,IF($C$10=2014,profiles!H6738,IF($C$10=2015,profiles!J6738,IF($C$10=2016,profiles!L6738)))))","v":0.18072789718590737},36.145579437181475,0,36.145579437181475,33.086420562818525,0,0,0,0,33.086420562818525,33.086420562818525]
["h6735",{"$f":"IF($C$10=2012,profiles!C6739,IF($C$10=2013,profiles!E6739,IF($C$10=2014,profiles!G6739,IF($C$10=2015,profiles!I6739,IF($C$10=2016,profiles!K6739)))))","v":68.176000000000002},{"$f":"IF($C$10=2012,profiles!D6739,IF($C$10=2013,profiles!F6739,IF($C$10=2014,profiles!H6739,IF($C$10=2015,profiles!J6739,IF($C$10=2016,profiles!L6739)))))","v":0.15974684245512963},31.949368491025925,0,31.949368491025925,36.22663150897408,0,0,0,0,36.22663150897408,36.22663150897408]
["h6738",{"$f":"IF($C$10=2012,profiles!C6742,IF($C$10=2013,profiles!E6742,IF($C$10=2014,profiles!G6742,IF($C$10=2015,profiles!I6742,IF($C$10=2016,profiles!K6742)))))","v":68.305999999999997},{"$f":"IF($C$10=2012,profiles!D6742,IF($C$10=2013,profiles!F6742,IF($C$10=2014,profiles!H6742,IF($C$10=2015,profiles!J6742,IF($C$10=2016,profiles!L6742)))))","v":0.14235264790604918},28.470529581209835,0,28.470529581209835,39.835470418790166,0,0,0,0,39.835470418790166,39.835470418790166]
["h6742",{"$f":"IF($C$10=2012,profiles!C6746,IF($C$10=2013,profiles!E6746,IF($C$10=2014,profiles!G6746,IF($C$10=2015,profiles!I6746,IF($C$10=2016,profiles!K6746)))))","v":56.954000000000001},{"$f":"IF($C$10=2012,profiles!D6746,IF($C$10=2013,profiles!F6746,IF($C$10=2014,profiles!H6746,IF($C$10=2015,profiles!J6746,IF($C$10=2016,profiles!L6746)))))","v":0.1747590294704188},34.951805894083762,0,34.951805894083762,22.002194105916239,0,0,0,0,22.002194105916239,22.002194105916239]
["h6746",{"$f":"IF($C$10=2012,profiles!C6750,IF($C$10=2013,profiles!E6750,IF($C$10=2014,profiles!G6750,IF($C$10=2015,profiles!I6750,IF($C$10=2016,profiles!K6750)))))","v":45.706000000000003},{"$f":"IF($C$10=2012,profiles!D6750,IF($C$10=2013,profiles!F6750,IF($C$10=2014,profiles!H6750,IF($C$10=2015,profiles!J6750,IF($C$10=2016,profiles!L6750)))))","v":0.16269280828556396},32.538561657112794,0,32.538561657112794,13.167438342887209,0,0,0,0,13.167438342887209,13.167438342887209]
["h6749",{"$f":"IF($C$10=2012,profiles!C6753,IF($C$10=2013,profiles!E6753,IF($C$10=2014,profiles!G6753,IF($C$10=2015,profiles!I6753,IF($C$10=2016,profiles!K6753)))))","v":51.546999999999997},{"$f":"IF($C$10=2012,profiles!D6753,IF($C$10=2013,profiles!F6753,IF($C$10=2014,profiles!H6753,IF($C$10=2015,profiles!J6753,IF($C$10=2016,profiles!L6753)))))","v":0.1528897011990806},30.577940239816119,0,30.577940239816119,20.969059760183878,0,0,0,0,20.969059760183878,20.969059760183878]
["h6753",{"$f":"IF($C$10=2012,profiles!C6757,IF($C$10=2013,profiles!E6757,IF($C$10=2014,profiles!G6757,IF($C$10=2015,profiles!I6757,IF($C$10=2016,profiles!K6757)))))","v":69.495000000000005},{"$f":"IF($C$10=2012,profiles!D6757,IF($C$10=2013,profiles!F6757,IF($C$10=2014,profiles!H6757,IF($C$10=2015,profiles!J6757,IF($C$10=2016,profiles!L6757)))))","v":0.18653595857218022},37.307191714436044,0,37.307191714436044,32.18780828556396,0,0,0,0,32.18780828556396,32.18780828556396]
["h6756",{"$f":"IF($C$10=2012,profiles!C6760,IF($C$10=2013,profiles!E6760,IF($C$10=2014,profiles!G6760,IF($C$10=2015,profiles!I6760,IF($C$10=2016,profiles!K6760)))))","v":70.97},{"$f":"IF($C$10=2012,profiles!D6760,IF($C$10=2013,profiles!F6760,IF($C$10=2014,profiles!H6760,IF($C$10=2015,profiles!J6760,IF($C$10=2016,profiles!L6760)))))","v":0.2698485226108388},53.96970452216776,0,53.96970452216776,17.000295477832239,0,0,0,0,17.000295477832239,17.000295477832239]
["h6759",{"$f":"IF($C$10=2012,profiles!C6763,IF($C$10=2013,profiles!E6763,IF($C$10=2014,profiles!G6763,IF($C$10=2015,profiles!I6763,IF($C$10=2016,profiles!K6763)))))","v":67.97},{"$f":"IF($C$10=2012,profiles!D6763,IF($C$10=2013,profiles!F6763,IF($C$10=2014,profiles!H6763,IF($C$10=2015,profiles!J6763,IF($C$10=2016,profiles!L6763)))))","v":0.19091135665032816},38.182271330065632,0,38.182271330065632,29.787728669934367,0,0,0,0,29.787728669934367,29.787728669934367]
["h6760",{"$f":"IF($C$10=2012,profiles!C6764,IF($C$10=2013,profiles!E6764,IF($C$10=2014,profiles!G6764,IF($C$10=2015,profiles!I6764,IF($C$10=2016,profiles!K6764)))))","v":66.194999999999993},{"$f":"IF($C$10=2012,profiles!D6764,IF($C$10=2013,profiles!F6764,IF($C$10=2014,profiles!H6764,IF($C$10=2015,profiles!J6764,IF($C$10=2016,profiles!L6764)))))","v":0.14315582509484645},28.631165018969291,0,28.631165018969291,37.563834981030702,0,0,0,0,37.563834981030702,37.563834981030702]
["h6763",{"$f":"IF($C$10=2012,profiles!C6767,IF($C$10=2013,profiles!E6767,IF($C$10=2014,profiles!G6767,IF($C$10=2015,profiles!I6767,IF($C$10=2016,profiles!K6767)))))","v":69.933000000000007},{"$f":"IF($C$10=2012,profiles!D6767,IF($C$10=2013,profiles!F6767,IF($C$10=2014,profiles!H6767,IF($C$10=2015,profiles!J6767,IF($C$10=2016,profiles!L6767)))))","v":9.2201822159452801E-2},18.440364431890561,0,18.440364431890561,51.492635568109449,0,0,0,0,51.492635568109449,51.492635568109449]
["h6768",{"$f":"IF($C$10=2012,profiles!C6772,IF($C$10=2013,profiles!E6772,IF($C$10=2014,profiles!G6772,IF($C$10=2015,profiles!I6772,IF($C$10=2016,profiles!K6772)))))","v":47.948999999999998},{"$f":"IF($C$10=2012,profiles!D6772,IF($C$10=2013,profiles!F6772,IF($C$10=2014,profiles!H6772,IF($C$10=2015,profiles!J6772,IF($C$10=2016,profiles!L6772)))))","v":0.11454311454311454},22.90862290862291,0,22.90862290862291,25.040377091377088,0,0,0,0,25.040377091377088,25.040377091377088]
["h6771",{"$f":"IF($C$10=2012,profiles!C6775,IF($C$10=2013,profiles!E6775,IF($C$10=2014,profiles!G6775,IF($C$10=2015,profiles!I6775,IF($C$10=2016,profiles!K6775)))))","v":45.253},{"$f":"IF($C$10=2012,profiles!D6775,IF($C$10=2013,profiles!F6775,IF($C$10=2014,profiles!H6775,IF($C$10=2015,profiles!J6775,IF($C$10=2016,profiles!L6775)))))","v":0.1074300106558171},21.486002131163421,0,21.486002131163421,23.766997868836579,0,0,0,0,23.766997868836579,23.766997868836579]
["h6774",{"$f":"IF($C$10=2012,profiles!C6778,IF($C$10=2013,profiles!E6778,IF($C$10=2014,profiles!G6778,IF($C$10=2015,profiles!I6778,IF($C$10=2016,profiles!K6778)))))","v":60.115000000000002},{"$f":"IF($C$10=2012,profiles!D6778,IF($C$10=2013,profiles!F6778,IF($C$10=2014,profiles!H6778,IF($C$10=2015,profiles!J6778,IF($C$10=2016,profiles!L6778)))))","v":0.10392881360623296},20.785762721246591,0,20.785762721246591,39.329237278753411,0,0,0,0,39.329237278753411,39.329237278753411]
["h6778",{"$f":"IF($C$10=2012,profiles!C6782,IF($C$10=2013,profiles!E6782,IF($C$10=2014,profiles!G6782,IF($C$10=2015,profiles!I6782,IF($C$10=2016,profiles!K6782)))))","v":70.036000000000001},{"$f":"IF($C$10=2012,profiles!D6782,IF($C$10=2013,profiles!F6782,IF($C$10=2014,profiles!H6782,IF($C$10=2015,profiles!J6782,IF($C$10=2016,profiles!L6782)))))","v":0.16591245623503689},33.182491247007377,0,33.182491247007377,36.853508752992624,0,0,0,0,36.853508752992624,36.853508752992624]
["h6781",{"$f":"IF($C$10=2012,profiles!C6785,IF($C$10=2013,profiles!E6785,IF($C$10=2014,profiles!G6785,IF($C$10=2015,profiles!I6785,IF($C$10=2016,profiles!K6785)))))","v":68.111000000000004},{"$f":"IF($C$10=2012,profiles!D6785,IF($C$10=2013,profiles!F6785,IF($C$10=2014,profiles!H6785,IF($C$10=2015,profiles!J6785,IF($C$10=2016,profiles!L6785)))))","v":0.21676976515686194},43.353953031372392,0,43.353953031372392,24.757046968627613,0,0,0,0,24.757046968627613,24.757046968627613]
["h6782",{"$f":"IF($C$10=2012,profiles!C6786,IF($C$10=2013,profiles!E6786,IF($C$10=2014,profiles!G6786,IF($C$10=2015,profiles!I6786,IF($C$10=2016,profiles!K6786)))))","v":66.340999999999994},{"$f":"IF($C$10=2012,profiles!D6786,IF($C$10=2013,profiles!F6786,IF($C$10=2014,profiles!H6786,IF($C$10=2015,profiles!J6786,IF($C$10=2016,profiles!L6786)))))","v":0.18520363681654003},37.040727363308008,0,37.040727363308008,29.300272636691986,0,0,0,0,29.300272636691986,29.300272636691986]
["h6788",{"$f":"IF($C$10=2012,profiles!C6792,IF($C$10=2013,profiles!E6792,IF($C$10=2014,profiles!G6792,IF($C$10=2015,profiles!I6792,IF($C$10=2016,profiles!K6792)))))","v":63.069000000000003},{"$f":"IF($C$10=2012,profiles!D6792,IF($C$10=2013,profiles!F6792,IF($C$10=2014,profiles!H6792,IF($C$10=2015,profiles!J6792,IF($C$10=2016,profiles!L6792)))))","v":2.5947606592767881E-2},5.1895213185535765,0,5.1895213185535765,57.879478681446429,0,0,0,0,57.879478681446429,57.879478681446429]
["h6789",{"$f":"IF($C$10=2012,profiles!C6793,IF($C$10=2013,profiles!E6793,IF($C$10=2014,profiles!G6793,IF($C$10=2015,profiles!I6793,IF($C$10=2016,profiles!K6793)))))","v":58.49},{"$f":"IF($C$10=2012,profiles!D6793,IF($C$10=2013,profiles!F6793,IF($C$10=2014,profiles!H6793,IF($C$10=2015,profiles!J6793,IF($C$10=2016,profiles!L6793)))))","v":2.5006573393670167E-2},5.0013146787340332,0,5.0013146787340332,53.488685321265969,0,0,0,0,53.488685321265969,53.488685321265969]
["h6793",{"$f":"IF($C$10=2012,profiles!C6797,IF($C$10=2013,profiles!E6797,IF($C$10=2014,profiles!G6797,IF($C$10=2015,profiles!I6797,IF($C$10=2016,profiles!K6797)))))","v":44.052},{"$f":"IF($C$10=2012,profiles!D6797,IF($C$10=2013,profiles!F6797,IF($C$10=2014,profiles!H6797,IF($C$10=2015,profiles!J6797,IF($C$10=2016,profiles!L6797)))))","v":1.0295155465150068E-2},2.0590310930300135,0,2.0590310930300135,41.992968906969985,0,0,0,0,41.992968906969985,41.992968906969985]
["h6796",{"$f":"IF($C$10=2012,profiles!C6800,IF($C$10=2013,profiles!E6800,IF($C$10=2014,profiles!G6800,IF($C$10=2015,profiles!I6800,IF($C$10=2016,profiles!K6800)))))","v":42.786000000000001},{"$f":"IF($C$10=2012,profiles!D6800,IF($C$10=2013,profiles!F6800,IF($C$10=2014,profiles!H6800,IF($C$10=2015,profiles!J6800,IF($C$10=2016,profiles!L6800)))))","v":1.2550680116789129E-2},2.5101360233578256,0,2.5101360233578256,40.275863976642178,0,0,0,0,40.275863976642178,40.275863976642178]
["h6799",{"$f":"IF($C$10=2012,profiles!C6803,IF($C$10=2013,profiles!E6803,IF($C$10=2014,profiles!G6803,IF($C$10=2015,profiles!I6803,IF($C$10=2016,profiles!K6803)))))","v":49.944000000000003},{"$f":"IF($C$10=2012,profiles!D6803,IF($C$10=2013,profiles!F6803,IF($C$10=2014,profiles!H6803,IF($C$10=2015,profiles!J6803,IF($C$10=2016,profiles!L6803)))))","v":2.1088463614097722E-2},4.2176927228195442,0,4.2176927228195442,45.72630727718046,0,0,0,0,45.72630727718046,45.72630727718046]
["h6803",{"$f":"IF($C$10=2012,profiles!C6807,IF($C$10=2013,profiles!E6807,IF($C$10=2014,profiles!G6807,IF($C$10=2015,profiles!I6807,IF($C$10=2016,profiles!K6807)))))","v":58.905999999999999},{"$f":"IF($C$10=2012,profiles!D6807,IF($C$10=2013,profiles!F6807,IF($C$10=2014,profiles!H6807,IF($C$10=2015,profiles!J6807,IF($C$10=2016,profiles!L6807)))))","v":9.6876859424080142E-2},19.37537188481603,0,19.37537188481603,39.530628115183973,0,0,0,0,39.530628115183973,39.530628115183973]
["h6806",{"$f":"IF($C$10=2012,profiles!C6810,IF($C$10=2013,profiles!E6810,IF($C$10=2014,profiles!G6810,IF($C$10=2015,profiles!I6810,IF($C$10=2016,profiles!K6810)))))","v":53.329000000000001},{"$f":"IF($C$10=2012,profiles!D6810,IF($C$10=2013,profiles!F6810,IF($C$10=2014,profiles!H6810,IF($C$10=2015,profiles!J6810,IF($C$10=2016,profiles!L6810)))))","v":0.10140174630190821},20.280349260381641,0,20.280349260381641,33.04865073961836,0,0,0,0,33.04865073961836,33.04865073961836]
["h6809",{"$f":"IF($C$10=2012,profiles!C6813,IF($C$10=2013,profiles!E6813,IF($C$10=2014,profiles!G6813,IF($C$10=2015,profiles!I6813,IF($C$10=2016,profiles!K6813)))))","v":53.296999999999997},{"$f":"IF($C$10=2012,profiles!D6813,IF($C$10=2013,profiles!F6813,IF($C$10=2014,profiles!H6813,IF($C$10=2015,profiles!J6813,IF($C$10=2016,profiles!L6813)))))","v":2.9640084685956247E-2},5.9280169371912494,0,5.9280169371912494,47.368983062808745,0,0,0,0,47.368983062808745,47.368983062808745]
["h6811",{"$f":"IF($C$10=2012,profiles!C6815,IF($C$10=2013,profiles!E6815,IF($C$10=2014,profiles!G6815,IF($C$10=2015,profiles!I6815,IF($C$10=2016,profiles!K6815)))))","v":57.723999999999997},{"$f":"IF($C$10=2012,profiles!D6815,IF($C$10=2013,profiles!F6815,IF($C$10=2014,profiles!H6815,IF($C$10=2015,profiles!J6815,IF($C$10=2016,profiles!L6815)))))","v":1.4058975742731813E-2},2.8117951485463628,0,2.8117951485463628,54.912204851453637,0,0,0,0,54.912204851453637,54.912204851453637]
["h6814",{"$f":"IF($C$10=2012,profiles!C6818,IF($C$10=2013,profiles!E6818,IF($C$10=2014,profiles!G6818,IF($C$10=2015,profiles!I6818,IF($C$10=2016,profiles!K6818)))))","v":47.850999999999999},{"$f":"IF($C$10=2012,profiles!D6818,IF($C$10=2013,profiles!F6818,IF($C$10=2014,profiles!H6818,IF($C$10=2015,profiles!J6818,IF($C$10=2016,profiles!L6818)))))","v":2.8837505362060138E-2},5.7675010724120277,0,5.7675010724120277,42.083498927587968,0,0,0,0,42.083498927587968,42.083498927587968]
["h6818",{"$f":"IF($C$10=2012,profiles!C6822,IF($C$10=2013,profiles!E6822,IF($C$10=2014,profiles!G6822,IF($C$10=2015,profiles!I6822,IF($C$10=2016,profiles!K6822)))))","v":38.058},{"$f":"IF($C$10=2012,profiles!D6822,IF($C$10=2013,profiles!F6822,IF($C$10=2014,profiles!H6822,IF($C$10=2015,profiles!J6822,IF($C$10=2016,profiles!L6822)))))","v":5.7680068623924295E-2},11.536013724784858,0,11.536013724784858,26.521986275215141,0,0,0,0,26.521986275215141,26.521986275215141]
["h6821",{"$f":"IF($C$10=2012,profiles!C6825,IF($C$10=2013,profiles!E6825,IF($C$10=2014,profiles!G6825,IF($C$10=2015,profiles!I6825,IF($C$10=2016,profiles!K6825)))))","v":38.542999999999999},{"$f":"IF($C$10=2012,profiles!D6825,IF($C$10=2013,profiles!F6825,IF($C$10=2014,profiles!H6825,IF($C$10=2015,profiles!J6825,IF($C$10=2016,profiles!L6825)))))","v":4.7068264202108523E-2},9.4136528404217046,0,9.4136528404217046,29.129347159578295,0,0,0,0,29.129347159578295,29.129347159578295]
["h6824",{"$f":"IF($C$10=2012,profiles!C6828,IF($C$10=2013,profiles!E6828,IF($C$10=2014,profiles!G6828,IF($C$10=2015,profiles!I6828,IF($C$10=2016,profiles!K6828)))))","v":44.591999999999999},{"$f":"IF($C$10=2012,profiles!D6828,IF($C$10=2013,profiles!F6828,IF($C$10=2014,profiles!H6828,IF($C$10=2015,profiles!J6828,IF($C$10=2016,profiles!L6828)))))","v":5.0997537286587895E-2},10.199507457317578,0,10.199507457317578,34.392492542682419,0,0,0,0,34.392492542682419,34.392492542682419]
["h6828",{"$f":"IF($C$10=2012,profiles!C6832,IF($C$10=2013,profiles!E6832,IF($C$10=2014,profiles!G6832,IF($C$10=2015,profiles!I6832,IF($C$10=2016,profiles!K6832)))))","v":51.844999999999999},{"$f":"IF($C$10=2012,profiles!D6832,IF($C$10=2013,profiles!F6832,IF($C$10=2014,profiles!H6832,IF($C$10=2015,profiles!J6832,IF($C$10=2016,profiles!L6832)))))","v":0.18262818561664684},36.525637123329368,0,36.525637123329368,15.319362876670631,0,0,0,0,15.319362876670631,15.319362876670631]
["h6831",{"$f":"IF($C$10=2012,profiles!C6835,IF($C$10=2013,profiles!E6835,IF($C$10=2014,profiles!G6835,IF($C$10=2015,profiles!I6835,IF($C$10=2016,profiles!K6835)))))","v":46.823999999999998},{"$f":"IF($C$10=2012,profiles!D6835,IF($C$10=2013,profiles!F6835,IF($C$10=2014,profiles!H6835,IF($C$10=2015,profiles!J6835,IF($C$10=2016,profiles!L6835)))))","v":0.15895569882951935},31.791139765903871,0,31.791139765903871,15.032860234096127,0,0,0,0,15.032860234096127,15.032860234096127]
["h6834",{"$f":"IF($C$10=2012,profiles!C6838,IF($C$10=2013,profiles!E6838,IF($C$10=2014,profiles!G6838,IF($C$10=2015,profiles!I6838,IF($C$10=2016,profiles!K6838)))))","v":53.527000000000001},{"$f":"IF($C$10=2012,profiles!D6838,IF($C$10=2013,profiles!F6838,IF($C$10=2014,profiles!H6838,IF($C$10=2015,profiles!J6838,IF($C$10=2016,profiles!L6838)))))","v":2.8182849553114363E-2},5.6365699106228728,0,5.6365699106228728,47.890430089377126,0,0,0,0,47.890430089377126,47.890430089377126]
["h6836",{"$f":"IF($C$10=2012,profiles!C6840,IF($C$10=2013,profiles!E6840,IF($C$10=2014,profiles!G6840,IF($C$10=2015,profiles!I6840,IF($C$10=2016,profiles!K6840)))))","v":53.045999999999999},{"$f":"IF($C$10=2012,profiles!D6840,IF($C$10=2013,profiles!F6840,IF($C$10=2014,profiles!H6840,IF($C$10=2015,profiles!J6840,IF($C$10=2016,profiles!L6840)))))","v":5.3916821162732782E-2},10.783364232546557,0,10.783364232546557,42.262635767453446,0,0,0,0,42.262635767453446,42.262635767453446]
["h6839",{"$f":"IF($C$10=2012,profiles!C6843,IF($C$10=2013,profiles!E6843,IF($C$10=2014,profiles!G6843,IF($C$10=2015,profiles!I6843,IF($C$10=2016,profiles!K6843)))))","v":45.762999999999998},{"$f":"IF($C$10=2012,profiles!D6843,IF($C$10=2013,profiles!F6843,IF($C$10=2014,profiles!H6843,IF($C$10=2015,profiles!J6843,IF($C$10=2016,profiles!L6843)))))","v":7.3909073300312683E-2},14.781814660062537,0,14.781814660062537,30.981185339937461,0,0,0,0,30.981185339937461,30.981185339937461]
["h6843",{"$f":"IF($C$10=2012,profiles!C6847,IF($C$10=2013,profiles!E6847,IF($C$10=2014,profiles!G6847,IF($C$10=2015,profiles!I6847,IF($C$10=2016,profiles!K6847)))))","v":41.383000000000003},{"$f":"IF($C$10=2012,profiles!D6847,IF($C$10=2013,profiles!F6847,IF($C$10=2014,profiles!H6847,IF($C$10=2015,profiles!J6847,IF($C$10=2016,profiles!L6847)))))","v":7.9922539594716097E-2},15.984507918943219,0,15.984507918943219,25.398492081056784,0,0,0,0,25.398492081056784,25.398492081056784]
["h6846",{"$f":"IF($C$10=2012,profiles!C6850,IF($C$10=2013,profiles!E6850,IF($C$10=2014,profiles!G6850,IF($C$10=2015,profiles!I6850,IF($C$10=2016,profiles!K6850)))))","v":58.284999999999997},{"$f":"IF($C$10=2012,profiles!D6850,IF($C$10=2013,profiles!F6850,IF($C$10=2014,profiles!H6850,IF($C$10=2015,profiles!J6850,IF($C$10=2016,profiles!L6850)))))","v":8.9328445950618993E-2},17.865689190123799,0,17.865689190123799,40.419310809876194,0,0,0,0,40.419310809876194,40.419310809876194]
["h6850",{"$f":"IF($C$10=2012,profiles!C6854,IF($C$10=2013,profiles!E6854,IF($C$10=2014,profiles!G6854,IF($C$10=2015,profiles!I6854,IF($C$10=2016,profiles!K6854)))))","v":70.363},{"$f":"IF($C$10=2012,profiles!D6854,IF($C$10=2013,profiles!F6854,IF($C$10=2014,profiles!H6854,IF($C$10=2015,profiles!J6854,IF($C$10=2016,profiles!L6854)))))","v":0.13042395739677709},{"$f":"C6867*$C$2","v":26.084791479355417},0,26.084791479355417,44.278208520644583,0,0,0,0,{"$f":"MAX(G6867-J6867,0)","v":44.278208520644583},{"$f":"B6867-D6867","v":44.278208520644583}]
["h6853",{"$f":"IF($C$10=2012,profiles!C6857,IF($C$10=2013,profiles!E6857,IF($C$10=2014,profiles!G6857,IF($C$10=2015,profiles!I6857,IF($C$10=2016,profiles!K6857)))))","v":69.707999999999998},{"$f":"IF($C$10=2012,profiles!D6857,IF($C$10=2013,profiles!F6857,IF($C$10=2014,profiles!H6857,IF($C$10=2015,profiles!J6857,IF($C$10=2016,profiles!L6857)))))","v":0.14211217926550937},28.422435853101874,0,28.422435853101874,41.285564146898125,0,0,0,0,41.285564146898125,41.285564146898125]
["h6855",{"$f":"IF($C$10=2012,profiles!C6859,IF($C$10=2013,profiles!E6859,IF($C$10=2014,profiles!G6859,IF($C$10=2015,profiles!I6859,IF($C$10=2016,profiles!K6859)))))","v":67.084000000000003},{"$f":"IF($C$10=2012,profiles!D6859,IF($C$10=2013,profiles!F6859,IF($C$10=2014,profiles!H6859,IF($C$10=2015,profiles!J6859,IF($C$10=2016,profiles!L6859)))))","v":9.9080157687253617E-2},19.816031537450723,0,19.816031537450723,47.267968462549277,0,0,0,0,47.267968462549277,47.267968462549277]
["h6858",{"$f":"IF($C$10=2012,profiles!C6862,IF($C$10=2013,profiles!E6862,IF($C$10=2014,profiles!G6862,IF($C$10=2015,profiles!I6862,IF($C$10=2016,profiles!K6862)))))","v":67.391999999999996},{"$f":"IF($C$10=2012,profiles!D6862,IF($C$10=2013,profiles!F6862,IF($C$10=2014,profiles!H6862,IF($C$10=2015,profiles!J6862,IF($C$10=2016,profiles!L6862)))))","v":2.8342209004772113E-2},5.6684418009544224,0,5.6684418009544224,61.72355819904557,0,0,0,0,61.72355819904557,61.72355819904557]
["h6861",{"$f":"IF($C$10=2012,profiles!C6865,IF($C$10=2013,profiles!E6865,IF($C$10=2014,profiles!G6865,IF($C$10=2015,profiles!I6865,IF($C$10=2016,profiles!K6865)))))","v":60.673000000000002},{"$f":"IF($C$10=2012,profiles!D6865,IF($C$10=2013,profiles!F6865,IF($C$10=2014,profiles!H6865,IF($C$10=2015,profiles!J6865,IF($C$10=2016,profiles!L6865)))))","v":3.5119994467113912E-2},7.0239988934227826,0,7.0239988934227826,53.649001106577217,0,0,0,0,53.649001106577217,53.649001106577217]
["h6864",{"$f":"IF($C$10=2012,profiles!C6868,IF($C$10=2013,profiles!E6868,IF($C$10=2014,profiles!G6868,IF($C$10=2015,profiles!I6868,IF($C$10=2016,profiles!K6868)))))","v":47.648000000000003},{"$f":"IF($C$10=2012,profiles!D6868,IF($C$10=2013,profiles!F6868,IF($C$10=2014,profiles!H6868,IF($C$10=2015,profiles!J6868,IF($C$10=2016,profiles!L6868)))))","v":3.1864575553895942E-2},6.3729151107791884,0,6.3729151107791884,41.275084889220814,0,0,0,0,41.275084889220814,41.275084889220814]
["h6868",{"$f":"IF($C$10=2012,profiles!C6872,IF($C$10=2013,profiles!E6872,IF($C$10=2014,profiles!G6872,IF($C$10=2015,profiles!I6872,IF($C$10=2016,profiles!K6872)))))","v":46.308},{"$f":"IF($C$10=2012,profiles!D6872,IF($C$10=2013,profiles!F6872,IF($C$10=2014,profiles!H6872,IF($C$10=2015,profiles!J6872,IF($C$10=2016,profiles!L6872)))))","v":3.4519956850053934E-2},6.9039913700107869,0,6.9039913700107869,39.404008629989214,0,0,0,0,39.404008629989214,39.404008629989214]
["h6871",{"$f":"IF($C$10=2012,profiles!C6875,IF($C$10=2013,profiles!E6875,IF($C$10=2014,profiles!G6875,IF($C$10=2015,profiles!I6875,IF($C$10=2016,profiles!K6875)))))","v":67.338999999999999},{"$f":"IF($C$10=2012,profiles!D6875,IF($C$10=2013,profiles!F6875,IF($C$10=2014,profiles!H6875,IF($C$10=2015,profiles!J6875,IF($C$10=2016,profiles!L6875)))))","v":4.0536055099161895E-2},8.1072110198323788,0,8.1072110198323788,59.231788980167622,0,0,0,0,59.231788980167622,59.231788980167622]
["h6875",{"$f":"IF($C$10=2012,profiles!C6879,IF($C$10=2013,profiles!E6879,IF($C$10=2014,profiles!G6879,IF($C$10=2015,profiles!I6879,IF($C$10=2016,profiles!K6879)))))","v":71.043999999999997},{"$f":"IF($C$10=2012,profiles!D6879,IF($C$10=2013,profiles!F6879,IF($C$10=2014,profiles!H6879,IF($C$10=2015,profiles!J6879,IF($C$10=2016,profiles!L6879)))))","v":0.20367604348186871},40.735208696373739,0,40.735208696373739,30.308791303626258,0,0,0,0,30.308791303626258,30.308791303626258]
["h6876",{"$f":"IF($C$10=2012,profiles!C6880,IF($C$10=2013,profiles!E6880,IF($C$10=2014,profiles!G6880,IF($C$10=2015,profiles!I6880,IF($C$10=2016,profiles!K6880)))))","v":69.926000000000002},{"$f":"IF($C$10=2012,profiles!D6880,IF($C$10=2013,profiles!F6880,IF($C$10=2014,profiles!H6880,IF($C$10=2015,profiles!J6880,IF($C$10=2016,profiles!L6880)))))","v":0.2419716206123973},48.39432412247946,0,48.39432412247946,21.531675877520541,0,0,0,0,21.531675877520541,21.531675877520541]
["h6882",{"$f":"IF($C$10=2012,profiles!C6886,IF($C$10=2013,profiles!E6886,IF($C$10=2014,profiles!G6886,IF($C$10=2015,profiles!I6886,IF($C$10=2016,profiles!K6886)))))","v":67.343000000000004},{"$f":"IF($C$10=2012,profiles!D6886,IF($C$10=2013,profiles!F6886,IF($C$10=2014,profiles!H6886,IF($C$10=2015,profiles!J6886,IF($C$10=2016,profiles!L6886)))))","v":1.9749398390175088E-2},3.9498796780350176,0,3.9498796780350176,63.393120321964986,0,0,0,0,63.393120321964986,63.393120321964986]
["h6883",{"$f":"IF($C$10=2012,profiles!C6887,IF($C$10=2013,profiles!E6887,IF($C$10=2014,profiles!G6887,IF($C$10=2015,profiles!I6887,IF($C$10=2016,profiles!K6887)))))","v":69.846000000000004},{"$f":"IF($C$10=2012,profiles!D6887,IF($C$10=2013,profiles!F6887,IF($C$10=2014,profiles!H6887,IF($C$10=2015,profiles!J6887,IF($C$10=2016,profiles!L6887)))))","v":2.2252648466240699E-2},4.4505296932481393,0,4.4505296932481393,65.395470306751861,0,0,0,0,65.395470306751861,65.395470306751861]
["h6886",{"$f":"IF($C$10=2012,profiles!C6890,IF($C$10=2013,profiles!E6890,IF($C$10=2014,profiles!G6890,IF($C$10=2015,profiles!I6890,IF($C$10=2016,profiles!K6890)))))","v":56.506999999999998},{"$f":"IF($C$10=2012,profiles!D6890,IF($C$10=2013,profiles!F6890,IF($C$10=2014,profiles!H6890,IF($C$10=2015,profiles!J6890,IF($C$10=2016,profiles!L6890)))))","v":3.1339031339031341E-2},6.267806267806268,0,6.267806267806268,50.239193732193726,0,0,0,0,50.239193732193726,50.239193732193726]
["h6890",{"$f":"IF($C$10=2012,profiles!C6894,IF($C$10=2013,profiles!E6894,IF($C$10=2014,profiles!G6894,IF($C$10=2015,profiles!I6894,IF($C$10=2016,profiles!K6894)))))","v":44.817999999999998},{"$f":"IF($C$10=2012,profiles!D6894,IF($C$10=2013,profiles!F6894,IF($C$10=2014,profiles!H6894,IF($C$10=2015,profiles!J6894,IF($C$10=2016,profiles!L6894)))))","v":3.8267457453720982E-2},7.6534914907441962,0,7.6534914907441962,37.164508509255803,0,0,0,0,37.164508509255803,37.164508509255803]
["h6893",{"$f":"IF($C$10=2012,profiles!C6897,IF($C$10=2013,profiles!E6897,IF($C$10=2014,profiles!G6897,IF($C$10=2015,profiles!I6897,IF($C$10=2016,profiles!K6897)))))","v":50.853999999999999},{"$f":"IF($C$10=2012,profiles!D6897,IF($C$10=2013,profiles!F6897,IF($C$10=2014,profiles!H6897,IF($C$10=2015,profiles!J6897,IF($C$10=2016,profiles!L6897)))))","v":3.8792805496799525E-2},7.7585610993599046,0,7.7585610993599046,43.095438900640097,0,0,0,0,43.095438900640097,43.095438900640097]
["h6896",{"$f":"IF($C$10=2012,profiles!C6900,IF($C$10=2013,profiles!E6900,IF($C$10=2014,profiles!G6900,IF($C$10=2015,profiles!I6900,IF($C$10=2016,profiles!K6900)))))","v":69.203000000000003},{"$f":"IF($C$10=2012,profiles!D6900,IF($C$10=2013,profiles!F6900,IF($C$10=2014,profiles!H6900,IF($C$10=2015,profiles!J6900,IF($C$10=2016,profiles!L6900)))))","v":4.8138470684196702E-2},9.6276941368393398,0,9.6276941368393398,59.575305863160665,0,0,0,0,59.575305863160665,59.575305863160665]
["h6901",{"$f":"IF($C$10=2012,profiles!C6905,IF($C$10=2013,profiles!E6905,IF($C$10=2014,profiles!G6905,IF($C$10=2015,profiles!I6905,IF($C$10=2016,profiles!K6905)))))","v":68.953000000000003},{"$f":"IF($C$10=2012,profiles!D6905,IF($C$10=2013,profiles!F6905,IF($C$10=2014,profiles!H6905,IF($C$10=2015,profiles!J6905,IF($C$10=2016,profiles!L6905)))))","v":0.19219443407573306},38.43888681514661,0,38.43888681514661,30.514113184853393,0,0,0,0,30.514113184853393,30.514113184853393]
["h6904",{"$f":"IF($C$10=2012,profiles!C6908,IF($C$10=2013,profiles!E6908,IF($C$10=2014,profiles!G6908,IF($C$10=2015,profiles!I6908,IF($C$10=2016,profiles!K6908)))))","v":65.009},{"$f":"IF($C$10=2012,profiles!D6908,IF($C$10=2013,profiles!F6908,IF($C$10=2014,profiles!H6908,IF($C$10=2015,profiles!J6908,IF($C$10=2016,profiles!L6908)))))","v":9.2253881354291953E-2},18.450776270858391,0,18.450776270858391,46.558223729141609,0,0,0,0,46.558223729141609,46.558223729141609]
["h6907",{"$f":"IF($C$10=2012,profiles!C6911,IF($C$10=2013,profiles!E6911,IF($C$10=2014,profiles!G6911,IF($C$10=2015,profiles!I6911,IF($C$10=2016,profiles!K6911)))))","v":69.906999999999996},{"$f":"IF($C$10=2012,profiles!D6911,IF($C$10=2013,profiles!F6911,IF($C$10=2014,profiles!H6911,IF($C$10=2015,profiles!J6911,IF($C$10=2016,profiles!L6911)))))","v":1.848395614726335E-2},3.6967912294526699,0,3.6967912294526699,66.210208770547325,0,0,0,0,66.210208770547325,66.210208770547325]
["h6908",{"$f":"IF($C$10=2012,profiles!C6912,IF($C$10=2013,profiles!E6912,IF($C$10=2014,profiles!G6912,IF($C$10=2015,profiles!I6912,IF($C$10=2016,profiles!K6912)))))","v":65.504000000000005},{"$f":"IF($C$10=2012,profiles!D6912,IF($C$10=2013,profiles!F6912,IF($C$10=2014,profiles!H6912,IF($C$10=2015,profiles!J6912,IF($C$10=2016,profiles!L6912)))))","v":2.1401020281199452E-2},4.2802040562398904,0,4.2802040562398904,61.223795943760116,0,0,0,0,61.223795943760116,61.223795943760116]
["h6911",{"$f":"IF($C$10=2012,profiles!C6915,IF($C$10=2013,profiles!E6915,IF($C$10=2014,profiles!G6915,IF($C$10=2015,profiles!I6915,IF($C$10=2016,profiles!K6915)))))","v":51.216999999999999},{"$f":"IF($C$10=2012,profiles!D6915,IF($C$10=2013,profiles!F6915,IF($C$10=2014,profiles!H6915,IF($C$10=2015,profiles!J6915,IF($C$10=2016,profiles!L6915)))))","v":2.8589993502274202E-2},5.7179987004548405,0,5.7179987004548405,45.499001299545156,0,0,0,0,45.499001299545156,45.499001299545156]
["h6915",{"$f":"IF($C$10=2012,profiles!C6919,IF($C$10=2013,profiles!E6919,IF($C$10=2014,profiles!G6919,IF($C$10=2015,profiles!I6919,IF($C$10=2016,profiles!K6919)))))","v":45.036000000000001},{"$f":"IF($C$10=2012,profiles!D6919,IF($C$10=2013,profiles!F6919,IF($C$10=2014,profiles!H6919,IF($C$10=2015,profiles!J6919,IF($C$10=2016,profiles!L6919)))))","v":2.2527191564050471E-2},4.5054383128100941,0,4.5054383128100941,40.530561687189909,0,0,0,{"$f":"K6931+I6932*$F$2-J6932/$F$3","v":0},40.530561687189909,40.530561687189909]
["h6918",{"$f":"IF($C$10=2012,profiles!C6922,IF($C$10=2013,profiles!E6922,IF($C$10=2014,profiles!G6922,IF($C$10=2015,profiles!I6922,IF($C$10=2016,profiles!K6922)))))","v":60.244},{"$f":"IF($C$10=2012,profiles!D6922,IF($C$10=2013,profiles!F6922,IF($C$10=2014,profiles!H6922,IF($C$10=2015,profiles!J6922,IF($C$10=2016,profiles!L6922)))))","v":3.0128391171552166E-2},6.0256782343104334,0,6.0256782343104334,54.218321765689566,0,0,0,0,54.218321765689566,54.218321765689566]
["h6921",{"$f":"IF($C$10=2012,profiles!C6925,IF($C$10=2013,profiles!E6925,IF($C$10=2014,profiles!G6925,IF($C$10=2015,profiles!I6925,IF($C$10=2016,profiles!K6925)))))","v":70.174999999999997},{"$f":"IF($C$10=2012,profiles!D6925,IF($C$10=2013,profiles!F6925,IF($C$10=2014,profiles!H6925,IF($C$10=2015,profiles!J6925,IF($C$10=2016,profiles!L6925)))))","v":6.0975441215086308E-2},12.195088243017262,0,12.195088243017262,57.979911756982737,0,0,0,0,57.979911756982737,57.979911756982737]
["h6926",{"$f":"IF($C$10=2012,profiles!C6930,IF($C$10=2013,profiles!E6930,IF($C$10=2014,profiles!G6930,IF($C$10=2015,profiles!I6930,IF($C$10=2016,profiles!K6930)))))","v":69.066000000000003},{"$f":"IF($C$10=2012,profiles!D6930,IF($C$10=2013,profiles!F6930,IF($C$10=2014,profiles!H6930,IF($C$10=2015,profiles!J6930,IF($C$10=2016,profiles!L6930)))))","v":0.11412855701590724},22.825711403181447,0,22.825711403181447,46.240288596818559,0,0,0,0,46.240288596818559,46.240288596818559]
["h6929",{"$f":"IF($C$10=2012,profiles!C6933,IF($C$10=2013,profiles!E6933,IF($C$10=2014,profiles!G6933,IF($C$10=2015,profiles!I6933,IF($C$10=2016,profiles!K6933)))))","v":66.856999999999999},{"$f":"IF($C$10=2012,profiles!D6933,IF($C$10=2013,profiles!F6933,IF($C$10=2014,profiles!H6933,IF($C$10=2015,profiles!J6933,IF($C$10=2016,profiles!L6933)))))","v":4.2096825462636649E-2},8.4193650925273289,0,8.4193650925273289,58.43763490747267,0,0,0,0,58.43763490747267,58.43763490747267]
["h6932",{"$f":"IF($C$10=2012,profiles!C6936,IF($C$10=2013,profiles!E6936,IF($C$10=2014,profiles!G6936,IF($C$10=2015,profiles!I6936,IF($C$10=2016,profiles!K6936)))))","v":66.099999999999994},{"$f":"IF($C$10=2012,profiles!D6936,IF($C$10=2013,profiles!F6936,IF($C$10=2014,profiles!H6936,IF($C$10=2015,profiles!J6936,IF($C$10=2016,profiles!L6936)))))","v":4.4584490788728115E-2},8.9168981577456226,0,8.9168981577456226,57.183101842254374,0,0,0,0,57.183101842254374,57.183101842254374]
["h6933",{"$f":"IF($C$10=2012,profiles!C6937,IF($C$10=2013,profiles!E6937,IF($C$10=2014,profiles!G6937,IF($C$10=2015,profiles!I6937,IF($C$10=2016,profiles!K6937)))))","v":61.451999999999998},{"$f":"IF($C$10=2012,profiles!D6937,IF($C$10=2013,profiles!F6937,IF($C$10=2014,profiles!H6937,IF($C$10=2015,profiles!J6937,IF($C$10=2016,profiles!L6937)))))","v":4.9932971239824757E-2},9.9865942479649519,0,9.9865942479649519,51.465405752035046,0,0,0,0,51.465405752035046,51.465405752035046]
["h6936",{"$f":"IF($C$10=2012,profiles!C6940,IF($C$10=2013,profiles!E6940,IF($C$10=2014,profiles!G6940,IF($C$10=2015,profiles!I6940,IF($C$10=2016,profiles!K6940)))))","v":48.295999999999999},{"$f":"IF($C$10=2012,profiles!D6940,IF($C$10=2013,profiles!F6940,IF($C$10=2014,profiles!H6940,IF($C$10=2015,profiles!J6940,IF($C$10=2016,profiles!L6940)))))","v":4.8001989719781132E-2},9.6003979439562261,0,9.6003979439562261,38.695602056043775,0,0,0,0,38.695602056043775,38.695602056043775]
["h6940",{"$f":"IF($C$10=2012,profiles!C6944,IF($C$10=2013,profiles!E6944,IF($C$10=2014,profiles!G6944,IF($C$10=2015,profiles!I6944,IF($C$10=2016,profiles!K6944)))))","v":47.113999999999997},{"$f":"IF($C$10=2012,profiles!D6944,IF($C$10=2013,profiles!F6944,IF($C$10=2014,profiles!H6944,IF($C$10=2015,profiles!J6944,IF($C$10=2016,profiles!L6944)))))","v":2.719283700878793E-2},5.4385674017575862,0,5.4385674017575862,41.675432598242409,0,0,0,0,41.675432598242409,41.675432598242409]
["h6943",{"$f":"IF($C$10=2012,profiles!C6947,IF($C$10=2013,profiles!E6947,IF($C$10=2014,profiles!G6947,IF($C$10=2015,profiles!I6947,IF($C$10=2016,profiles!K6947)))))","v":67.646000000000001},{"$f":"IF($C$10=2012,profiles!D6947,IF($C$10=2013,profiles!F6947,IF($C$10=2014,profiles!H6947,IF($C$10=2015,profiles!J6947,IF($C$10=2016,profiles!L6947)))))","v":3.4433206212347314E-2},6.8866412424694632,0,6.8866412424694632,60.759358757530535,0,0,0,0,60.759358757530535,60.759358757530535]
["h6947",{"$f":"IF($C$10=2012,profiles!C6951,IF($C$10=2013,profiles!E6951,IF($C$10=2014,profiles!G6951,IF($C$10=2015,profiles!I6951,IF($C$10=2016,profiles!K6951)))))","v":72.087000000000003},{"$f":"IF($C$10=2012,profiles!D6951,IF($C$10=2013,profiles!F6951,IF($C$10=2014,profiles!H6951,IF($C$10=2015,profiles!J6951,IF($C$10=2016,profiles!L6951)))))","v":0.12392914386779418},24.785828773558833,0,24.785828773558833,47.30117122644117,0,0,0,0,47.30117122644117,47.30117122644117]
["h6951",{"$f":"IF($C$10=2012,profiles!C6955,IF($C$10=2013,profiles!E6955,IF($C$10=2014,profiles!G6955,IF($C$10=2015,profiles!I6955,IF($C$10=2016,profiles!K6955)))))","v":65.622},{"$f":"IF($C$10=2012,profiles!D6955,IF($C$10=2013,profiles!F6955,IF($C$10=2014,profiles!H6955,IF($C$10=2015,profiles!J6955,IF($C$10=2016,profiles!L6955)))))","v":0.14523572652407007},29.047145304814016,0,29.047145304814016,36.574854695185984,0,0,0,0,36.574854695185984,36.574854695185984]
["h6954",{"$f":"IF($C$10=2012,profiles!C6958,IF($C$10=2013,profiles!E6958,IF($C$10=2014,profiles!G6958,IF($C$10=2015,profiles!I6958,IF($C$10=2016,profiles!K6958)))))","v":67.042000000000002},{"$f":"IF($C$10=2012,profiles!D6958,IF($C$10=2013,profiles!F6958,IF($C$10=2014,profiles!H6958,IF($C$10=2015,profiles!J6958,IF($C$10=2016,profiles!L6958)))))","v":3.2208588957055216E-2},6.4417177914110431,0,6.4417177914110431,60.600282208588958,0,0,0,0,60.600282208588958,60.600282208588958]
["h6955",{"$f":"IF($C$10=2012,profiles!C6959,IF($C$10=2013,profiles!E6959,IF($C$10=2014,profiles!G6959,IF($C$10=2015,profiles!I6959,IF($C$10=2016,profiles!K6959)))))","v":68.186999999999998},{"$f":"IF($C$10=2012,profiles!D6959,IF($C$10=2013,profiles!F6959,IF($C$10=2014,profiles!H6959,IF($C$10=2015,profiles!J6959,IF($C$10=2016,profiles!L6959)))))","v":3.6616370972199191E-2},7.3232741944398381,0,7.3232741944398381,60.863725805560158,0,0,0,0,60.863725805560158,60.863725805560158]
["h6958",{"$f":"IF($C$10=2012,profiles!C6962,IF($C$10=2013,profiles!E6962,IF($C$10=2014,profiles!G6962,IF($C$10=2015,profiles!I6962,IF($C$10=2016,profiles!K6962)))))","v":55.009},{"$f":"IF($C$10=2012,profiles!D6962,IF($C$10=2013,profiles!F6962,IF($C$10=2014,profiles!H6962,IF($C$10=2015,profiles!J6962,IF($C$10=2016,profiles!L6962)))))","v":4.1576852926546178E-2},8.3153705853092355,0,8.3153705853092355,46.693629414690761,0,0,0,0,46.693629414690761,46.693629414690761]
["h6961",{"$f":"IF($C$10=2012,profiles!C6965,IF($C$10=2013,profiles!E6965,IF($C$10=2014,profiles!G6965,IF($C$10=2015,profiles!I6965,IF($C$10=2016,profiles!K6965)))))","v":44.44},{"$f":"IF($C$10=2012,profiles!D6965,IF($C$10=2013,profiles!F6965,IF($C$10=2014,profiles!H6965,IF($C$10=2015,profiles!J6965,IF($C$10=2016,profiles!L6965)))))","v":3.6292550839964632E-2},7.2585101679929265,0,7.2585101679929265,37.181489832007074,0,0,0,0,37.181489832007074,37.181489832007074]
["h6965",{"$f":"IF($C$10=2012,profiles!C6969,IF($C$10=2013,profiles!E6969,IF($C$10=2014,profiles!G6969,IF($C$10=2015,profiles!I6969,IF($C$10=2016,profiles!K6969)))))","v":43.963999999999999},{"$f":"IF($C$10=2012,profiles!D6969,IF($C$10=2013,profiles!F6969,IF($C$10=2014,profiles!H6969,IF($C$10=2015,profiles!J6969,IF($C$10=2016,profiles!L6969)))))","v":2.9481653404067196E-2},5.8963306808134393,0,5.8963306808134393,38.067669319186557,0,0,0,0,38.067669319186557,38.067669319186557]
["h6968",{"$f":"IF($C$10=2012,profiles!C6972,IF($C$10=2013,profiles!E6972,IF($C$10=2014,profiles!G6972,IF($C$10=2015,profiles!I6972,IF($C$10=2016,profiles!K6972)))))","v":53.350999999999999},{"$f":"IF($C$10=2012,profiles!D6972,IF($C$10=2013,profiles!F6972,IF($C$10=2014,profiles!H6972,IF($C$10=2015,profiles!J6972,IF($C$10=2016,profiles!L6972)))))","v":6.1795424403183023E-2},12.359084880636605,0,12.359084880636605,40.991915119363398,0,0,0,0,40.991915119363398,40.991915119363398]
["h6972",{"$f":"IF($C$10=2012,profiles!C6976,IF($C$10=2013,profiles!E6976,IF($C$10=2014,profiles!G6976,IF($C$10=2015,profiles!I6976,IF($C$10=2016,profiles!K6976)))))","v":57.542999999999999},{"$f":"IF($C$10=2012,profiles!D6976,IF($C$10=2013,profiles!F6976,IF($C$10=2014,profiles!H6976,IF($C$10=2015,profiles!J6976,IF($C$10=2016,profiles!L6976)))))","v":0.24487455791335103},48.974911582670202,0,48.974911582670202,8.5680884173297969,0,0,0,0,8.5680884173297969,8.5680884173297969]
["h6976",{"$f":"IF($C$10=2012,profiles!C6980,IF($C$10=2013,profiles!E6980,IF($C$10=2014,profiles!G6980,IF($C$10=2015,profiles!I6980,IF($C$10=2016,profiles!K6980)))))","v":51.593000000000004},{"$f":"IF($C$10=2012,profiles!D6980,IF($C$10=2013,profiles!F6980,IF($C$10=2014,profiles!H6980,IF($C$10=2015,profiles!J6980,IF($C$10=2016,profiles!L6980)))))","v":0.15723087975243147},31.446175950486293,0,31.446175950486293,20.146824049513711,0,0,0,0,20.146824049513711,20.146824049513711]
["h6979",{"$f":"IF($C$10=2012,profiles!C6983,IF($C$10=2013,profiles!E6983,IF($C$10=2014,profiles!G6983,IF($C$10=2015,profiles!I6983,IF($C$10=2016,profiles!K6983)))))","v":58.744},{"$f":"IF($C$10=2012,profiles!D6983,IF($C$10=2013,profiles!F6983,IF($C$10=2014,profiles!H6983,IF($C$10=2015,profiles!J6983,IF($C$10=2016,profiles!L6983)))))","v":0.12016467727674625},24.03293545534925,0,24.03293545534925,34.711064544650753,0,0,0,{"$f":"K6995+I6996*$F$2-J6996/$F$3","v":0},34.711064544650753,34.711064544650753]
["h6980",{"$f":"IF($C$10=2012,profiles!C6984,IF($C$10=2013,profiles!E6984,IF($C$10=2014,profiles!G6984,IF($C$10=2015,profiles!I6984,IF($C$10=2016,profiles!K6984)))))","v":54.889000000000003},{"$f":"IF($C$10=2012,profiles!D6984,IF($C$10=2013,profiles!F6984,IF($C$10=2014,profiles!H6984,IF($C$10=2015,profiles!J6984,IF($C$10=2016,profiles!L6984)))))","v":0.12849524756852343},25.699049513704686,0,25.699049513704686,29.189950486295317,0,0,0,0,29.189950486295317,29.189950486295317]
["h6983",{"$f":"IF($C$10=2012,profiles!C6987,IF($C$10=2013,profiles!E6987,IF($C$10=2014,profiles!G6987,IF($C$10=2015,profiles!I6987,IF($C$10=2016,profiles!K6987)))))","v":44.901000000000003},{"$f":"IF($C$10=2012,profiles!D6987,IF($C$10=2013,profiles!F6987,IF($C$10=2014,profiles!H6987,IF($C$10=2015,profiles!J6987,IF($C$10=2016,profiles!L6987)))))","v":0.13156222369584439},26.312444739168878,0,26.312444739168878,18.588555260831125,0,0,0,0,18.588555260831125,18.588555260831125]
["h6986",{"$f":"IF($C$10=2012,profiles!C6990,IF($C$10=2013,profiles!E6990,IF($C$10=2014,profiles!G6990,IF($C$10=2015,profiles!I6990,IF($C$10=2016,profiles!K6990)))))","v":37.926000000000002},{"$f":"IF($C$10=2012,profiles!D6990,IF($C$10=2013,profiles!F6990,IF($C$10=2014,profiles!H6990,IF($C$10=2015,profiles!J6990,IF($C$10=2016,profiles!L6990)))))","v":0.11672469053934571},23.344938107869144,0,23.344938107869144,14.581061892130858,0,0,0,0,14.581061892130858,14.581061892130858]
["h6989",{"$f":"IF($C$10=2012,profiles!C6993,IF($C$10=2013,profiles!E6993,IF($C$10=2014,profiles!G6993,IF($C$10=2015,profiles!I6993,IF($C$10=2016,profiles!K6993)))))","v":37.962000000000003},{"$f":"IF($C$10=2012,profiles!D6993,IF($C$10=2013,profiles!F6993,IF($C$10=2014,profiles!H6993,IF($C$10=2015,profiles!J6993,IF($C$10=2016,profiles!L6993)))))","v":0.10574160035366932},21.148320070733863,0,21.148320070733863,16.81367992926614,0,0,0,0,16.81367992926614,16.81367992926614]
["h6994",{"$f":"IF($C$10=2012,profiles!C6998,IF($C$10=2013,profiles!E6998,IF($C$10=2014,profiles!G6998,IF($C$10=2015,profiles!I6998,IF($C$10=2016,profiles!K6998)))))","v":50.052},{"$f":"IF($C$10=2012,profiles!D6998,IF($C$10=2013,profiles!F6998,IF($C$10=2014,profiles!H6998,IF($C$10=2015,profiles!J6998,IF($C$10=2016,profiles!L6998)))))","v":0.23404343501326261},46.808687002652519,0,46.808687002652519,3.2433129973474806,0,0,0,0,3.2433129973474806,3.2433129973474806]
["h6997",{"$f":"IF($C$10=2012,profiles!C7001,IF($C$10=2013,profiles!E7001,IF($C$10=2014,profiles!G7001,IF($C$10=2015,profiles!I7001,IF($C$10=2016,profiles!K7001)))))","v":49.15},{"$f":"IF($C$10=2012,profiles!D7001,IF($C$10=2013,profiles!F7001,IF($C$10=2014,profiles!H7001,IF($C$10=2015,profiles!J7001,IF($C$10=2016,profiles!L7001)))))","v":0.38804155614500441},77.608311229000876,28.458311229000877,49.15,0,18.458311229000877,10,0,21.477727957559686,0,-28.458311229000877]
["h7001",{"$f":"IF($C$10=2012,profiles!C7005,IF($C$10=2013,profiles!E7005,IF($C$10=2014,profiles!G7005,IF($C$10=2015,profiles!I7005,IF($C$10=2016,profiles!K7005)))))","v":48.628999999999998},{"$f":"IF($C$10=2012,profiles!D7005,IF($C$10=2013,profiles!F7005,IF($C$10=2014,profiles!H7005,IF($C$10=2015,profiles!J7005,IF($C$10=2016,profiles!L7005)))))","v":0.20554266136162688},41.108532272325377,0,41.108532272325377,7.520467727674621,0,0,7.520467727674621,37.176022024126667,0,7.520467727674621]
["h7004",{"$f":"IF($C$10=2012,profiles!C7008,IF($C$10=2013,profiles!E7008,IF($C$10=2014,profiles!G7008,IF($C$10=2015,profiles!I7008,IF($C$10=2016,profiles!K7008)))))","v":52.963000000000001},{"$f":"IF($C$10=2012,profiles!D7008,IF($C$10=2013,profiles!F7008,IF($C$10=2014,profiles!H7008,IF($C$10=2015,profiles!J7008,IF($C$10=2016,profiles!L7008)))))","v":0.23057581786030062},46.115163572060126,0,46.115163572060126,6.8478364279398747,0,0,6.8478364279398747,1.8274534109419882,0,6.8478364279398747]
["h7005",{"$f":"IF($C$10=2012,profiles!C7009,IF($C$10=2013,profiles!E7009,IF($C$10=2014,profiles!G7009,IF($C$10=2015,profiles!I7009,IF($C$10=2016,profiles!K7009)))))","v":50.433999999999997},{"$f":"IF($C$10=2012,profiles!D7009,IF($C$10=2013,profiles!F7009,IF($C$10=2014,profiles!H7009,IF($C$10=2015,profiles!J7009,IF($C$10=2016,profiles!L7009)))))","v":0.23767683465959327},47.535366931918652,0,47.535366931918652,2.8986330680813452,0,0,1.6922218585322812,0,1.206411209549064,2.8986330680813452]
["h7008",{"$f":"IF($C$10=2012,profiles!C7012,IF($C$10=2013,profiles!E7012,IF($C$10=2014,profiles!G7012,IF($C$10=2015,profiles!I7012,IF($C$10=2016,profiles!K7012)))))","v":42.915999999999997},{"$f":"IF($C$10=2012,profiles!D7012,IF($C$10=2013,profiles!F7012,IF($C$10=2014,profiles!H7012,IF($C$10=2015,profiles!J7012,IF($C$10=2016,profiles!L7012)))))","v":0.20098899125654379},40.197798251308761,0,40.197798251308761,2.7182017486912358,0,0,0,0,2.7182017486912358,2.7182017486912358]
["h7014",{"$f":"IF($C$10=2012,profiles!C7018,IF($C$10=2013,profiles!E7018,IF($C$10=2014,profiles!G7018,IF($C$10=2015,profiles!I7018,IF($C$10=2016,profiles!K7018)))))","v":58.082999999999998},{"$f":"IF($C$10=2012,profiles!D7018,IF($C$10=2013,profiles!F7018,IF($C$10=2014,profiles!H7018,IF($C$10=2015,profiles!J7018,IF($C$10=2016,profiles!L7018)))))","v":0.19598878406563808},39.197756813127619,0,39.197756813127619,18.88524318687238,0,0,0,0,18.88524318687238,18.88524318687238]
["h7016",{"$f":"IF($C$10=2012,profiles!C7020,IF($C$10=2013,profiles!E7020,IF($C$10=2014,profiles!G7020,IF($C$10=2015,profiles!I7020,IF($C$10=2016,profiles!K7020)))))","v":68.245999999999995},{"$f":"IF($C$10=2012,profiles!D7020,IF($C$10=2013,profiles!F7020,IF($C$10=2014,profiles!H7020,IF($C$10=2015,profiles!J7020,IF($C$10=2016,profiles!L7020)))))","v":0.19792256585217619},39.584513170435237,0,39.584513170435237,28.661486829564758,0,0,0,0,28.661486829564758,28.661486829564758]
["h7019",{"$f":"IF($C$10=2012,profiles!C7023,IF($C$10=2013,profiles!E7023,IF($C$10=2014,profiles!G7023,IF($C$10=2015,profiles!I7023,IF($C$10=2016,profiles!K7023)))))","v":71.777000000000001},{"$f":"IF($C$10=2012,profiles!D7023,IF($C$10=2013,profiles!F7023,IF($C$10=2014,profiles!H7023,IF($C$10=2015,profiles!J7023,IF($C$10=2016,profiles!L7023)))))","v":0.31292733124300731},62.585466248601463,0,62.585466248601463,9.1915337513985378,0,0,0,0,9.1915337513985378,9.1915337513985378]
["h7023",{"$f":"IF($C$10=2012,profiles!C7027,IF($C$10=2013,profiles!E7027,IF($C$10=2014,profiles!G7027,IF($C$10=2015,profiles!I7027,IF($C$10=2016,profiles!K7027)))))","v":67.343000000000004},{"$f":"IF($C$10=2012,profiles!D7027,IF($C$10=2013,profiles!F7027,IF($C$10=2014,profiles!H7027,IF($C$10=2015,profiles!J7027,IF($C$10=2016,profiles!L7027)))))","v":0.25010704863461192},50.021409726922386,0,50.021409726922386,17.321590273077618,0,0,0,0,17.321590273077618,17.321590273077618]
["h7026",{"$f":"IF($C$10=2012,profiles!C7030,IF($C$10=2013,profiles!E7030,IF($C$10=2014,profiles!G7030,IF($C$10=2015,profiles!I7030,IF($C$10=2016,profiles!K7030)))))","v":69.099999999999994},{"$f":"IF($C$10=2012,profiles!D7030,IF($C$10=2013,profiles!F7030,IF($C$10=2014,profiles!H7030,IF($C$10=2015,profiles!J7030,IF($C$10=2016,profiles!L7030)))))","v":0.10472809646808569},20.945619293617138,0,20.945619293617138,48.154380706382852,0,0,0,0,48.154380706382852,48.154380706382852]
["h7029",{"$f":"IF($C$10=2012,profiles!C7033,IF($C$10=2013,profiles!E7033,IF($C$10=2014,profiles!G7033,IF($C$10=2015,profiles!I7033,IF($C$10=2016,profiles!K7033)))))","v":61.162999999999997},{"$f":"IF($C$10=2012,profiles!D7033,IF($C$10=2013,profiles!F7033,IF($C$10=2014,profiles!H7033,IF($C$10=2015,profiles!J7033,IF($C$10=2016,profiles!L7033)))))","v":0.10467284555989889},20.93456911197978,0,20.93456911197978,40.228430888020213,0,0,0,0,40.228430888020213,40.228430888020213]
["h7030",{"$f":"IF($C$10=2012,profiles!C7034,IF($C$10=2013,profiles!E7034,IF($C$10=2014,profiles!G7034,IF($C$10=2015,profiles!I7034,IF($C$10=2016,profiles!K7034)))))","v":56.743000000000002},{"$f":"IF($C$10=2012,profiles!D7034,IF($C$10=2013,profiles!F7034,IF($C$10=2014,profiles!H7034,IF($C$10=2015,profiles!J7034,IF($C$10=2016,profiles!L7034)))))","v":9.8401867480696709E-2},19.680373496139342,0,19.680373496139342,37.062626503860656,0,0,0,0,37.062626503860656,37.062626503860656]
["h7033",{"$f":"IF($C$10=2012,profiles!C7037,IF($C$10=2013,profiles!E7037,IF($C$10=2014,profiles!G7037,IF($C$10=2015,profiles!I7037,IF($C$10=2016,profiles!K7037)))))","v":46.103000000000002},{"$f":"IF($C$10=2012,profiles!D7037,IF($C$10=2013,profiles!F7037,IF($C$10=2014,profiles!H7037,IF($C$10=2015,profiles!J7037,IF($C$10=2016,profiles!L7037)))))","v":8.2724724918200265E-2},16.544944983640054,0,16.544944983640054,29.558055016359948,0,0,0,0,29.558055016359948,29.558055016359948]
["h7039",{"$f":"IF($C$10=2012,profiles!C7043,IF($C$10=2013,profiles!E7043,IF($C$10=2014,profiles!G7043,IF($C$10=2015,profiles!I7043,IF($C$10=2016,profiles!K7043)))))","v":67.807000000000002},{"$f":"IF($C$10=2012,profiles!D7043,IF($C$10=2013,profiles!F7043,IF($C$10=2014,profiles!H7043,IF($C$10=2015,profiles!J7043,IF($C$10=2016,profiles!L7043)))))","v":9.4473513453812483E-2},18.894702690762497,0,18.894702690762497,48.912297309237502,0,0,0,0,48.912297309237502,48.912297309237502]
["h7041",{"$f":"IF($C$10=2012,profiles!C7045,IF($C$10=2013,profiles!E7045,IF($C$10=2014,profiles!G7045,IF($C$10=2015,profiles!I7045,IF($C$10=2016,profiles!K7045)))))","v":69.561000000000007},{"$f":"IF($C$10=2012,profiles!D7045,IF($C$10=2013,profiles!F7045,IF($C$10=2014,profiles!H7045,IF($C$10=2015,profiles!J7045,IF($C$10=2016,profiles!L7045)))))","v":0.15480513025830767},30.961026051661534,{"$f":"D7058-F7058","v":0},{"$f":"MIN(D7058,B7058)","v":30.961026051661534},{"$f":"B7058-F7058","v":38.599973948338473},{"$f":"-MIN(-E7058+$C$3,0)","v":0},{"$f":"E7058-H7058","v":0},0,0,38.599973948338473,38.599973948338473]
["h7044",{"$f":"IF($C$10=2012,profiles!C7048,IF($C$10=2013,profiles!E7048,IF($C$10=2014,profiles!G7048,IF($C$10=2015,profiles!I7048,IF($C$10=2016,profiles!K7048)))))","v":71.543000000000006},{"$f":"IF($C$10=2012,profiles!D7048,IF($C$10=2013,profiles!F7048,IF($C$10=2014,profiles!H7048,IF($C$10=2015,profiles!J7048,IF($C$10=2016,profiles!L7048)))))","v":0.29273949719050707},58.54789943810141,0,58.54789943810141,12.995100561898596,0,0,0,0,12.995100561898596,12.995100561898596]
["h7048",{"$f":"IF($C$10=2012,profiles!C7052,IF($C$10=2013,profiles!E7052,IF($C$10=2014,profiles!G7052,IF($C$10=2015,profiles!I7052,IF($C$10=2016,profiles!K7052)))))","v":68.144000000000005},{"$f":"IF($C$10=2012,profiles!D7052,IF($C$10=2013,profiles!F7052,IF($C$10=2014,profiles!H7052,IF($C$10=2015,profiles!J7052,IF($C$10=2016,profiles!L7052)))))","v":0.23964215205776374},47.928430411552746,0,47.928430411552746,20.215569588447259,0,0,{"$f":"MIN(MAX(0,G7065),K7064*$F$3)","v":0},0,20.215569588447259,20.215569588447259]
["h7051",{"$f":"IF($C$10=2012,profiles!C7055,IF($C$10=2013,profiles!E7055,IF($C$10=2014,profiles!G7055,IF($C$10=2015,profiles!I7055,IF($C$10=2016,profiles!K7055)))))","v":71.245000000000005},{"$f":"IF($C$10=2012,profiles!D7055,IF($C$10=2013,profiles!F7055,IF($C$10=2014,profiles!H7055,IF($C$10=2015,profiles!J7055,IF($C$10=2016,profiles!L7055)))))","v":0.18686234175030719},37.372468350061439,0,37.372468350061439,33.872531649938566,0,0,0,0,33.872531649938566,33.872531649938566]
["h7054",{"$f":"IF($C$10=2012,profiles!C7058,IF($C$10=2013,profiles!E7058,IF($C$10=2014,profiles!G7058,IF($C$10=2015,profiles!I7058,IF($C$10=2016,profiles!K7058)))))","v":57.393999999999998},{"$f":"IF($C$10=2012,profiles!D7058,IF($C$10=2013,profiles!F7058,IF($C$10=2014,profiles!H7058,IF($C$10=2015,profiles!J7058,IF($C$10=2016,profiles!L7058)))))","v":0.20962820813717503},41.925641627435006,0,41.925641627435006,15.468358372564992,0,0,0,0,15.468358372564992,15.468358372564992]
["h7055",{"$f":"IF($C$10=2012,profiles!C7059,IF($C$10=2013,profiles!E7059,IF($C$10=2014,profiles!G7059,IF($C$10=2015,profiles!I7059,IF($C$10=2016,profiles!K7059)))))","v":52.676000000000002},{"$f":"IF($C$10=2012,profiles!D7059,IF($C$10=2013,profiles!F7059,IF($C$10=2014,profiles!H7059,IF($C$10=2015,profiles!J7059,IF($C$10=2016,profiles!L7059)))))","v":0.23083401212154681},46.16680242430936,0,46.16680242430936,6.5091975756906422,0,0,0,0,6.5091975756906422,6.5091975756906422]
["h7060",{"$f":"IF($C$10=2012,profiles!C7064,IF($C$10=2013,profiles!E7064,IF($C$10=2014,profiles!G7064,IF($C$10=2015,profiles!I7064,IF($C$10=2016,profiles!K7064)))))","v":48.430999999999997},{"$f":"IF($C$10=2012,profiles!D7064,IF($C$10=2013,profiles!F7064,IF($C$10=2014,profiles!H7064,IF($C$10=2015,profiles!J7064,IF($C$10=2016,profiles!L7064)))))","v":0.27971564635240526},55.943129270481052,7.5121292704810543,48.430999999999997,0,0,7.5121292704810543,0,24.976651436952174,0,-7.5121292704810543]
["h7063",{"$f":"IF($C$10=2012,profiles!C7067,IF($C$10=2013,profiles!E7067,IF($C$10=2014,profiles!G7067,IF($C$10=2015,profiles!I7067,IF($C$10=2016,profiles!K7067)))))","v":68.653999999999996},{"$f":"IF($C$10=2012,profiles!D7067,IF($C$10=2013,profiles!F7067,IF($C$10=2014,profiles!H7067,IF($C$10=2015,profiles!J7067,IF($C$10=2016,profiles!L7067)))))","v":0.26167437366277868},52.334874732555733,0,52.334874732555733,16.319125267444264,0,0,16.319125267444264,3.3414727713211292,0,16.319125267444264]
["h7066",{"$f":"IF($C$10=2012,profiles!C7070,IF($C$10=2013,profiles!E7070,IF($C$10=2014,profiles!G7070,IF($C$10=2015,profiles!I7070,IF($C$10=2016,profiles!K7070)))))","v":73.593000000000004},{"$f":"IF($C$10=2012,profiles!D7070,IF($C$10=2013,profiles!F7070,IF($C$10=2014,profiles!H7070,IF($C$10=2015,profiles!J7070,IF($C$10=2016,profiles!L7070)))))","v":0.27767271723376352},55.534543446752707,0,55.534543446752707,18.058456553247296,0,0,0,0,18.058456553247296,18.058456553247296]
["h7069",{"$f":"IF($C$10=2012,profiles!C7073,IF($C$10=2013,profiles!E7073,IF($C$10=2014,profiles!G7073,IF($C$10=2015,profiles!I7073,IF($C$10=2016,profiles!K7073)))))","v":72.644000000000005},{"$f":"IF($C$10=2012,profiles!D7073,IF($C$10=2013,profiles!F7073,IF($C$10=2014,profiles!H7073,IF($C$10=2015,profiles!J7073,IF($C$10=2016,profiles!L7073)))))","v":0.29041341707502244},58.082683415004489,0,58.082683415004489,14.561316584995517,0,0,0,0,14.561316584995517,14.561316584995517]
["h7073",{"$f":"IF($C$10=2012,profiles!C7077,IF($C$10=2013,profiles!E7077,IF($C$10=2014,profiles!G7077,IF($C$10=2015,profiles!I7077,IF($C$10=2016,profiles!K7077)))))","v":69.447000000000003},{"$f":"IF($C$10=2012,profiles!D7077,IF($C$10=2013,profiles!F7077,IF($C$10=2014,profiles!H7077,IF($C$10=2015,profiles!J7077,IF($C$10=2016,profiles!L7077)))))","v":0.20378217958451239},40.756435916902475,0,40.756435916902475,28.690564083097527,0,0,0,0,28.690564083097527,28.690564083097527]
["h7076",{"$f":"IF($C$10=2012,profiles!C7080,IF($C$10=2013,profiles!E7080,IF($C$10=2014,profiles!G7080,IF($C$10=2015,profiles!I7080,IF($C$10=2016,profiles!K7080)))))","v":66.962000000000003},{"$f":"IF($C$10=2012,profiles!D7080,IF($C$10=2013,profiles!F7080,IF($C$10=2014,profiles!H7080,IF($C$10=2015,profiles!J7080,IF($C$10=2016,profiles!L7080)))))","v":0.17034992062944301},34.069984125888602,0,34.069984125888602,32.892015874111401,0,0,0,0,32.892015874111401,32.892015874111401]
["h7079",{"$f":"IF($C$10=2012,profiles!C7083,IF($C$10=2013,profiles!E7083,IF($C$10=2014,profiles!G7083,IF($C$10=2015,profiles!I7083,IF($C$10=2016,profiles!K7083)))))","v":53.46},{"$f":"IF($C$10=2012,profiles!D7083,IF($C$10=2013,profiles!F7083,IF($C$10=2014,profiles!H7083,IF($C$10=2015,profiles!J7083,IF($C$10=2016,profiles!L7083)))))","v":0.12644074815377182},25.288149630754365,0,25.288149630754365,28.171850369245636,0,0,0,0,28.171850369245636,28.171850369245636]
["h7081",{"$f":"IF($C$10=2012,profiles!C7085,IF($C$10=2013,profiles!E7085,IF($C$10=2014,profiles!G7085,IF($C$10=2015,profiles!I7085,IF($C$10=2016,profiles!K7085)))))","v":47.784999999999997},{"$f":"IF($C$10=2012,profiles!D7085,IF($C$10=2013,profiles!F7085,IF($C$10=2014,profiles!H7085,IF($C$10=2015,profiles!J7085,IF($C$10=2016,profiles!L7085)))))","v":0.11693832203927847},23.387664407855695,0,23.387664407855695,24.397335592144302,0,0,0,0,24.397335592144302,24.397335592144302]
["h7084",{"$f":"IF($C$10=2012,profiles!C7088,IF($C$10=2013,profiles!E7088,IF($C$10=2014,profiles!G7088,IF($C$10=2015,profiles!I7088,IF($C$10=2016,profiles!K7088)))))","v":48.521000000000001},{"$f":"IF($C$10=2012,profiles!D7088,IF($C$10=2013,profiles!F7088,IF($C$10=2014,profiles!H7088,IF($C$10=2015,profiles!J7088,IF($C$10=2016,profiles!L7088)))))","v":9.4041983521260891E-2},18.808396704252178,0,18.808396704252178,29.712603295747822,0,0,0,0,29.712603295747822,29.712603295747822]
["h7088",{"$f":"IF($C$10=2012,profiles!C7092,IF($C$10=2013,profiles!E7092,IF($C$10=2014,profiles!G7092,IF($C$10=2015,profiles!I7092,IF($C$10=2016,profiles!K7092)))))","v":70.662999999999997},{"$f":"IF($C$10=2012,profiles!D7092,IF($C$10=2013,profiles!F7092,IF($C$10=2014,profiles!H7092,IF($C$10=2015,profiles!J7092,IF($C$10=2016,profiles!L7092)))))","v":5.959396607643154E-2},11.918793215286309,0,11.918793215286309,58.74420678471369,0,0,0,0,58.74420678471369,58.74420678471369]
["h7091",{"$f":"IF($C$10=2012,profiles!C7095,IF($C$10=2013,profiles!E7095,IF($C$10=2014,profiles!G7095,IF($C$10=2015,profiles!I7095,IF($C$10=2016,profiles!K7095)))))","v":72.552999999999997},{"$f":"IF($C$10=2012,profiles!D7095,IF($C$10=2013,profiles!F7095,IF($C$10=2014,profiles!H7095,IF($C$10=2015,profiles!J7095,IF($C$10=2016,profiles!L7095)))))","v":9.3462329381564235E-2},18.692465876312848,0,18.692465876312848,53.860534123687145,0,0,0,0,53.860534123687145,53.860534123687145]
["h7094",{"$f":"IF($C$10=2012,profiles!C7098,IF($C$10=2013,profiles!E7098,IF($C$10=2014,profiles!G7098,IF($C$10=2015,profiles!I7098,IF($C$10=2016,profiles!K7098)))))","v":69.72},{"$f":"IF($C$10=2012,profiles!D7098,IF($C$10=2013,profiles!F7098,IF($C$10=2014,profiles!H7098,IF($C$10=2015,profiles!J7098,IF($C$10=2016,profiles!L7098)))))","v":9.3821162896614546E-2},18.764232579322908,0,18.764232579322908,50.955767420677091,0,0,0,0,50.955767420677091,50.955767420677091]
["h7098",{"$f":"IF($C$10=2012,profiles!C7102,IF($C$10=2013,profiles!E7102,IF($C$10=2014,profiles!G7102,IF($C$10=2015,profiles!I7102,IF($C$10=2016,profiles!K7102)))))","v":70.683999999999997},{"$f":"IF($C$10=2012,profiles!D7102,IF($C$10=2013,profiles!F7102,IF($C$10=2014,profiles!H7102,IF($C$10=2015,profiles!J7102,IF($C$10=2016,profiles!L7102)))))","v":2.6981520073974908E-2},5.3963040147949819,0,5.3963040147949819,65.287695985205019,0,0,0,0,65.287695985205019,65.287695985205019]
["h7101",{"$f":"IF($C$10=2012,profiles!C7105,IF($C$10=2013,profiles!E7105,IF($C$10=2014,profiles!G7105,IF($C$10=2015,profiles!I7105,IF($C$10=2016,profiles!K7105)))))","v":62.332000000000001},{"$f":"IF($C$10=2012,profiles!D7105,IF($C$10=2013,profiles!F7105,IF($C$10=2014,profiles!H7105,IF($C$10=2015,profiles!J7105,IF($C$10=2016,profiles!L7105)))))","v":3.3454324633920805E-2},6.6908649267841609,0,6.6908649267841609,55.641135073215843,0,0,0,0,55.641135073215843,55.641135073215843]
["h7102",{"$f":"IF($C$10=2012,profiles!C7106,IF($C$10=2013,profiles!E7106,IF($C$10=2014,profiles!G7106,IF($C$10=2015,profiles!I7106,IF($C$10=2016,profiles!K7106)))))","v":58.145000000000003},{"$f":"IF($C$10=2012,profiles!D7106,IF($C$10=2013,profiles!F7106,IF($C$10=2014,profiles!H7106,IF($C$10=2015,profiles!J7106,IF($C$10=2016,profiles!L7106)))))","v":3.5207088342051149E-2},7.0414176684102294,0,7.0414176684102294,51.103582331589777,0,0,0,0,51.103582331589777,51.103582331589777]
["h7106",{"$f":"IF($C$10=2012,profiles!C7110,IF($C$10=2013,profiles!E7110,IF($C$10=2014,profiles!G7110,IF($C$10=2015,profiles!I7110,IF($C$10=2016,profiles!K7110)))))","v":46.325000000000003},{"$f":"IF($C$10=2012,profiles!D7110,IF($C$10=2013,profiles!F7110,IF($C$10=2014,profiles!H7110,IF($C$10=2015,profiles!J7110,IF($C$10=2016,profiles!L7110)))))","v":4.2842359434287686E-2},{"$f":"C7123*$C$2","v":8.5684718868575374},0,8.5684718868575374,37.756528113142465,0,0,0,0,{"$f":"MAX(G7123-J7123,0)","v":37.756528113142465},{"$f":"B7123-D7123","v":37.756528113142465}]
["h7109",{"$f":"IF($C$10=2012,profiles!C7113,IF($C$10=2013,profiles!E7113,IF($C$10=2014,profiles!G7113,IF($C$10=2015,profiles!I7113,IF($C$10=2016,profiles!K7113)))))","v":52.384999999999998},{"$f":"IF($C$10=2012,profiles!D7113,IF($C$10=2013,profiles!F7113,IF($C$10=2014,profiles!H7113,IF($C$10=2015,profiles!J7113,IF($C$10=2016,profiles!L7113)))))","v":5.0872714729216971E-2},10.174542945843394,0,10.174542945843394,42.210457054156606,0,0,0,0,42.210457054156606,42.210457054156606]
["h7113",{"$f":"IF($C$10=2012,profiles!C7117,IF($C$10=2013,profiles!E7117,IF($C$10=2014,profiles!G7117,IF($C$10=2015,profiles!I7117,IF($C$10=2016,profiles!K7117)))))","v":70.647000000000006},{"$f":"IF($C$10=2012,profiles!D7117,IF($C$10=2013,profiles!F7117,IF($C$10=2014,profiles!H7117,IF($C$10=2015,profiles!J7117,IF($C$10=2016,profiles!L7117)))))","v":0.11383235598482236},22.766471196964471,0,22.766471196964471,47.880528803035531,0,0,0,0,47.880528803035531,47.880528803035531]
["h7116",{"$f":"IF($C$10=2012,profiles!C7120,IF($C$10=2013,profiles!E7120,IF($C$10=2014,profiles!G7120,IF($C$10=2015,profiles!I7120,IF($C$10=2016,profiles!K7120)))))","v":70.067999999999998},{"$f":"IF($C$10=2012,profiles!D7120,IF($C$10=2013,profiles!F7120,IF($C$10=2014,profiles!H7120,IF($C$10=2015,profiles!J7120,IF($C$10=2016,profiles!L7120)))))","v":0.23326664367023112},46.653328734046227,0,46.653328734046227,23.414671265953771,0,0,0,0,23.414671265953771,23.414671265953771]
["h7119",{"$f":"IF($C$10=2012,profiles!C7123,IF($C$10=2013,profiles!E7123,IF($C$10=2014,profiles!G7123,IF($C$10=2015,profiles!I7123,IF($C$10=2016,profiles!K7123)))))","v":65.316000000000003},{"$f":"IF($C$10=2012,profiles!D7123,IF($C$10=2013,profiles!F7123,IF($C$10=2014,profiles!H7123,IF($C$10=2015,profiles!J7123,IF($C$10=2016,profiles!L7123)))))","v":0.17421179717143842},34.842359434287687,0,34.842359434287687,30.473640565712316,0,0,0,0,30.473640565712316,30.473640565712316]
["h7123",{"$f":"IF($C$10=2012,profiles!C7127,IF($C$10=2013,profiles!E7127,IF($C$10=2014,profiles!G7127,IF($C$10=2015,profiles!I7127,IF($C$10=2016,profiles!K7127)))))","v":68.644999999999996},{"$f":"IF($C$10=2012,profiles!D7127,IF($C$10=2013,profiles!F7127,IF($C$10=2014,profiles!H7127,IF($C$10=2015,profiles!J7127,IF($C$10=2016,profiles!L7127)))))","v":8.8858226974818905E-2},17.77164539496378,0,17.77164539496378,50.873354605036212,0,0,0,0,50.873354605036212,50.873354605036212]
["h7127",{"$f":"IF($C$10=2012,profiles!C7131,IF($C$10=2013,profiles!E7131,IF($C$10=2014,profiles!G7131,IF($C$10=2015,profiles!I7131,IF($C$10=2016,profiles!K7131)))))","v":52.076000000000001},{"$f":"IF($C$10=2012,profiles!D7131,IF($C$10=2013,profiles!F7131,IF($C$10=2014,profiles!H7131,IF($C$10=2015,profiles!J7131,IF($C$10=2016,profiles!L7131)))))","v":9.1286650569161784E-2},18.257330113832356,0,18.257330113832356,33.81866988616764,0,0,0,0,33.81866988616764,33.81866988616764]
["h7128",{"$f":"IF($C$10=2012,profiles!C7132,IF($C$10=2013,profiles!E7132,IF($C$10=2014,profiles!G7132,IF($C$10=2015,profiles!I7132,IF($C$10=2016,profiles!K7132)))))","v":48.375999999999998},{"$f":"IF($C$10=2012,profiles!D7132,IF($C$10=2013,profiles!F7132,IF($C$10=2014,profiles!H7132,IF($C$10=2015,profiles!J7132,IF($C$10=2016,profiles!L7132)))))","v":9.4143615920535287E-2},18.828723184107059,0,18.828723184107059,29.547276815892939,0,0,0,0,29.547276815892939,29.547276815892939]
["h7131",{"$f":"IF($C$10=2012,profiles!C7135,IF($C$10=2013,profiles!E7135,IF($C$10=2014,profiles!G7135,IF($C$10=2015,profiles!I7135,IF($C$10=2016,profiles!K7135)))))","v":44.255000000000003},{"$f":"IF($C$10=2012,profiles!D7135,IF($C$10=2013,profiles!F7135,IF($C$10=2014,profiles!H7135,IF($C$10=2015,profiles!J7135,IF($C$10=2016,profiles!L7135)))))","v":8.4845140373870462E-2},16.969028074774091,0,16.969028074774091,27.285971925225912,0,0,0,0,27.285971925225912,27.285971925225912]
["h7134",{"$f":"IF($C$10=2012,profiles!C7138,IF($C$10=2013,profiles!E7138,IF($C$10=2014,profiles!G7138,IF($C$10=2015,profiles!I7138,IF($C$10=2016,profiles!K7138)))))","v":47.249000000000002},{"$f":"IF($C$10=2012,profiles!D7138,IF($C$10=2013,profiles!F7138,IF($C$10=2014,profiles!H7138,IF($C$10=2015,profiles!J7138,IF($C$10=2016,profiles!L7138)))))","v":6.6648272056287511E-2},13.329654411257502,0,13.329654411257502,33.919345588742502,0,0,0,0,33.919345588742502,33.919345588742502]
["h7138",{"$f":"IF($C$10=2012,profiles!C7142,IF($C$10=2013,profiles!E7142,IF($C$10=2014,profiles!G7142,IF($C$10=2015,profiles!I7142,IF($C$10=2016,profiles!K7142)))))","v":59.06},{"$f":"IF($C$10=2012,profiles!D7142,IF($C$10=2013,profiles!F7142,IF($C$10=2014,profiles!H7142,IF($C$10=2015,profiles!J7142,IF($C$10=2016,profiles!L7142)))))","v":9.0487687107677447E-2},18.097537421535488,0,18.097537421535488,40.96246257846451,0,0,0,0,40.96246257846451,40.96246257846451]
["h7141",{"$f":"IF($C$10=2012,profiles!C7145,IF($C$10=2013,profiles!E7145,IF($C$10=2014,profiles!G7145,IF($C$10=2015,profiles!I7145,IF($C$10=2016,profiles!K7145)))))","v":56.756999999999998},{"$f":"IF($C$10=2012,profiles!D7145,IF($C$10=2013,profiles!F7145,IF($C$10=2014,profiles!H7145,IF($C$10=2015,profiles!J7145,IF($C$10=2016,profiles!L7145)))))","v":0.11042284610609092},22.084569221218185,0,22.084569221218185,34.672430778781816,0,0,0,0,34.672430778781816,34.672430778781816]
["h7144",{"$f":"IF($C$10=2012,profiles!C7148,IF($C$10=2013,profiles!E7148,IF($C$10=2014,profiles!G7148,IF($C$10=2015,profiles!I7148,IF($C$10=2016,profiles!K7148)))))","v":54.271000000000001},{"$f":"IF($C$10=2012,profiles!D7148,IF($C$10=2013,profiles!F7148,IF($C$10=2014,profiles!H7148,IF($C$10=2015,profiles!J7148,IF($C$10=2016,profiles!L7148)))))","v":4.8616955232116989E-2},9.7233910464233979,0,9.7233910464233979,44.547608953576599,0,0,0,0,44.547608953576599,44.547608953576599]
["h7148",{"$f":"IF($C$10=2012,profiles!C7152,IF($C$10=2013,profiles!E7152,IF($C$10=2014,profiles!G7152,IF($C$10=2015,profiles!I7152,IF($C$10=2016,profiles!K7152)))))","v":55.198},{"$f":"IF($C$10=2012,profiles!D7152,IF($C$10=2013,profiles!F7152,IF($C$10=2014,profiles!H7152,IF($C$10=2015,profiles!J7152,IF($C$10=2016,profiles!L7152)))))","v":3.2227357384286406E-2},6.4454714768572812,0,6.4454714768572812,48.752528523142722,0,0,0,0,48.752528523142722,48.752528523142722]
["h7152",{"$f":"IF($C$10=2012,profiles!C7156,IF($C$10=2013,profiles!E7156,IF($C$10=2014,profiles!G7156,IF($C$10=2015,profiles!I7156,IF($C$10=2016,profiles!K7156)))))","v":43.043999999999997},{"$f":"IF($C$10=2012,profiles!D7156,IF($C$10=2013,profiles!F7156,IF($C$10=2014,profiles!H7156,IF($C$10=2015,profiles!J7156,IF($C$10=2016,profiles!L7156)))))","v":4.2670897427053871E-2},8.5341794854107746,0,8.5341794854107746,34.509820514589222,0,0,0,0,34.509820514589222,34.509820514589222]
["h7153",{"$f":"IF($C$10=2012,profiles!C7157,IF($C$10=2013,profiles!E7157,IF($C$10=2014,profiles!G7157,IF($C$10=2015,profiles!I7157,IF($C$10=2016,profiles!K7157)))))","v":40.881},{"$f":"IF($C$10=2012,profiles!D7157,IF($C$10=2013,profiles!F7157,IF($C$10=2014,profiles!H7157,IF($C$10=2015,profiles!J7157,IF($C$10=2016,profiles!L7157)))))","v":4.3208939780644273E-2},8.6417879561288551,0,8.6417879561288551,32.239212043871149,0,0,0,0,32.239212043871149,32.239212043871149]
["h7156",{"$f":"IF($C$10=2012,profiles!C7160,IF($C$10=2013,profiles!E7160,IF($C$10=2014,profiles!G7160,IF($C$10=2015,profiles!I7160,IF($C$10=2016,profiles!K7160)))))","v":38.920999999999999},{"$f":"IF($C$10=2012,profiles!D7160,IF($C$10=2013,profiles!F7160,IF($C$10=2014,profiles!H7160,IF($C$10=2015,profiles!J7160,IF($C$10=2016,profiles!L7160)))))","v":5.0079326757260123E-2},10.015865351452025,0,10.015865351452025,28.905134648547975,0,0,0,0,28.905134648547975,28.905134648547975]
["h7159",{"$f":"IF($C$10=2012,profiles!C7163,IF($C$10=2013,profiles!E7163,IF($C$10=2014,profiles!G7163,IF($C$10=2015,profiles!I7163,IF($C$10=2016,profiles!K7163)))))","v":40.81},{"$f":"IF($C$10=2012,profiles!D7163,IF($C$10=2013,profiles!F7163,IF($C$10=2014,profiles!H7163,IF($C$10=2015,profiles!J7163,IF($C$10=2016,profiles!L7163)))))","v":6.2012830240739461E-2},12.402566048147893,0,12.402566048147893,28.407433951852109,0,0,0,0,28.407433951852109,28.407433951852109]
["h7163",{"$f":"IF($C$10=2012,profiles!C7167,IF($C$10=2013,profiles!E7167,IF($C$10=2014,profiles!G7167,IF($C$10=2015,profiles!I7167,IF($C$10=2016,profiles!K7167)))))","v":52.174999999999997},{"$f":"IF($C$10=2012,profiles!D7167,IF($C$10=2013,profiles!F7167,IF($C$10=2014,profiles!H7167,IF($C$10=2015,profiles!J7167,IF($C$10=2016,profiles!L7167)))))","v":0.14968614196040561},29.937228392081121,0,29.937228392081121,22.237771607918877,0,0,0,0,22.237771607918877,22.237771607918877]
["h7166",{"$f":"IF($C$10=2012,profiles!C7170,IF($C$10=2013,profiles!E7170,IF($C$10=2014,profiles!G7170,IF($C$10=2015,profiles!I7170,IF($C$10=2016,profiles!K7170)))))","v":50.534999999999997},{"$f":"IF($C$10=2012,profiles!D7170,IF($C$10=2013,profiles!F7170,IF($C$10=2014,profiles!H7170,IF($C$10=2015,profiles!J7170,IF($C$10=2016,profiles!L7170)))))","v":0.1883148237566393},37.662964751327863,0,37.662964751327863,12.872035248672134,0,0,0,0,12.872035248672134,12.872035248672134]
["h7170",{"$f":"IF($C$10=2012,profiles!C7174,IF($C$10=2013,profiles!E7174,IF($C$10=2014,profiles!G7174,IF($C$10=2015,profiles!I7174,IF($C$10=2016,profiles!K7174)))))","v":54.747},{"$f":"IF($C$10=2012,profiles!D7174,IF($C$10=2013,profiles!F7174,IF($C$10=2014,profiles!H7174,IF($C$10=2015,profiles!J7174,IF($C$10=2016,profiles!L7174)))))","v":6.5337656066772429E-2},{"$f":"C7187*$C$2","v":13.067531213354485},0,13.067531213354485,41.679468786645515,0,0,0,0,{"$f":"MAX(G7187-J7187,0)","v":41.679468786645515},{"$f":"B7187-D7187","v":41.679468786645515}]
["h7173",{"$f":"IF($C$10=2012,profiles!C7177,IF($C$10=2013,profiles!E7177,IF($C$10=2014,profiles!G7177,IF($C$10=2015,profiles!I7177,IF($C$10=2016,profiles!K7177)))))","v":53.073999999999998},{"$f":"IF($C$10=2012,profiles!D7177,IF($C$10=2013,profiles!F7177,IF($C$10=2014,profiles!H7177,IF($C$10=2015,profiles!J7177,IF($C$10=2016,profiles!L7177)))))","v":7.3629026695178318E-2},14.725805339035663,0,14.725805339035663,38.348194660964339,0,0,0,0,38.348194660964339,38.348194660964339]
["h7177",{"$f":"IF($C$10=2012,profiles!C7181,IF($C$10=2013,profiles!E7181,IF($C$10=2014,profiles!G7181,IF($C$10=2015,profiles!I7181,IF($C$10=2016,profiles!K7181)))))","v":43.917000000000002},{"$f":"IF($C$10=2012,profiles!D7181,IF($C$10=2013,profiles!F7181,IF($C$10=2014,profiles!H7181,IF($C$10=2015,profiles!J7181,IF($C$10=2016,profiles!L7181)))))","v":8.2924137931034481E-2},16.584827586206895,0,16.584827586206895,27.332172413793106,0,0,0,0,27.332172413793106,27.332172413793106]
["h7178",{"$f":"IF($C$10=2012,profiles!C7182,IF($C$10=2013,profiles!E7182,IF($C$10=2014,profiles!G7182,IF($C$10=2015,profiles!I7182,IF($C$10=2016,profiles!K7182)))))","v":42.414999999999999},{"$f":"IF($C$10=2012,profiles!D7182,IF($C$10=2013,profiles!F7182,IF($C$10=2014,profiles!H7182,IF($C$10=2015,profiles!J7182,IF($C$10=2016,profiles!L7182)))))","v":8.0027586206896553E-2},16.005517241379312,0,16.005517241379312,26.409482758620687,0,0,0,0,26.409482758620687,26.409482758620687]
["h7181",{"$f":"IF($C$10=2012,profiles!C7185,IF($C$10=2013,profiles!E7185,IF($C$10=2014,profiles!G7185,IF($C$10=2015,profiles!I7185,IF($C$10=2016,profiles!K7185)))))","v":45.036000000000001},{"$f":"IF($C$10=2012,profiles!D7185,IF($C$10=2013,profiles!F7185,IF($C$10=2014,profiles!H7185,IF($C$10=2015,profiles!J7185,IF($C$10=2016,profiles!L7185)))))","v":7.0703448275862071E-2},14.140689655172414,0,14.140689655172414,30.895310344827585,0,0,0,0,30.895310344827585,30.895310344827585]
["h7184",{"$f":"IF($C$10=2012,profiles!C7188,IF($C$10=2013,profiles!E7188,IF($C$10=2014,profiles!G7188,IF($C$10=2015,profiles!I7188,IF($C$10=2016,profiles!K7188)))))","v":65.311999999999998},{"$f":"IF($C$10=2012,profiles!D7188,IF($C$10=2013,profiles!F7188,IF($C$10=2014,profiles!H7188,IF($C$10=2015,profiles!J7188,IF($C$10=2016,profiles!L7188)))))","v":8.2441379310344828E-2},16.488275862068967,0,16.488275862068967,48.82372413793103,0,0,0,0,48.82372413793103,48.82372413793103]
["h7188",{"$f":"IF($C$10=2012,profiles!C7192,IF($C$10=2013,profiles!E7192,IF($C$10=2014,profiles!G7192,IF($C$10=2015,profiles!I7192,IF($C$10=2016,profiles!K7192)))))","v":71.183000000000007},{"$f":"IF($C$10=2012,profiles!D7192,IF($C$10=2013,profiles!F7192,IF($C$10=2014,profiles!H7192,IF($C$10=2015,profiles!J7192,IF($C$10=2016,profiles!L7192)))))","v":0.17892413793103448},35.784827586206895,0,35.784827586206895,35.398172413793112,0,0,0,0,35.398172413793112,35.398172413793112]
["h7191",{"$f":"IF($C$10=2012,profiles!C7195,IF($C$10=2013,profiles!E7195,IF($C$10=2014,profiles!G7195,IF($C$10=2015,profiles!I7195,IF($C$10=2016,profiles!K7195)))))","v":67.900000000000006},{"$f":"IF($C$10=2012,profiles!D7195,IF($C$10=2013,profiles!F7195,IF($C$10=2014,profiles!H7195,IF($C$10=2015,profiles!J7195,IF($C$10=2016,profiles!L7195)))))","v":0.13604137931034482},27.208275862068966,0,27.208275862068966,40.69172413793104,0,0,0,0,40.69172413793104,40.69172413793104]
["h7194",{"$f":"IF($C$10=2012,profiles!C7198,IF($C$10=2013,profiles!E7198,IF($C$10=2014,profiles!G7198,IF($C$10=2015,profiles!I7198,IF($C$10=2016,profiles!K7198)))))","v":70.844999999999999},{"$f":"IF($C$10=2012,profiles!D7198,IF($C$10=2013,profiles!F7198,IF($C$10=2014,profiles!H7198,IF($C$10=2015,profiles!J7198,IF($C$10=2016,profiles!L7198)))))","v":5.4937931034482759E-2},10.987586206896552,0,10.987586206896552,59.857413793103447,0,0,0,0,59.857413793103447,59.857413793103447]
["h7199",{"$f":"IF($C$10=2012,profiles!C7203,IF($C$10=2013,profiles!E7203,IF($C$10=2014,profiles!G7203,IF($C$10=2015,profiles!I7203,IF($C$10=2016,profiles!K7203)))))","v":57.173999999999999},{"$f":"IF($C$10=2012,profiles!D7203,IF($C$10=2013,profiles!F7203,IF($C$10=2014,profiles!H7203,IF($C$10=2015,profiles!J7203,IF($C$10=2016,profiles!L7203)))))","v":7.2482758620689661E-2},14.496551724137932,0,14.496551724137932,42.677448275862069,0,0,0,0,42.677448275862069,42.677448275862069]
["h7202",{"$f":"IF($C$10=2012,profiles!C7206,IF($C$10=2013,profiles!E7206,IF($C$10=2014,profiles!G7206,IF($C$10=2015,profiles!I7206,IF($C$10=2016,profiles!K7206)))))","v":47.148000000000003},{"$f":"IF($C$10=2012,profiles!D7206,IF($C$10=2013,profiles!F7206,IF($C$10=2014,profiles!H7206,IF($C$10=2015,profiles!J7206,IF($C$10=2016,profiles!L7206)))))","v":6.0275521601831292E-2},12.055104320366258,0,12.055104320366258,35.092895679633742,0,0,0,0,35.092895679633742,35.092895679633742]
["h7203",{"$f":"IF($C$10=2012,profiles!C7207,IF($C$10=2013,profiles!E7207,IF($C$10=2014,profiles!G7207,IF($C$10=2015,profiles!I7207,IF($C$10=2016,profiles!K7207)))))","v":46.405999999999999},{"$f":"IF($C$10=2012,profiles!D7207,IF($C$10=2013,profiles!F7207,IF($C$10=2014,profiles!H7207,IF($C$10=2015,profiles!J7207,IF($C$10=2016,profiles!L7207)))))","v":6.0565108871023343E-2},12.113021774204668,0,12.113021774204668,34.292978225795331,0,0,0,0,34.292978225795331,34.292978225795331]
["h7206",{"$f":"IF($C$10=2012,profiles!C7210,IF($C$10=2013,profiles!E7210,IF($C$10=2014,profiles!G7210,IF($C$10=2015,profiles!I7210,IF($C$10=2016,profiles!K7210)))))","v":52.966000000000001},{"$f":"IF($C$10=2012,profiles!D7210,IF($C$10=2013,profiles!F7210,IF($C$10=2014,profiles!H7210,IF($C$10=2015,profiles!J7210,IF($C$10=2016,profiles!L7210)))))","v":5.7421018519795357E-2},11.484203703959071,0,11.484203703959071,41.481796296040926,0,0,0,0,41.481796296040926,41.481796296040926]
["h7209",{"$f":"IF($C$10=2012,profiles!C7213,IF($C$10=2013,profiles!E7213,IF($C$10=2014,profiles!G7213,IF($C$10=2015,profiles!I7213,IF($C$10=2016,profiles!K7213)))))","v":69.736999999999995},{"$f":"IF($C$10=2012,profiles!D7213,IF($C$10=2013,profiles!F7213,IF($C$10=2014,profiles!H7213,IF($C$10=2015,profiles!J7213,IF($C$10=2016,profiles!L7213)))))","v":8.9647944619882236E-2},17.929588923976446,0,17.929588923976446,51.807411076023548,0,0,0,0,51.807411076023548,51.807411076023548]
["h7213",{"$f":"IF($C$10=2012,profiles!C7217,IF($C$10=2013,profiles!E7217,IF($C$10=2014,profiles!G7217,IF($C$10=2015,profiles!I7217,IF($C$10=2016,profiles!K7217)))))","v":70.991},{"$f":"IF($C$10=2012,profiles!D7217,IF($C$10=2013,profiles!F7217,IF($C$10=2014,profiles!H7217,IF($C$10=2015,profiles!J7217,IF($C$10=2016,profiles!L7217)))))","v":0.18311568321910723},36.623136643821447,0,36.623136643821447,34.367863356178553,0,0,0,0,34.367863356178553,34.367863356178553]
["h7215",{"$f":"IF($C$10=2012,profiles!C7219,IF($C$10=2013,profiles!E7219,IF($C$10=2014,profiles!G7219,IF($C$10=2015,profiles!I7219,IF($C$10=2016,profiles!K7219)))))","v":68.733000000000004},{"$f":"IF($C$10=2012,profiles!D7219,IF($C$10=2013,profiles!F7219,IF($C$10=2014,profiles!H7219,IF($C$10=2015,profiles!J7219,IF($C$10=2016,profiles!L7219)))))","v":0.14588303432298633},29.176606864597264,0,29.176606864597264,39.556393135402743,0,0,0,0,39.556393135402743,39.556393135402743]
["h7221",{"$f":"IF($C$10=2012,profiles!C7225,IF($C$10=2013,profiles!E7225,IF($C$10=2014,profiles!G7225,IF($C$10=2015,profiles!I7225,IF($C$10=2016,profiles!K7225)))))","v":66.641000000000005},{"$f":"IF($C$10=2012,profiles!D7225,IF($C$10=2013,profiles!F7225,IF($C$10=2014,profiles!H7225,IF($C$10=2015,profiles!J7225,IF($C$10=2016,profiles!L7225)))))","v":0.11772411986154971},23.544823972309942,0,23.544823972309942,43.096176027690063,0,0,0,0,43.096176027690063,43.096176027690063]
["h7224",{"$f":"IF($C$10=2012,profiles!C7228,IF($C$10=2013,profiles!E7228,IF($C$10=2014,profiles!G7228,IF($C$10=2015,profiles!I7228,IF($C$10=2016,profiles!K7228)))))","v":53.521999999999998},{"$f":"IF($C$10=2012,profiles!D7228,IF($C$10=2013,profiles!F7228,IF($C$10=2014,profiles!H7228,IF($C$10=2015,profiles!J7228,IF($C$10=2016,profiles!L7228)))))","v":0.12387440186439042},24.774880372878084,0,24.774880372878084,28.747119627121915,0,0,0,0,28.747119627121915,28.747119627121915]
["h7227",{"$f":"IF($C$10=2012,profiles!C7231,IF($C$10=2013,profiles!E7231,IF($C$10=2014,profiles!G7231,IF($C$10=2015,profiles!I7231,IF($C$10=2016,profiles!K7231)))))","v":47.066000000000003},{"$f":"IF($C$10=2012,profiles!D7231,IF($C$10=2013,profiles!F7231,IF($C$10=2014,profiles!H7231,IF($C$10=2015,profiles!J7231,IF($C$10=2016,profiles!L7231)))))","v":9.5145523982848715E-2},19.029104796569744,0,19.029104796569744,28.036895203430259,0,0,0,0,28.036895203430259,28.036895203430259]
["h7228",{"$f":"IF($C$10=2012,profiles!C7232,IF($C$10=2013,profiles!E7232,IF($C$10=2014,profiles!G7232,IF($C$10=2015,profiles!I7232,IF($C$10=2016,profiles!K7232)))))","v":47.716000000000001},{"$f":"IF($C$10=2012,profiles!D7232,IF($C$10=2013,profiles!F7232,IF($C$10=2014,profiles!H7232,IF($C$10=2015,profiles!J7232,IF($C$10=2016,profiles!L7232)))))","v":9.5821097186030796E-2},19.16421943720616,0,19.16421943720616,28.551780562793841,0,0,0,0,28.551780562793841,28.551780562793841]
["h7231",{"$f":"IF($C$10=2012,profiles!C7235,IF($C$10=2013,profiles!E7235,IF($C$10=2014,profiles!G7235,IF($C$10=2015,profiles!I7235,IF($C$10=2016,profiles!K7235)))))","v":61.268000000000001},{"$f":"IF($C$10=2012,profiles!D7235,IF($C$10=2013,profiles!F7235,IF($C$10=2014,profiles!H7235,IF($C$10=2015,profiles!J7235,IF($C$10=2016,profiles!L7235)))))","v":8.0986061132481288E-2},16.197212226496259,0,16.197212226496259,45.070787773503739,0,0,0,0,45.070787773503739,45.070787773503739]
["h7235",{"$f":"IF($C$10=2012,profiles!C7239,IF($C$10=2013,profiles!E7239,IF($C$10=2014,profiles!G7239,IF($C$10=2015,profiles!I7239,IF($C$10=2016,profiles!K7239)))))","v":71.040999999999997},{"$f":"IF($C$10=2012,profiles!D7239,IF($C$10=2013,profiles!F7239,IF($C$10=2014,profiles!H7239,IF($C$10=2015,profiles!J7239,IF($C$10=2016,profiles!L7239)))))","v":0.13408060001930208},26.816120003860416,0,26.816120003860416,44.224879996139578,0,0,0,{"$f":"K7251+I7252*$F$2-J7252/$F$3","v":0},44.224879996139578,44.224879996139578]
["h7238",{"$f":"IF($C$10=2012,profiles!C7242,IF($C$10=2013,profiles!E7242,IF($C$10=2014,profiles!G7242,IF($C$10=2015,profiles!I7242,IF($C$10=2016,profiles!K7242)))))","v":70.412000000000006},{"$f":"IF($C$10=2012,profiles!D7242,IF($C$10=2013,profiles!F7242,IF($C$10=2014,profiles!H7242,IF($C$10=2015,profiles!J7242,IF($C$10=2016,profiles!L7242)))))","v":0.12339551364244254},24.679102728488509,0,24.679102728488509,45.732897271511497,0,0,0,0,45.732897271511497,45.732897271511497]
["h7240",{"$f":"IF($C$10=2012,profiles!C7244,IF($C$10=2013,profiles!E7244,IF($C$10=2014,profiles!G7244,IF($C$10=2015,profiles!I7244,IF($C$10=2016,profiles!K7244)))))","v":68.769000000000005},{"$f":"IF($C$10=2012,profiles!D7244,IF($C$10=2013,profiles!F7244,IF($C$10=2014,profiles!H7244,IF($C$10=2015,profiles!J7244,IF($C$10=2016,profiles!L7244)))))","v":5.4211302753305483E-2},10.842260550661097,0,10.842260550661097,57.926739449338911,0,0,{"$f":"MIN(MAX(0,G7257),K7256*$F$3)","v":0},0,57.926739449338911,57.926739449338911]
["h7246",{"$f":"IF($C$10=2012,profiles!C7250,IF($C$10=2013,profiles!E7250,IF($C$10=2014,profiles!G7250,IF($C$10=2015,profiles!I7250,IF($C$10=2016,profiles!K7250)))))","v":62.149000000000001},{"$f":"IF($C$10=2012,profiles!D7250,IF($C$10=2013,profiles!F7250,IF($C$10=2014,profiles!H7250,IF($C$10=2015,profiles!J7250,IF($C$10=2016,profiles!L7250)))))","v":1.0326618962926196E-2},2.0653237925852395,0,2.0653237925852395,60.083676207414761,0,0,0,0,60.083676207414761,60.083676207414761]
["h7249",{"$f":"IF($C$10=2012,profiles!C7253,IF($C$10=2013,profiles!E7253,IF($C$10=2014,profiles!G7253,IF($C$10=2015,profiles!I7253,IF($C$10=2016,profiles!K7253)))))","v":49.683999999999997},{"$f":"IF($C$10=2012,profiles!D7253,IF($C$10=2013,profiles!F7253,IF($C$10=2014,profiles!H7253,IF($C$10=2015,profiles!J7253,IF($C$10=2016,profiles!L7253)))))","v":9.2887363735339925E-3},1.8577472747067985,0,1.8577472747067985,47.826252725293202,0,0,0,0,47.826252725293202,47.826252725293202]
["h7252",{"$f":"IF($C$10=2012,profiles!C7256,IF($C$10=2013,profiles!E7256,IF($C$10=2014,profiles!G7256,IF($C$10=2015,profiles!I7256,IF($C$10=2016,profiles!K7256)))))","v":47.124000000000002},{"$f":"IF($C$10=2012,profiles!D7256,IF($C$10=2013,profiles!F7256,IF($C$10=2014,profiles!H7256,IF($C$10=2015,profiles!J7256,IF($C$10=2016,profiles!L7256)))))","v":7.4695773211504802E-3},1.493915464230096,0,1.493915464230096,45.630084535769903,0,0,0,0,45.630084535769903,45.630084535769903]
["h7253",{"$f":"IF($C$10=2012,profiles!C7257,IF($C$10=2013,profiles!E7257,IF($C$10=2014,profiles!G7257,IF($C$10=2015,profiles!I7257,IF($C$10=2016,profiles!K7257)))))","v":48.677999999999997},{"$f":"IF($C$10=2012,profiles!D7257,IF($C$10=2013,profiles!F7257,IF($C$10=2014,profiles!H7257,IF($C$10=2015,profiles!J7257,IF($C$10=2016,profiles!L7257)))))","v":8.627223990849078E-3},1.7254447981698156,0,1.7254447981698156,46.952555201830179,0,0,0,0,46.952555201830179,46.952555201830179]
["h7256",{"$f":"IF($C$10=2012,profiles!C7260,IF($C$10=2013,profiles!E7260,IF($C$10=2014,profiles!G7260,IF($C$10=2015,profiles!I7260,IF($C$10=2016,profiles!K7260)))))","v":66.634},{"$f":"IF($C$10=2012,profiles!D7260,IF($C$10=2013,profiles!F7260,IF($C$10=2014,profiles!H7260,IF($C$10=2015,profiles!J7260,IF($C$10=2016,profiles!L7260)))))","v":1.1824533840492826E-2},2.3649067680985651,0,2.3649067680985651,64.269093231901437,0,0,0,0,64.269093231901437,64.269093231901437]
["h7260",{"$f":"IF($C$10=2012,profiles!C7264,IF($C$10=2013,profiles!E7264,IF($C$10=2014,profiles!G7264,IF($C$10=2015,profiles!I7264,IF($C$10=2016,profiles!K7264)))))","v":71.980999999999995},{"$f":"IF($C$10=2012,profiles!D7264,IF($C$10=2013,profiles!F7264,IF($C$10=2014,profiles!H7264,IF($C$10=2015,profiles!J7264,IF($C$10=2016,profiles!L7264)))))","v":6.8962665894902214E-2},13.792533178980444,0,13.792533178980444,58.188466821019553,0,0,0,0,58.188466821019553,58.188466821019553]
["h7265",{"$f":"IF($C$10=2012,profiles!C7269,IF($C$10=2013,profiles!E7269,IF($C$10=2014,profiles!G7269,IF($C$10=2015,profiles!I7269,IF($C$10=2016,profiles!K7269)))))","v":68.096999999999994},{"$f":"IF($C$10=2012,profiles!D7269,IF($C$10=2013,profiles!F7269,IF($C$10=2014,profiles!H7269,IF($C$10=2015,profiles!J7269,IF($C$10=2016,profiles!L7269)))))","v":1.6675624646848859E-2},3.3351249293697718,0,3.3351249293697718,64.761875070630225,0,0,0,0,64.761875070630225,64.761875070630225]
["h7267",{"$f":"IF($C$10=2012,profiles!C7271,IF($C$10=2013,profiles!E7271,IF($C$10=2014,profiles!G7271,IF($C$10=2015,profiles!I7271,IF($C$10=2016,profiles!K7271)))))","v":72.247},{"$f":"IF($C$10=2012,profiles!D7271,IF($C$10=2013,profiles!F7271,IF($C$10=2014,profiles!H7271,IF($C$10=2015,profiles!J7271,IF($C$10=2016,profiles!L7271)))))","v":1.9087388542054273E-2},3.8174777084108547,0,3.8174777084108547,68.429522291589151,0,0,0,0,68.429522291589151,68.429522291589151]
["h7271",{"$f":"IF($C$10=2012,profiles!C7275,IF($C$10=2013,profiles!E7275,IF($C$10=2014,profiles!G7275,IF($C$10=2015,profiles!I7275,IF($C$10=2016,profiles!K7275)))))","v":57.268000000000001},{"$f":"IF($C$10=2012,profiles!D7275,IF($C$10=2013,profiles!F7275,IF($C$10=2014,profiles!H7275,IF($C$10=2015,profiles!J7275,IF($C$10=2016,profiles!L7275)))))","v":2.9809401744738909E-2},5.9618803489477816,0,5.9618803489477816,51.306119651052221,0,0,0,0,51.306119651052221,51.306119651052221]
["h7274",{"$f":"IF($C$10=2012,profiles!C7278,IF($C$10=2013,profiles!E7278,IF($C$10=2014,profiles!G7278,IF($C$10=2015,profiles!I7278,IF($C$10=2016,profiles!K7278)))))","v":46.527999999999999},{"$f":"IF($C$10=2012,profiles!D7278,IF($C$10=2013,profiles!F7278,IF($C$10=2014,profiles!H7278,IF($C$10=2015,profiles!J7278,IF($C$10=2016,profiles!L7278)))))","v":3.2253621990855505E-2},6.4507243981711007,0,6.4507243981711007,40.077275601828902,0,0,0,0,40.077275601828902,40.077275601828902]
["h7277",{"$f":"IF($C$10=2012,profiles!C7281,IF($C$10=2013,profiles!E7281,IF($C$10=2014,profiles!G7281,IF($C$10=2015,profiles!I7281,IF($C$10=2016,profiles!K7281)))))","v":47.430999999999997},{"$f":"IF($C$10=2012,profiles!D7281,IF($C$10=2013,profiles!F7281,IF($C$10=2014,profiles!H7281,IF($C$10=2015,profiles!J7281,IF($C$10=2016,profiles!L7281)))))","v":3.7693494188288434E-2},7.5386988376576873,0,7.5386988376576873,39.892301162342306,0,0,0,0,39.892301162342306,39.892301162342306]
["h7278",{"$f":"IF($C$10=2012,profiles!C7282,IF($C$10=2013,profiles!E7282,IF($C$10=2014,profiles!G7282,IF($C$10=2015,profiles!I7282,IF($C$10=2016,profiles!K7282)))))","v":50.781999999999996},{"$f":"IF($C$10=2012,profiles!D7282,IF($C$10=2013,profiles!F7282,IF($C$10=2014,profiles!H7282,IF($C$10=2015,profiles!J7282,IF($C$10=2016,profiles!L7282)))))","v":3.839585743403294E-2},7.6791714868065881,0,7.6791714868065881,43.102828513193408,0,0,0,0,43.102828513193408,43.102828513193408]
["h7281",{"$f":"IF($C$10=2012,profiles!C7285,IF($C$10=2013,profiles!E7285,IF($C$10=2014,profiles!G7285,IF($C$10=2015,profiles!I7285,IF($C$10=2016,profiles!K7285)))))","v":65.924000000000007},{"$f":"IF($C$10=2012,profiles!D7285,IF($C$10=2013,profiles!F7285,IF($C$10=2014,profiles!H7285,IF($C$10=2015,profiles!J7285,IF($C$10=2016,profiles!L7285)))))","v":7.1324299013937095E-2},14.264859802787418,0,14.264859802787418,51.659140197212587,0,0,0,0,51.659140197212587,51.659140197212587]
["h7286",{"$f":"IF($C$10=2012,profiles!C7290,IF($C$10=2013,profiles!E7290,IF($C$10=2014,profiles!G7290,IF($C$10=2015,profiles!I7290,IF($C$10=2016,profiles!K7290)))))","v":65.451999999999998},{"$f":"IF($C$10=2012,profiles!D7290,IF($C$10=2013,profiles!F7290,IF($C$10=2014,profiles!H7290,IF($C$10=2015,profiles!J7290,IF($C$10=2016,profiles!L7290)))))","v":0.13820029747149232},27.640059494298463,0,27.640059494298463,37.811940505701536,0,0,0,0,37.811940505701536,37.811940505701536]
["h7289",{"$f":"IF($C$10=2012,profiles!C7293,IF($C$10=2013,profiles!E7293,IF($C$10=2014,profiles!G7293,IF($C$10=2015,profiles!I7293,IF($C$10=2016,profiles!K7293)))))","v":62.95},{"$f":"IF($C$10=2012,profiles!D7293,IF($C$10=2013,profiles!F7293,IF($C$10=2014,profiles!H7293,IF($C$10=2015,profiles!J7293,IF($C$10=2016,profiles!L7293)))))","v":3.612350575662425E-2},7.22470115132485,0,7.22470115132485,55.725298848675152,0,0,0,0,55.725298848675152,55.725298848675152]
["h7292",{"$f":"IF($C$10=2012,profiles!C7296,IF($C$10=2013,profiles!E7296,IF($C$10=2014,profiles!G7296,IF($C$10=2015,profiles!I7296,IF($C$10=2016,profiles!K7296)))))","v":65.203000000000003},{"$f":"IF($C$10=2012,profiles!D7296,IF($C$10=2013,profiles!F7296,IF($C$10=2014,profiles!H7296,IF($C$10=2015,profiles!J7296,IF($C$10=2016,profiles!L7296)))))","v":5.9521842119759819E-2},11.904368423951963,0,11.904368423951963,53.298631576048038,0,0,0,0,53.298631576048038,53.298631576048038]
["h7296",{"$f":"IF($C$10=2012,profiles!C7300,IF($C$10=2013,profiles!E7300,IF($C$10=2014,profiles!G7300,IF($C$10=2015,profiles!I7300,IF($C$10=2016,profiles!K7300)))))","v":49.712000000000003},{"$f":"IF($C$10=2012,profiles!D7300,IF($C$10=2013,profiles!F7300,IF($C$10=2014,profiles!H7300,IF($C$10=2015,profiles!J7300,IF($C$10=2016,profiles!L7300)))))","v":5.4150829064066548E-2},10.830165812813309,0,10.830165812813309,38.881834187186698,0,0,0,0,38.881834187186698,38.881834187186698]
["h7299",{"$f":"IF($C$10=2012,profiles!C7303,IF($C$10=2013,profiles!E7303,IF($C$10=2014,profiles!G7303,IF($C$10=2015,profiles!I7303,IF($C$10=2016,profiles!K7303)))))","v":42.734999999999999},{"$f":"IF($C$10=2012,profiles!D7303,IF($C$10=2013,profiles!F7303,IF($C$10=2014,profiles!H7303,IF($C$10=2015,profiles!J7303,IF($C$10=2016,profiles!L7303)))))","v":5.5850075045095905E-2},11.170015009019181,0,11.170015009019181,31.564984990980818,0,0,0,{"$f":"K7315+I7316*$F$2-J7316/$F$3","v":0},31.564984990980818,31.564984990980818]
["h7300",{"$f":"IF($C$10=2012,profiles!C7304,IF($C$10=2013,profiles!E7304,IF($C$10=2014,profiles!G7304,IF($C$10=2015,profiles!I7304,IF($C$10=2016,profiles!K7304)))))","v":42.401000000000003},{"$f":"IF($C$10=2012,profiles!D7304,IF($C$10=2013,profiles!F7304,IF($C$10=2014,profiles!H7304,IF($C$10=2015,profiles!J7304,IF($C$10=2016,profiles!L7304)))))","v":5.5299285350371097E-2},11.059857070074219,0,11.059857070074219,31.341142929925784,0,0,0,0,31.341142929925784,31.341142929925784]
["h7303",{"$f":"IF($C$10=2012,profiles!C7307,IF($C$10=2013,profiles!E7307,IF($C$10=2014,profiles!G7307,IF($C$10=2015,profiles!I7307,IF($C$10=2016,profiles!K7307)))))","v":43.457000000000001},{"$f":"IF($C$10=2012,profiles!D7307,IF($C$10=2013,profiles!F7307,IF($C$10=2014,profiles!H7307,IF($C$10=2015,profiles!J7307,IF($C$10=2016,profiles!L7307)))))","v":6.4139459950704317E-2},12.827891990140863,0,12.827891990140863,30.629108009859138,0,0,0,0,30.629108009859138,30.629108009859138]
["h7307",{"$f":"IF($C$10=2012,profiles!C7311,IF($C$10=2013,profiles!E7311,IF($C$10=2014,profiles!G7311,IF($C$10=2015,profiles!I7311,IF($C$10=2016,profiles!K7311)))))","v":53.911000000000001},{"$f":"IF($C$10=2012,profiles!D7311,IF($C$10=2013,profiles!F7311,IF($C$10=2014,profiles!H7311,IF($C$10=2015,profiles!J7311,IF($C$10=2016,profiles!L7311)))))","v":0.18659377883039807},37.318755766079612,0,37.318755766079612,16.59224423392039,0,0,0,0,16.59224423392039,16.59224423392039]
["h7311",{"$f":"IF($C$10=2012,profiles!C7315,IF($C$10=2013,profiles!E7315,IF($C$10=2014,profiles!G7315,IF($C$10=2015,profiles!I7315,IF($C$10=2016,profiles!K7315)))))","v":50.271999999999998},{"$f":"IF($C$10=2012,profiles!D7315,IF($C$10=2013,profiles!F7315,IF($C$10=2014,profiles!H7315,IF($C$10=2015,profiles!J7315,IF($C$10=2016,profiles!L7315)))))","v":0.15046197485645044},30.092394971290087,0,30.092394971290087,20.179605028709911,0,0,0,0,20.179605028709911,20.179605028709911]
["h7314",{"$f":"IF($C$10=2012,profiles!C7318,IF($C$10=2013,profiles!E7318,IF($C$10=2014,profiles!G7318,IF($C$10=2015,profiles!I7318,IF($C$10=2016,profiles!K7318)))))","v":56.491},{"$f":"IF($C$10=2012,profiles!D7318,IF($C$10=2013,profiles!F7318,IF($C$10=2014,profiles!H7318,IF($C$10=2015,profiles!J7318,IF($C$10=2016,profiles!L7318)))))","v":5.662118061771064E-2},11.324236123542128,0,11.324236123542128,45.166763876457871,0,0,0,0,45.166763876457871,45.166763876457871]
["h7317",{"$f":"IF($C$10=2012,profiles!C7321,IF($C$10=2013,profiles!E7321,IF($C$10=2014,profiles!G7321,IF($C$10=2015,profiles!I7321,IF($C$10=2016,profiles!K7321)))))","v":52.631},{"$f":"IF($C$10=2012,profiles!D7321,IF($C$10=2013,profiles!F7321,IF($C$10=2014,profiles!H7321,IF($C$10=2015,profiles!J7321,IF($C$10=2016,profiles!L7321)))))","v":8.111755229059664E-2},16.223510458119328,0,16.223510458119328,36.407489541880672,0,0,0,0,36.407489541880672,36.407489541880672]
["h7321",{"$f":"IF($C$10=2012,profiles!C7325,IF($C$10=2013,profiles!E7325,IF($C$10=2014,profiles!G7325,IF($C$10=2015,profiles!I7325,IF($C$10=2016,profiles!K7325)))))","v":41.723999999999997},{"$f":"IF($C$10=2012,profiles!D7325,IF($C$10=2013,profiles!F7325,IF($C$10=2014,profiles!H7325,IF($C$10=2015,profiles!J7325,IF($C$10=2016,profiles!L7325)))))","v":8.1184165232357997E-2},16.236833046471599,0,16.236833046471599,25.487166953528398,0,0,0,0,25.487166953528398,25.487166953528398]
["h7324",{"$f":"IF($C$10=2012,profiles!C7328,IF($C$10=2013,profiles!E7328,IF($C$10=2014,profiles!G7328,IF($C$10=2015,profiles!I7328,IF($C$10=2016,profiles!K7328)))))","v":38.344000000000001},{"$f":"IF($C$10=2012,profiles!D7328,IF($C$10=2013,profiles!F7328,IF($C$10=2014,profiles!H7328,IF($C$10=2015,profiles!J7328,IF($C$10=2016,profiles!L7328)))))","v":7.9807228915662651E-2},15.961445783132531,0,15.961445783132531,22.382554216867469,0,0,0,0,22.382554216867469,22.382554216867469]
["h7325",{"$f":"IF($C$10=2012,profiles!C7329,IF($C$10=2013,profiles!E7329,IF($C$10=2014,profiles!G7329,IF($C$10=2015,profiles!I7329,IF($C$10=2016,profiles!K7329)))))","v":38.841000000000001},{"$f":"IF($C$10=2012,profiles!D7329,IF($C$10=2013,profiles!F7329,IF($C$10=2014,profiles!H7329,IF($C$10=2015,profiles!J7329,IF($C$10=2016,profiles!L7329)))))","v":7.8485370051635112E-2},15.697074010327022,0,15.697074010327022,23.143925989672979,0,0,0,0,23.143925989672979,23.143925989672979]
["h7328",{"$f":"IF($C$10=2012,profiles!C7332,IF($C$10=2013,profiles!E7332,IF($C$10=2014,profiles!G7332,IF($C$10=2015,profiles!I7332,IF($C$10=2016,profiles!K7332)))))","v":41.531999999999996},{"$f":"IF($C$10=2012,profiles!D7332,IF($C$10=2013,profiles!F7332,IF($C$10=2014,profiles!H7332,IF($C$10=2015,profiles!J7332,IF($C$10=2016,profiles!L7332)))))","v":9.0409638554216867E-2},18.081927710843374,0,18.081927710843374,23.450072289156623,0,0,0,0,23.450072289156623,23.450072289156623]
["h7332",{"$f":"IF($C$10=2012,profiles!C7336,IF($C$10=2013,profiles!E7336,IF($C$10=2014,profiles!G7336,IF($C$10=2015,profiles!I7336,IF($C$10=2016,profiles!K7336)))))","v":52.838999999999999},{"$f":"IF($C$10=2012,profiles!D7336,IF($C$10=2013,profiles!F7336,IF($C$10=2014,profiles!H7336,IF($C$10=2015,profiles!J7336,IF($C$10=2016,profiles!L7336)))))","v":0.24561790017211704},49.123580034423412,0,49.123580034423412,3.7154199655765865,0,0,0,0,3.7154199655765865,3.7154199655765865]
["h7336",{"$f":"IF($C$10=2012,profiles!C7340,IF($C$10=2013,profiles!E7340,IF($C$10=2014,profiles!G7340,IF($C$10=2015,profiles!I7340,IF($C$10=2016,profiles!K7340)))))","v":47.427},{"$f":"IF($C$10=2012,profiles!D7340,IF($C$10=2013,profiles!F7340,IF($C$10=2014,profiles!H7340,IF($C$10=2015,profiles!J7340,IF($C$10=2016,profiles!L7340)))))","v":0.14237521514629947},28.475043029259894,0,28.475043029259894,18.951956970740106,0,0,0,0,18.951956970740106,18.951956970740106]
["h7339",{"$f":"IF($C$10=2012,profiles!C7343,IF($C$10=2013,profiles!E7343,IF($C$10=2014,profiles!G7343,IF($C$10=2015,profiles!I7343,IF($C$10=2016,profiles!K7343)))))","v":57.692},{"$f":"IF($C$10=2012,profiles!D7343,IF($C$10=2013,profiles!F7343,IF($C$10=2014,profiles!H7343,IF($C$10=2015,profiles!J7343,IF($C$10=2016,profiles!L7343)))))","v":0.12017900172117039},24.03580034423408,0,24.03580034423408,33.656199655765917,0,0,0,0,33.656199655765917,33.656199655765917]
["h7343",{"$f":"IF($C$10=2012,profiles!C7347,IF($C$10=2013,profiles!E7347,IF($C$10=2014,profiles!G7347,IF($C$10=2015,profiles!I7347,IF($C$10=2016,profiles!K7347)))))","v":50.113},{"$f":"IF($C$10=2012,profiles!D7347,IF($C$10=2013,profiles!F7347,IF($C$10=2014,profiles!H7347,IF($C$10=2015,profiles!J7347,IF($C$10=2016,profiles!L7347)))))","v":0.15329432013769362},30.658864027538723,0,30.658864027538723,19.454135972461277,0,0,0,0,19.454135972461277,19.454135972461277]
["h7346",{"$f":"IF($C$10=2012,profiles!C7350,IF($C$10=2013,profiles!E7350,IF($C$10=2014,profiles!G7350,IF($C$10=2015,profiles!I7350,IF($C$10=2016,profiles!K7350)))))","v":42.179000000000002},{"$f":"IF($C$10=2012,profiles!D7350,IF($C$10=2013,profiles!F7350,IF($C$10=2014,profiles!H7350,IF($C$10=2015,profiles!J7350,IF($C$10=2016,profiles!L7350)))))","v":0.16719650991563795},33.439301983127592,0,33.439301983127592,8.7396980168724099,0,0,0,0,8.7396980168724099,8.7396980168724099]
["h7349",{"$f":"IF($C$10=2012,profiles!C7353,IF($C$10=2013,profiles!E7353,IF($C$10=2014,profiles!G7353,IF($C$10=2015,profiles!I7353,IF($C$10=2016,profiles!K7353)))))","v":44.703000000000003},{"$f":"IF($C$10=2012,profiles!D7353,IF($C$10=2013,profiles!F7353,IF($C$10=2014,profiles!H7353,IF($C$10=2015,profiles!J7353,IF($C$10=2016,profiles!L7353)))))","v":0.19538141832844777},39.076283665689552,0,39.076283665689552,5.6267163343104514,0,0,0,0,5.6267163343104514,5.6267163343104514]
["h7350",{"$f":"IF($C$10=2012,profiles!C7354,IF($C$10=2013,profiles!E7354,IF($C$10=2014,profiles!G7354,IF($C$10=2015,profiles!I7354,IF($C$10=2016,profiles!K7354)))))","v":49.66},{"$f":"IF($C$10=2012,profiles!D7354,IF($C$10=2013,profiles!F7354,IF($C$10=2014,profiles!H7354,IF($C$10=2015,profiles!J7354,IF($C$10=2016,profiles!L7354)))))","v":0.20061104000660585},40.122208001321169,0,40.122208001321169,9.5377919986788271,0,0,0,0,9.5377919986788271,9.5377919986788271]
["h7353",{"$f":"IF($C$10=2012,profiles!C7357,IF($C$10=2013,profiles!E7357,IF($C$10=2014,profiles!G7357,IF($C$10=2015,profiles!I7357,IF($C$10=2016,profiles!K7357)))))","v":67.801000000000002},{"$f":"IF($C$10=2012,profiles!D7357,IF($C$10=2013,profiles!F7357,IF($C$10=2014,profiles!H7357,IF($C$10=2015,profiles!J7357,IF($C$10=2016,profiles!L7357)))))","v":0.22194239158856641},44.388478317713279,0,44.388478317713279,23.412521682286723,0,0,0,0,23.412521682286723,23.412521682286723]
["h7357",{"$f":"IF($C$10=2012,profiles!C7361,IF($C$10=2013,profiles!E7361,IF($C$10=2014,profiles!G7361,IF($C$10=2015,profiles!I7361,IF($C$10=2016,profiles!K7361)))))","v":70.513000000000005},{"$f":"IF($C$10=2012,profiles!D7361,IF($C$10=2013,profiles!F7361,IF($C$10=2014,profiles!H7361,IF($C$10=2015,profiles!J7361,IF($C$10=2016,profiles!L7361)))))","v":0.33656744147640477},67.313488295280948,0,67.313488295280948,3.1995117047190575,0,0,0,0,3.1995117047190575,3.1995117047190575]
["h7361",{"$f":"IF($C$10=2012,profiles!C7365,IF($C$10=2013,profiles!E7365,IF($C$10=2014,profiles!G7365,IF($C$10=2015,profiles!I7365,IF($C$10=2016,profiles!K7365)))))","v":68.588999999999999},{"$f":"IF($C$10=2012,profiles!D7365,IF($C$10=2013,profiles!F7365,IF($C$10=2014,profiles!H7365,IF($C$10=2015,profiles!J7365,IF($C$10=2016,profiles!L7365)))))","v":0.20266160219093624},40.532320438187249,{"$f":"D7378-F7378","v":0},{"$f":"MIN(D7378,B7378)","v":40.532320438187249},{"$f":"B7378-F7378","v":28.05667956181275},{"$f":"-MIN(-E7378+$C$3,0)","v":0},{"$f":"E7378-H7378","v":0},0,0,28.05667956181275,28.05667956181275]
["h7364",{"$f":"IF($C$10=2012,profiles!C7368,IF($C$10=2013,profiles!E7368,IF($C$10=2014,profiles!G7368,IF($C$10=2015,profiles!I7368,IF($C$10=2016,profiles!K7368)))))","v":70.858999999999995},{"$f":"IF($C$10=2012,profiles!D7368,IF($C$10=2013,profiles!F7368,IF($C$10=2014,profiles!H7368,IF($C$10=2015,profiles!J7368,IF($C$10=2016,profiles!L7368)))))","v":0.2675639596493401},53.512791929868023,0,53.512791929868023,17.346208070131972,0,0,0,0,17.346208070131972,17.346208070131972]
["h7368",{"$f":"IF($C$10=2012,profiles!C7372,IF($C$10=2013,profiles!E7372,IF($C$10=2014,profiles!G7372,IF($C$10=2015,profiles!I7372,IF($C$10=2016,profiles!K7372)))))","v":52.886000000000003},{"$f":"IF($C$10=2012,profiles!D7372,IF($C$10=2013,profiles!F7372,IF($C$10=2014,profiles!H7372,IF($C$10=2015,profiles!J7372,IF($C$10=2016,profiles!L7372)))))","v":0.2136162833904463},42.723256678089264,0,42.723256678089264,10.162743321910739,0,0,{"$f":"MIN(MAX(0,G7385),K7384*$F$3)","v":0},0,10.162743321910739,10.162743321910739]
["h7371",{"$f":"IF($C$10=2012,profiles!C7375,IF($C$10=2013,profiles!E7375,IF($C$10=2014,profiles!G7375,IF($C$10=2015,profiles!I7375,IF($C$10=2016,profiles!K7375)))))","v":46.500999999999998},{"$f":"IF($C$10=2012,profiles!D7375,IF($C$10=2013,profiles!F7375,IF($C$10=2014,profiles!H7375,IF($C$10=2015,profiles!J7375,IF($C$10=2016,profiles!L7375)))))","v":0.18062625539993946},36.125251079987891,0,36.125251079987891,10.375748920012107,0,0,0,0,10.375748920012107,10.375748920012107]
["h7374",{"$f":"IF($C$10=2012,profiles!C7378,IF($C$10=2013,profiles!E7378,IF($C$10=2014,profiles!G7378,IF($C$10=2015,profiles!I7378,IF($C$10=2016,profiles!K7378)))))","v":52.771000000000001},{"$f":"IF($C$10=2012,profiles!D7378,IF($C$10=2013,profiles!F7378,IF($C$10=2014,profiles!H7378,IF($C$10=2015,profiles!J7378,IF($C$10=2016,profiles!L7378)))))","v":0.15802217758577994},31.604435517155988,0,31.604435517155988,21.166564482844013,0,0,0,0,21.166564482844013,21.166564482844013]
["h7378",{"$f":"IF($C$10=2012,profiles!C7382,IF($C$10=2013,profiles!E7382,IF($C$10=2014,profiles!G7382,IF($C$10=2015,profiles!I7382,IF($C$10=2016,profiles!K7382)))))","v":70.045000000000002},{"$f":"IF($C$10=2012,profiles!D7382,IF($C$10=2013,profiles!F7382,IF($C$10=2014,profiles!H7382,IF($C$10=2015,profiles!J7382,IF($C$10=2016,profiles!L7382)))))","v":0.15311064028836366},30.622128057672732,0,30.622128057672732,39.422871942327269,0,0,0,0,39.422871942327269,39.422871942327269]
["h7379",{"$f":"IF($C$10=2012,profiles!C7383,IF($C$10=2013,profiles!E7383,IF($C$10=2014,profiles!G7383,IF($C$10=2015,profiles!I7383,IF($C$10=2016,profiles!K7383)))))","v":70.734999999999999},{"$f":"IF($C$10=2012,profiles!D7383,IF($C$10=2013,profiles!F7383,IF($C$10=2014,profiles!H7383,IF($C$10=2015,profiles!J7383,IF($C$10=2016,profiles!L7383)))))","v":0.15123957846077649},30.247915692155296,0,30.247915692155296,40.487084307844704,0,0,0,0,40.487084307844704,40.487084307844704]
["h7382",{"$f":"IF($C$10=2012,profiles!C7386,IF($C$10=2013,profiles!E7386,IF($C$10=2014,profiles!G7386,IF($C$10=2015,profiles!I7386,IF($C$10=2016,profiles!K7386)))))","v":70.269000000000005},{"$f":"IF($C$10=2012,profiles!D7386,IF($C$10=2013,profiles!F7386,IF($C$10=2014,profiles!H7386,IF($C$10=2015,profiles!J7386,IF($C$10=2016,profiles!L7386)))))","v":0.11315796714635555},22.63159342927111,0,22.63159342927111,47.637406570728899,0,0,0,0,47.637406570728899,47.637406570728899]
["h7386",{"$f":"IF($C$10=2012,profiles!C7390,IF($C$10=2013,profiles!E7390,IF($C$10=2014,profiles!G7390,IF($C$10=2015,profiles!I7390,IF($C$10=2016,profiles!K7390)))))","v":73.221000000000004},{"$f":"IF($C$10=2012,profiles!D7390,IF($C$10=2013,profiles!F7390,IF($C$10=2014,profiles!H7390,IF($C$10=2015,profiles!J7390,IF($C$10=2016,profiles!L7390)))))","v":2.8038411798695762E-2},5.6076823597391527,0,5.6076823597391527,67.613317640260846,0,0,0,0,67.613317640260846,67.613317640260846]
["h7389",{"$f":"IF($C$10=2012,profiles!C7393,IF($C$10=2013,profiles!E7393,IF($C$10=2014,profiles!G7393,IF($C$10=2015,profiles!I7393,IF($C$10=2016,profiles!K7393)))))","v":66.713999999999999},{"$f":"IF($C$10=2012,profiles!D7393,IF($C$10=2013,profiles!F7393,IF($C$10=2014,profiles!H7393,IF($C$10=2015,profiles!J7393,IF($C$10=2016,profiles!L7393)))))","v":1.8490493354978949E-2},3.6980986709957899,0,3.6980986709957899,63.015901329004208,0,0,0,0,63.015901329004208,63.015901329004208]
["h7393",{"$f":"IF($C$10=2012,profiles!C7397,IF($C$10=2013,profiles!E7397,IF($C$10=2014,profiles!G7397,IF($C$10=2015,profiles!I7397,IF($C$10=2016,profiles!K7397)))))","v":49.512999999999998},{"$f":"IF($C$10=2012,profiles!D7397,IF($C$10=2013,profiles!F7397,IF($C$10=2014,profiles!H7397,IF($C$10=2015,profiles!J7397,IF($C$10=2016,profiles!L7397)))))","v":1.7631445035826768E-2},3.5262890071653534,0,3.5262890071653534,45.986710992834645,0,0,0,0,45.986710992834645,45.986710992834645]
["h7396",{"$f":"IF($C$10=2012,profiles!C7400,IF($C$10=2013,profiles!E7400,IF($C$10=2014,profiles!G7400,IF($C$10=2015,profiles!I7400,IF($C$10=2016,profiles!K7400)))))","v":47.43},{"$f":"IF($C$10=2012,profiles!D7400,IF($C$10=2013,profiles!F7400,IF($C$10=2014,profiles!H7400,IF($C$10=2015,profiles!J7400,IF($C$10=2016,profiles!L7400)))))","v":1.7851494271843325E-2},3.5702988543686649,0,3.5702988543686649,43.859701145631334,0,0,0,0,43.859701145631334,43.859701145631334]
["h7399",{"$f":"IF($C$10=2012,profiles!C7403,IF($C$10=2013,profiles!E7403,IF($C$10=2014,profiles!G7403,IF($C$10=2015,profiles!I7403,IF($C$10=2016,profiles!K7403)))))","v":62.265000000000001},{"$f":"IF($C$10=2012,profiles!D7403,IF($C$10=2013,profiles!F7403,IF($C$10=2014,profiles!H7403,IF($C$10=2015,profiles!J7403,IF($C$10=2016,profiles!L7403)))))","v":1.6214878078970169E-2},3.2429756157940339,0,3.2429756157940339,59.022024384205963,0,0,0,0,59.022024384205963,59.022024384205963]
["h7401",{"$f":"IF($C$10=2012,profiles!C7405,IF($C$10=2013,profiles!E7405,IF($C$10=2014,profiles!G7405,IF($C$10=2015,profiles!I7405,IF($C$10=2016,profiles!K7405)))))","v":70.861000000000004},{"$f":"IF($C$10=2012,profiles!D7405,IF($C$10=2013,profiles!F7405,IF($C$10=2014,profiles!H7405,IF($C$10=2015,profiles!J7405,IF($C$10=2016,profiles!L7405)))))","v":2.9115264540440923E-2},5.8230529080881848,0,5.8230529080881848,65.037947091911818,0,0,0,0,65.037947091911818,65.037947091911818]
["h7404",{"$f":"IF($C$10=2012,profiles!C7408,IF($C$10=2013,profiles!E7408,IF($C$10=2014,profiles!G7408,IF($C$10=2015,profiles!I7408,IF($C$10=2016,profiles!K7408)))))","v":73.072000000000003},{"$f":"IF($C$10=2012,profiles!D7408,IF($C$10=2013,profiles!F7408,IF($C$10=2014,profiles!H7408,IF($C$10=2015,profiles!J7408,IF($C$10=2016,profiles!L7408)))))","v":5.9880898351006039E-2},11.976179670201208,0,11.976179670201208,61.095820329798798,0,0,0,0,61.095820329798798,61.095820329798798]
["h7408",{"$f":"IF($C$10=2012,profiles!C7412,IF($C$10=2013,profiles!E7412,IF($C$10=2014,profiles!G7412,IF($C$10=2015,profiles!I7412,IF($C$10=2016,profiles!K7412)))))","v":70.578000000000003},{"$f":"IF($C$10=2012,profiles!D7412,IF($C$10=2013,profiles!F7412,IF($C$10=2014,profiles!H7412,IF($C$10=2015,profiles!J7412,IF($C$10=2016,profiles!L7412)))))","v":2.189489898364759E-2},4.3789797967295181,0,4.3789797967295181,66.199020203270479,0,0,0,0,66.199020203270479,66.199020203270479]
["h7411",{"$f":"IF($C$10=2012,profiles!C7415,IF($C$10=2013,profiles!E7415,IF($C$10=2014,profiles!G7415,IF($C$10=2015,profiles!I7415,IF($C$10=2016,profiles!K7415)))))","v":73.700999999999993},{"$f":"IF($C$10=2012,profiles!D7415,IF($C$10=2013,profiles!F7415,IF($C$10=2014,profiles!H7415,IF($C$10=2015,profiles!J7415,IF($C$10=2016,profiles!L7415)))))","v":1.5320928057652899E-2},3.0641856115305797,0,3.0641856115305797,70.636814388469418,0,0,0,0,70.636814388469418,70.636814388469418]
["h7414",{"$f":"IF($C$10=2012,profiles!C7418,IF($C$10=2013,profiles!E7418,IF($C$10=2014,profiles!G7418,IF($C$10=2015,profiles!I7418,IF($C$10=2016,profiles!K7418)))))","v":62.764000000000003},{"$f":"IF($C$10=2012,profiles!D7418,IF($C$10=2013,profiles!F7418,IF($C$10=2014,profiles!H7418,IF($C$10=2015,profiles!J7418,IF($C$10=2016,profiles!L7418)))))","v":1.6008581920204646E-2},3.2017163840409291,0,3.2017163840409291,59.562283615959075,0,0,0,0,59.562283615959075,59.562283615959075]
["h7418",{"$f":"IF($C$10=2012,profiles!C7422,IF($C$10=2013,profiles!E7422,IF($C$10=2014,profiles!G7422,IF($C$10=2015,profiles!I7422,IF($C$10=2016,profiles!K7422)))))","v":47.695999999999998},{"$f":"IF($C$10=2012,profiles!D7422,IF($C$10=2013,profiles!F7422,IF($C$10=2014,profiles!H7422,IF($C$10=2015,profiles!J7422,IF($C$10=2016,profiles!L7422)))))","v":1.128367234744365E-2},2.2567344694887299,0,2.2567344694887299,45.439265530511271,0,0,0,0,45.439265530511271,45.439265530511271]
["h7420",{"$f":"IF($C$10=2012,profiles!C7424,IF($C$10=2013,profiles!E7424,IF($C$10=2014,profiles!G7424,IF($C$10=2015,profiles!I7424,IF($C$10=2016,profiles!K7424)))))","v":47.64},{"$f":"IF($C$10=2012,profiles!D7424,IF($C$10=2013,profiles!F7424,IF($C$10=2014,profiles!H7424,IF($C$10=2015,profiles!J7424,IF($C$10=2016,profiles!L7424)))))","v":1.4169873556899396E-2},2.833974711379879,0,2.833974711379879,44.80602528862012,0,0,0,0,44.80602528862012,44.80602528862012]
["h7425",{"$f":"IF($C$10=2012,profiles!C7429,IF($C$10=2013,profiles!E7429,IF($C$10=2014,profiles!G7429,IF($C$10=2015,profiles!I7429,IF($C$10=2016,profiles!K7429)))))","v":69.512},{"$f":"IF($C$10=2012,profiles!D7429,IF($C$10=2013,profiles!F7429,IF($C$10=2014,profiles!H7429,IF($C$10=2015,profiles!J7429,IF($C$10=2016,profiles!L7429)))))","v":2.807861462341946E-2},5.615722924683892,{"$f":"D7442-F7442","v":0},{"$f":"MIN(D7442,B7442)","v":5.615722924683892},{"$f":"B7442-F7442","v":63.896277075316107},{"$f":"-MIN(-E7442+$C$3,0)","v":0},{"$f":"E7442-H7442","v":0},0,0,63.896277075316107,63.896277075316107]
["h7426",{"$f":"IF($C$10=2012,profiles!C7430,IF($C$10=2013,profiles!E7430,IF($C$10=2014,profiles!G7430,IF($C$10=2015,profiles!I7430,IF($C$10=2016,profiles!K7430)))))","v":69.930000000000007},{"$f":"IF($C$10=2012,profiles!D7430,IF($C$10=2013,profiles!F7430,IF($C$10=2014,profiles!H7430,IF($C$10=2015,profiles!J7430,IF($C$10=2016,profiles!L7430)))))","v":5.1979109400769656E-2},{"$f":"C7443*$C$2","v":10.395821880153932},0,10.395821880153932,59.534178119846075,0,0,0,0,{"$f":"MAX(G7443-J7443,0)","v":59.534178119846075},{"$f":"B7443-D7443","v":59.534178119846075}]
["h7429",{"$f":"IF($C$10=2012,profiles!C7433,IF($C$10=2013,profiles!E7433,IF($C$10=2014,profiles!G7433,IF($C$10=2015,profiles!I7433,IF($C$10=2016,profiles!K7433)))))","v":70.888000000000005},{"$f":"IF($C$10=2012,profiles!D7433,IF($C$10=2013,profiles!F7433,IF($C$10=2014,profiles!H7433,IF($C$10=2015,profiles!J7433,IF($C$10=2016,profiles!L7433)))))","v":8.9939527212754264E-2},17.987905442550854,0,17.987905442550854,52.900094557449151,0,0,0,0,52.900094557449151,52.900094557449151]
["h7433",{"$f":"IF($C$10=2012,profiles!C7437,IF($C$10=2013,profiles!E7437,IF($C$10=2014,profiles!G7437,IF($C$10=2015,profiles!I7437,IF($C$10=2016,profiles!K7437)))))","v":69.346000000000004},{"$f":"IF($C$10=2012,profiles!D7437,IF($C$10=2013,profiles!F7437,IF($C$10=2014,profiles!H7437,IF($C$10=2015,profiles!J7437,IF($C$10=2016,profiles!L7437)))))","v":2.0560747663551402E-2},4.1121495327102808,0,4.1121495327102808,65.233850467289727,0,0,0,0,65.233850467289727,65.233850467289727]
["h7436",{"$f":"IF($C$10=2012,profiles!C7440,IF($C$10=2013,profiles!E7440,IF($C$10=2014,profiles!G7440,IF($C$10=2015,profiles!I7440,IF($C$10=2016,profiles!K7440)))))","v":71.055999999999997},{"$f":"IF($C$10=2012,profiles!D7440,IF($C$10=2013,profiles!F7440,IF($C$10=2014,profiles!H7440,IF($C$10=2015,profiles!J7440,IF($C$10=2016,profiles!L7440)))))","v":3.2916437603078615E-2},6.5832875206157233,0,6.5832875206157233,64.472712479384271,0,0,0,0,64.472712479384271,64.472712479384271]
["h7439",{"$f":"IF($C$10=2012,profiles!C7443,IF($C$10=2013,profiles!E7443,IF($C$10=2014,profiles!G7443,IF($C$10=2015,profiles!I7443,IF($C$10=2016,profiles!K7443)))))","v":59.002000000000002},{"$f":"IF($C$10=2012,profiles!D7443,IF($C$10=2013,profiles!F7443,IF($C$10=2014,profiles!H7443,IF($C$10=2015,profiles!J7443,IF($C$10=2016,profiles!L7443)))))","v":4.1506322155030237E-2},8.3012644310060466,0,8.3012644310060466,50.700735568993956,0,0,0,0,50.700735568993956,50.700735568993956]
["h7443",{"$f":"IF($C$10=2012,profiles!C7447,IF($C$10=2013,profiles!E7447,IF($C$10=2014,profiles!G7447,IF($C$10=2015,profiles!I7447,IF($C$10=2016,profiles!K7447)))))","v":47.454999999999998},{"$f":"IF($C$10=2012,profiles!D7447,IF($C$10=2013,profiles!F7447,IF($C$10=2014,profiles!H7447,IF($C$10=2015,profiles!J7447,IF($C$10=2016,profiles!L7447)))))","v":4.9866747259389513E-2},9.9733494518779029,0,9.9733494518779029,37.481650548122097,0,0,0,0,37.481650548122097,37.481650548122097]
["h7445",{"$f":"IF($C$10=2012,profiles!C7449,IF($C$10=2013,profiles!E7449,IF($C$10=2014,profiles!G7449,IF($C$10=2015,profiles!I7449,IF($C$10=2016,profiles!K7449)))))","v":49.607999999999997},{"$f":"IF($C$10=2012,profiles!D7449,IF($C$10=2013,profiles!F7449,IF($C$10=2014,profiles!H7449,IF($C$10=2015,profiles!J7449,IF($C$10=2016,profiles!L7449)))))","v":5.4509987086847816E-2},10.901997417369563,0,10.901997417369563,38.706002582630433,0,0,0,0,38.706002582630433,38.706002582630433]
["h7448",{"$f":"IF($C$10=2012,profiles!C7452,IF($C$10=2013,profiles!E7452,IF($C$10=2014,profiles!G7452,IF($C$10=2015,profiles!I7452,IF($C$10=2016,profiles!K7452)))))","v":67.747},{"$f":"IF($C$10=2012,profiles!D7452,IF($C$10=2013,profiles!F7452,IF($C$10=2014,profiles!H7452,IF($C$10=2015,profiles!J7452,IF($C$10=2016,profiles!L7452)))))","v":7.2505975767233569E-2},14.501195153446714,0,14.501195153446714,53.245804846553284,0,0,0,0,53.245804846553284,53.245804846553284]
["h7451",{"$f":"IF($C$10=2012,profiles!C7455,IF($C$10=2013,profiles!E7455,IF($C$10=2014,profiles!G7455,IF($C$10=2015,profiles!I7455,IF($C$10=2016,profiles!K7455)))))","v":71.242999999999995},{"$f":"IF($C$10=2012,profiles!D7455,IF($C$10=2013,profiles!F7455,IF($C$10=2014,profiles!H7455,IF($C$10=2015,profiles!J7455,IF($C$10=2016,profiles!L7455)))))","v":0.15833722559551611},31.66744511910322,0,31.66744511910322,39.575554880896775,0,0,0,0,39.575554880896775,39.575554880896775]
["h7454",{"$f":"IF($C$10=2012,profiles!C7458,IF($C$10=2013,profiles!E7458,IF($C$10=2014,profiles!G7458,IF($C$10=2015,profiles!I7458,IF($C$10=2016,profiles!K7458)))))","v":69.552999999999997},{"$f":"IF($C$10=2012,profiles!D7458,IF($C$10=2013,profiles!F7458,IF($C$10=2014,profiles!H7458,IF($C$10=2015,profiles!J7458,IF($C$10=2016,profiles!L7458)))))","v":0.19167788554001702},38.335577108003406,0,38.335577108003406,31.217422891996591,0,0,0,0,31.217422891996591,31.217422891996591]
["h7458",{"$f":"IF($C$10=2012,profiles!C7462,IF($C$10=2013,profiles!E7462,IF($C$10=2014,profiles!G7462,IF($C$10=2015,profiles!I7462,IF($C$10=2016,profiles!K7462)))))","v":72.185000000000002},{"$f":"IF($C$10=2012,profiles!D7462,IF($C$10=2013,profiles!F7462,IF($C$10=2014,profiles!H7462,IF($C$10=2015,profiles!J7462,IF($C$10=2016,profiles!L7462)))))","v":0.14444871830095887},28.889743660191776,0,28.889743660191776,43.295256339808226,0,0,0,0,43.295256339808226,43.295256339808226]
["h7461",{"$f":"IF($C$10=2012,profiles!C7465,IF($C$10=2013,profiles!E7465,IF($C$10=2014,profiles!G7465,IF($C$10=2015,profiles!I7465,IF($C$10=2016,profiles!K7465)))))","v":64.429000000000002},{"$f":"IF($C$10=2012,profiles!D7465,IF($C$10=2013,profiles!F7465,IF($C$10=2014,profiles!H7465,IF($C$10=2015,profiles!J7465,IF($C$10=2016,profiles!L7465)))))","v":0.14535538643294776},29.071077286589553,0,29.071077286589553,35.357922713410446,0,0,0,0,35.357922713410446,35.357922713410446]
["h7464",{"$f":"IF($C$10=2012,profiles!C7468,IF($C$10=2013,profiles!E7468,IF($C$10=2014,profiles!G7468,IF($C$10=2015,profiles!I7468,IF($C$10=2016,profiles!K7468)))))","v":52.904000000000003},{"$f":"IF($C$10=2012,profiles!D7468,IF($C$10=2013,profiles!F7468,IF($C$10=2014,profiles!H7468,IF($C$10=2015,profiles!J7468,IF($C$10=2016,profiles!L7468)))))","v":0.13381597384399813},26.763194768799625,0,26.763194768799625,26.140805231200378,0,0,0,0,26.140805231200378,26.140805231200378]
["h7466",{"$f":"IF($C$10=2012,profiles!C7470,IF($C$10=2013,profiles!E7470,IF($C$10=2014,profiles!G7470,IF($C$10=2015,profiles!I7470,IF($C$10=2016,profiles!K7470)))))","v":46.624000000000002},{"$f":"IF($C$10=2012,profiles!D7470,IF($C$10=2013,profiles!F7470,IF($C$10=2014,profiles!H7470,IF($C$10=2015,profiles!J7470,IF($C$10=2016,profiles!L7470)))))","v":0.12838441144552659},25.676882289105318,0,25.676882289105318,20.947117710894684,0,0,0,0,20.947117710894684,20.947117710894684]
["h7472",{"$f":"IF($C$10=2012,profiles!C7476,IF($C$10=2013,profiles!E7476,IF($C$10=2014,profiles!G7476,IF($C$10=2015,profiles!I7476,IF($C$10=2016,profiles!K7476)))))","v":50.625999999999998},{"$f":"IF($C$10=2012,profiles!D7476,IF($C$10=2013,profiles!F7476,IF($C$10=2014,profiles!H7476,IF($C$10=2015,profiles!J7476,IF($C$10=2016,profiles!L7476)))))","v":0.12592551890874623},25.185103781749245,0,25.185103781749245,25.440896218250753,0,0,0,0,25.440896218250753,25.440896218250753]
["h7473",{"$f":"IF($C$10=2012,profiles!C7477,IF($C$10=2013,profiles!E7477,IF($C$10=2014,profiles!G7477,IF($C$10=2015,profiles!I7477,IF($C$10=2016,profiles!K7477)))))","v":54.500999999999998},{"$f":"IF($C$10=2012,profiles!D7477,IF($C$10=2013,profiles!F7477,IF($C$10=2014,profiles!H7477,IF($C$10=2015,profiles!J7477,IF($C$10=2016,profiles!L7477)))))","v":0.14577523799057654},29.155047598115306,0,29.155047598115306,25.345952401884691,0,0,0,0,25.345952401884691,25.345952401884691]
["h7476",{"$f":"IF($C$10=2012,profiles!C7480,IF($C$10=2013,profiles!E7480,IF($C$10=2014,profiles!G7480,IF($C$10=2015,profiles!I7480,IF($C$10=2016,profiles!K7480)))))","v":58.994999999999997},{"$f":"IF($C$10=2012,profiles!D7480,IF($C$10=2013,profiles!F7480,IF($C$10=2014,profiles!H7480,IF($C$10=2015,profiles!J7480,IF($C$10=2016,profiles!L7480)))))","v":0.26323886973364286},52.64777394672857,0,52.64777394672857,6.3472260532714273,0,0,0,0,6.3472260532714273,6.3472260532714273]
["h7479",{"$f":"IF($C$10=2012,profiles!C7483,IF($C$10=2013,profiles!E7483,IF($C$10=2014,profiles!G7483,IF($C$10=2015,profiles!I7483,IF($C$10=2016,profiles!K7483)))))","v":53.728999999999999},{"$f":"IF($C$10=2012,profiles!D7483,IF($C$10=2013,profiles!F7483,IF($C$10=2014,profiles!H7483,IF($C$10=2015,profiles!J7483,IF($C$10=2016,profiles!L7483)))))","v":0.17951289201478082},35.902578402956166,0,35.902578402956166,17.826421597043833,0,0,0,0,17.826421597043833,17.826421597043833]
["h7483",{"$f":"IF($C$10=2012,profiles!C7487,IF($C$10=2013,profiles!E7487,IF($C$10=2014,profiles!G7487,IF($C$10=2015,profiles!I7487,IF($C$10=2016,profiles!K7487)))))","v":61.578000000000003},{"$f":"IF($C$10=2012,profiles!D7487,IF($C$10=2013,profiles!F7487,IF($C$10=2014,profiles!H7487,IF($C$10=2015,profiles!J7487,IF($C$10=2016,profiles!L7487)))))","v":8.4756239954943205E-2},16.951247990988641,0,16.951247990988641,44.626752009011362,0,0,0,0,44.626752009011362,44.626752009011362]
["h7486",{"$f":"IF($C$10=2012,profiles!C7490,IF($C$10=2013,profiles!E7490,IF($C$10=2014,profiles!G7490,IF($C$10=2015,profiles!I7490,IF($C$10=2016,profiles!K7490)))))","v":52.156999999999996},{"$f":"IF($C$10=2012,profiles!D7490,IF($C$10=2013,profiles!F7490,IF($C$10=2014,profiles!H7490,IF($C$10=2015,profiles!J7490,IF($C$10=2016,profiles!L7490)))))","v":8.7311290300424463E-2},17.462258060084892,0,17.462258060084892,34.694741939915104,0,0,0,0,34.694741939915104,34.694741939915104]
["h7491",{"$f":"IF($C$10=2012,profiles!C7495,IF($C$10=2013,profiles!E7495,IF($C$10=2014,profiles!G7495,IF($C$10=2015,profiles!I7495,IF($C$10=2016,profiles!K7495)))))","v":40.545999999999999},{"$f":"IF($C$10=2012,profiles!D7495,IF($C$10=2013,profiles!F7495,IF($C$10=2014,profiles!H7495,IF($C$10=2015,profiles!J7495,IF($C$10=2016,profiles!L7495)))))","v":8.3107820377213343E-2},16.62156407544267,0,16.62156407544267,23.924435924557329,0,0,0,{"$f":"K7507+I7508*$F$2-J7508/$F$3","v":0},23.924435924557329,23.924435924557329]
["h7494",{"$f":"IF($C$10=2012,profiles!C7498,IF($C$10=2013,profiles!E7498,IF($C$10=2014,profiles!G7498,IF($C$10=2015,profiles!I7498,IF($C$10=2016,profiles!K7498)))))","v":40.932000000000002},{"$f":"IF($C$10=2012,profiles!D7498,IF($C$10=2013,profiles!F7498,IF($C$10=2014,profiles!H7498,IF($C$10=2015,profiles!J7498,IF($C$10=2016,profiles!L7498)))))","v":9.0951550201244555E-2},18.19031004024891,0,18.19031004024891,22.741689959751092,0,0,0,0,22.741689959751092,22.741689959751092]
["h7497",{"$f":"IF($C$10=2012,profiles!C7501,IF($C$10=2013,profiles!E7501,IF($C$10=2014,profiles!G7501,IF($C$10=2015,profiles!I7501,IF($C$10=2016,profiles!K7501)))))","v":45.966999999999999},{"$f":"IF($C$10=2012,profiles!D7501,IF($C$10=2013,profiles!F7501,IF($C$10=2014,profiles!H7501,IF($C$10=2015,profiles!J7501,IF($C$10=2016,profiles!L7501)))))","v":0.11262826764839211},22.525653529678422,0,22.525653529678422,23.441346470321577,0,0,0,0,23.441346470321577,23.441346470321577]
["h7498",{"$f":"IF($C$10=2012,profiles!C7502,IF($C$10=2013,profiles!E7502,IF($C$10=2014,profiles!G7502,IF($C$10=2015,profiles!I7502,IF($C$10=2016,profiles!K7502)))))","v":49.317},{"$f":"IF($C$10=2012,profiles!D7502,IF($C$10=2013,profiles!F7502,IF($C$10=2014,profiles!H7502,IF($C$10=2015,profiles!J7502,IF($C$10=2016,profiles!L7502)))))","v":0.1374644559528552},27.49289119057104,0,27.49289119057104,21.82410880942896,0,0,0,0,21.82410880942896,21.82410880942896]
["h7501",{"$f":"IF($C$10=2012,profiles!C7505,IF($C$10=2013,profiles!E7505,IF($C$10=2014,profiles!G7505,IF($C$10=2015,profiles!I7505,IF($C$10=2016,profiles!K7505)))))","v":53.701999999999998},{"$f":"IF($C$10=2012,profiles!D7505,IF($C$10=2013,profiles!F7505,IF($C$10=2014,profiles!H7505,IF($C$10=2015,profiles!J7505,IF($C$10=2016,profiles!L7505)))))","v":0.16828990205640343},33.657980411280683,0,33.657980411280683,20.044019588719316,0,0,0,0,20.044019588719316,20.044019588719316]
["h7504",{"$f":"IF($C$10=2012,profiles!C7508,IF($C$10=2013,profiles!E7508,IF($C$10=2014,profiles!G7508,IF($C$10=2015,profiles!I7508,IF($C$10=2016,profiles!K7508)))))","v":49.75},{"$f":"IF($C$10=2012,profiles!D7508,IF($C$10=2013,profiles!F7508,IF($C$10=2014,profiles!H7508,IF($C$10=2015,profiles!J7508,IF($C$10=2016,profiles!L7508)))))","v":6.8436886135417666E-2},13.687377227083534,0,13.687377227083534,36.06262277291647,0,0,0,0,36.06262277291647,36.06262277291647]
["h7508",{"$f":"IF($C$10=2012,profiles!C7512,IF($C$10=2013,profiles!E7512,IF($C$10=2014,profiles!G7512,IF($C$10=2015,profiles!I7512,IF($C$10=2016,profiles!K7512)))))","v":56.874000000000002},{"$f":"IF($C$10=2012,profiles!D7512,IF($C$10=2013,profiles!F7512,IF($C$10=2014,profiles!H7512,IF($C$10=2015,profiles!J7512,IF($C$10=2016,profiles!L7512)))))","v":5.5249529513578859E-2},11.049905902715771,0,11.049905902715771,45.824094097284231,0,0,0,0,45.824094097284231,45.824094097284231]
["h7512",{"$f":"IF($C$10=2012,profiles!C7516,IF($C$10=2013,profiles!E7516,IF($C$10=2014,profiles!G7516,IF($C$10=2015,profiles!I7516,IF($C$10=2016,profiles!K7516)))))","v":47.753},{"$f":"IF($C$10=2012,profiles!D7516,IF($C$10=2013,profiles!F7516,IF($C$10=2014,profiles!H7516,IF($C$10=2015,profiles!J7516,IF($C$10=2016,profiles!L7516)))))","v":4.4150171023531193E-2},8.830034204706239,0,8.830034204706239,38.922965795293763,0,0,0,0,38.922965795293763,38.922965795293763]
["h7516",{"$f":"IF($C$10=2012,profiles!C7520,IF($C$10=2013,profiles!E7520,IF($C$10=2014,profiles!G7520,IF($C$10=2015,profiles!I7520,IF($C$10=2016,profiles!K7520)))))","v":43.302},{"$f":"IF($C$10=2012,profiles!D7520,IF($C$10=2013,profiles!F7520,IF($C$10=2014,profiles!H7520,IF($C$10=2015,profiles!J7520,IF($C$10=2016,profiles!L7520)))))","v":2.354895849066967E-2},4.7097916981339338,0,4.7097916981339338,38.592208301866066,0,0,0,0,38.592208301866066,38.592208301866066]
["h7519",{"$f":"IF($C$10=2012,profiles!C7523,IF($C$10=2013,profiles!E7523,IF($C$10=2014,profiles!G7523,IF($C$10=2015,profiles!I7523,IF($C$10=2016,profiles!K7523)))))","v":59.906999999999996},{"$f":"IF($C$10=2012,profiles!D7523,IF($C$10=2013,profiles!F7523,IF($C$10=2014,profiles!H7523,IF($C$10=2015,profiles!J7523,IF($C$10=2016,profiles!L7523)))))","v":3.4753594134043692E-2},6.9507188268087381,0,6.9507188268087381,52.956281173191257,0,0,0,0,52.956281173191257,52.956281173191257]
["h7522",{"$f":"IF($C$10=2012,profiles!C7526,IF($C$10=2013,profiles!E7526,IF($C$10=2014,profiles!G7526,IF($C$10=2015,profiles!I7526,IF($C$10=2016,profiles!K7526)))))","v":70.519000000000005},{"$f":"IF($C$10=2012,profiles!D7526,IF($C$10=2013,profiles!F7526,IF($C$10=2014,profiles!H7526,IF($C$10=2015,profiles!J7526,IF($C$10=2016,profiles!L7526)))))","v":6.7200351517980969E-2},13.440070303596194,0,13.440070303596194,57.078929696403812,0,0,0,0,57.078929696403812,57.078929696403812]
["h7523",{"$f":"IF($C$10=2012,profiles!C7527,IF($C$10=2013,profiles!E7527,IF($C$10=2014,profiles!G7527,IF($C$10=2015,profiles!I7527,IF($C$10=2016,profiles!K7527)))))","v":71.619},{"$f":"IF($C$10=2012,profiles!D7527,IF($C$10=2013,profiles!F7527,IF($C$10=2014,profiles!H7527,IF($C$10=2015,profiles!J7527,IF($C$10=2016,profiles!L7527)))))","v":7.9146470402460631E-2},15.829294080492126,0,15.829294080492126,55.789705919507874,0,0,0,0,55.789705919507874,55.789705919507874]
["h7526",{"$f":"IF($C$10=2012,profiles!C7530,IF($C$10=2013,profiles!E7530,IF($C$10=2014,profiles!G7530,IF($C$10=2015,profiles!I7530,IF($C$10=2016,profiles!K7530)))))","v":71.245999999999995},{"$f":"IF($C$10=2012,profiles!D7530,IF($C$10=2013,profiles!F7530,IF($C$10=2014,profiles!H7530,IF($C$10=2015,profiles!J7530,IF($C$10=2016,profiles!L7530)))))","v":8.7920688755543958E-2},17.584137751108791,0,17.584137751108791,53.661862248891204,0,0,0,0,53.661862248891204,53.661862248891204]
["h7529",{"$f":"IF($C$10=2012,profiles!C7533,IF($C$10=2013,profiles!E7533,IF($C$10=2014,profiles!G7533,IF($C$10=2015,profiles!I7533,IF($C$10=2016,profiles!K7533)))))","v":70.197999999999993},{"$f":"IF($C$10=2012,profiles!D7533,IF($C$10=2013,profiles!F7533,IF($C$10=2014,profiles!H7533,IF($C$10=2015,profiles!J7533,IF($C$10=2016,profiles!L7533)))))","v":4.6644788333997003E-2},9.3289576667994005,0,9.3289576667994005,60.869042333200596,0,0,0,0,60.869042333200596,60.869042333200596]
["h7533",{"$f":"IF($C$10=2012,profiles!C7537,IF($C$10=2013,profiles!E7537,IF($C$10=2014,profiles!G7537,IF($C$10=2015,profiles!I7537,IF($C$10=2016,profiles!K7537)))))","v":66.986999999999995},{"$f":"IF($C$10=2012,profiles!D7537,IF($C$10=2013,profiles!F7537,IF($C$10=2014,profiles!H7537,IF($C$10=2015,profiles!J7537,IF($C$10=2016,profiles!L7537)))))","v":7.3585346094168377E-2},14.717069218833675,0,14.717069218833675,52.269930781166323,0,0,0,0,52.269930781166323,52.269930781166323]
["h7537",{"$f":"IF($C$10=2012,profiles!C7541,IF($C$10=2013,profiles!E7541,IF($C$10=2014,profiles!G7541,IF($C$10=2015,profiles!I7541,IF($C$10=2016,profiles!K7541)))))","v":50.225999999999999},{"$f":"IF($C$10=2012,profiles!D7541,IF($C$10=2013,profiles!F7541,IF($C$10=2014,profiles!H7541,IF($C$10=2015,profiles!J7541,IF($C$10=2016,profiles!L7541)))))","v":6.3167430751914791E-2},12.633486150382959,0,12.633486150382959,37.592513849617042,0,0,0,0,37.592513849617042,37.592513849617042]
["h7541",{"$f":"IF($C$10=2012,profiles!C7545,IF($C$10=2013,profiles!E7545,IF($C$10=2014,profiles!G7545,IF($C$10=2015,profiles!I7545,IF($C$10=2016,profiles!K7545)))))","v":49.768000000000001},{"$f":"IF($C$10=2012,profiles!D7545,IF($C$10=2013,profiles!F7545,IF($C$10=2014,profiles!H7545,IF($C$10=2015,profiles!J7545,IF($C$10=2016,profiles!L7545)))))","v":4.7190270952864634E-2},9.4380541905729274,0,9.4380541905729274,40.329945809427073,0,0,0,0,40.329945809427073,40.329945809427073]
["h7544",{"$f":"IF($C$10=2012,profiles!C7548,IF($C$10=2013,profiles!E7548,IF($C$10=2014,profiles!G7548,IF($C$10=2015,profiles!I7548,IF($C$10=2016,profiles!K7548)))))","v":69.16},{"$f":"IF($C$10=2012,profiles!D7548,IF($C$10=2013,profiles!F7548,IF($C$10=2014,profiles!H7548,IF($C$10=2015,profiles!J7548,IF($C$10=2016,profiles!L7548)))))","v":5.5865154967469188E-2},11.173030993493837,0,11.173030993493837,57.986969006506158,0,0,0,0,57.986969006506158,57.986969006506158]
["h7547",{"$f":"IF($C$10=2012,profiles!C7551,IF($C$10=2013,profiles!E7551,IF($C$10=2014,profiles!G7551,IF($C$10=2015,profiles!I7551,IF($C$10=2016,profiles!K7551)))))","v":72.141000000000005},{"$f":"IF($C$10=2012,profiles!D7551,IF($C$10=2013,profiles!F7551,IF($C$10=2014,profiles!H7551,IF($C$10=2015,profiles!J7551,IF($C$10=2016,profiles!L7551)))))","v":0.12481126636835314},24.96225327367063,0,24.96225327367063,47.178746726329379,0,0,0,0,47.178746726329379,47.178746726329379]
["h7548",{"$f":"IF($C$10=2012,profiles!C7552,IF($C$10=2013,profiles!E7552,IF($C$10=2014,profiles!G7552,IF($C$10=2015,profiles!I7552,IF($C$10=2016,profiles!K7552)))))","v":73.015000000000001},{"$f":"IF($C$10=2012,profiles!D7552,IF($C$10=2013,profiles!F7552,IF($C$10=2014,profiles!H7552,IF($C$10=2015,profiles!J7552,IF($C$10=2016,profiles!L7552)))))","v":0.13779614022565678},27.559228045131356,0,27.559228045131356,45.455771954868645,0,0,0,0,45.455771954868645,45.455771954868645]
["h7551",{"$f":"IF($C$10=2012,profiles!C7555,IF($C$10=2013,profiles!E7555,IF($C$10=2014,profiles!G7555,IF($C$10=2015,profiles!I7555,IF($C$10=2016,profiles!K7555)))))","v":70.53},{"$f":"IF($C$10=2012,profiles!D7555,IF($C$10=2013,profiles!F7555,IF($C$10=2014,profiles!H7555,IF($C$10=2015,profiles!J7555,IF($C$10=2016,profiles!L7555)))))","v":0.10805171987811239},21.610343975622477,0,21.610343975622477,48.919656024377524,0,0,0,0,48.919656024377524,48.919656024377524]
["h7554",{"$f":"IF($C$10=2012,profiles!C7558,IF($C$10=2013,profiles!E7558,IF($C$10=2014,profiles!G7558,IF($C$10=2015,profiles!I7558,IF($C$10=2016,profiles!K7558)))))","v":74.198999999999998},{"$f":"IF($C$10=2012,profiles!D7558,IF($C$10=2013,profiles!F7558,IF($C$10=2014,profiles!H7558,IF($C$10=2015,profiles!J7558,IF($C$10=2016,profiles!L7558)))))","v":0.1158618607077168},{"$f":"C7571*$C$2","v":23.172372141543359},0,23.172372141543359,51.026627858456635,0,0,0,0,{"$f":"MAX(G7571-J7571,0)","v":51.026627858456635},{"$f":"B7571-D7571","v":51.026627858456635}]
["h7558",{"$f":"IF($C$10=2012,profiles!C7562,IF($C$10=2013,profiles!E7562,IF($C$10=2014,profiles!G7562,IF($C$10=2015,profiles!I7562,IF($C$10=2016,profiles!K7562)))))","v":63.417000000000002},{"$f":"IF($C$10=2012,profiles!D7562,IF($C$10=2013,profiles!F7562,IF($C$10=2014,profiles!H7562,IF($C$10=2015,profiles!J7562,IF($C$10=2016,profiles!L7562)))))","v":0.12213468031954319},24.426936063908638,0,24.426936063908638,38.99006393609136,0,0,0,0,38.99006393609136,38.99006393609136]
["h7562",{"$f":"IF($C$10=2012,profiles!C7566,IF($C$10=2013,profiles!E7566,IF($C$10=2014,profiles!G7566,IF($C$10=2015,profiles!I7566,IF($C$10=2016,profiles!K7566)))))","v":48.253},{"$f":"IF($C$10=2012,profiles!D7566,IF($C$10=2013,profiles!F7566,IF($C$10=2014,profiles!H7566,IF($C$10=2015,profiles!J7566,IF($C$10=2016,profiles!L7566)))))","v":9.5824242174742363E-2},19.164848434948471,0,19.164848434948471,29.088151565051529,0,0,0,0,29.088151565051529,29.088151565051529]
["h7566",{"$f":"IF($C$10=2012,profiles!C7570,IF($C$10=2013,profiles!E7570,IF($C$10=2014,profiles!G7570,IF($C$10=2015,profiles!I7570,IF($C$10=2016,profiles!K7570)))))","v":53.81},{"$f":"IF($C$10=2012,profiles!D7570,IF($C$10=2013,profiles!F7570,IF($C$10=2014,profiles!H7570,IF($C$10=2015,profiles!J7570,IF($C$10=2016,profiles!L7570)))))","v":7.9878693068763468E-2},15.975738613752693,0,15.975738613752693,37.834261386247306,0,0,0,0,37.834261386247306,37.834261386247306]
["h7569",{"$f":"IF($C$10=2012,profiles!C7573,IF($C$10=2013,profiles!E7573,IF($C$10=2014,profiles!G7573,IF($C$10=2015,profiles!I7573,IF($C$10=2016,profiles!K7573)))))","v":71.094999999999999},{"$f":"IF($C$10=2012,profiles!D7573,IF($C$10=2013,profiles!F7573,IF($C$10=2014,profiles!H7573,IF($C$10=2015,profiles!J7573,IF($C$10=2016,profiles!L7573)))))","v":7.8547610226009631E-2},15.709522045201926,0,15.709522045201926,55.385477954798077,0,0,0,0,55.385477954798077,55.385477954798077]
["h7572",{"$f":"IF($C$10=2012,profiles!C7576,IF($C$10=2013,profiles!E7576,IF($C$10=2014,profiles!G7576,IF($C$10=2015,profiles!I7576,IF($C$10=2016,profiles!K7576)))))","v":73.447999999999993},{"$f":"IF($C$10=2012,profiles!D7576,IF($C$10=2013,profiles!F7576,IF($C$10=2014,profiles!H7576,IF($C$10=2015,profiles!J7576,IF($C$10=2016,profiles!L7576)))))","v":0.10212287129663936},20.424574259327873,0,20.424574259327873,53.023425740672124,0,0,0,0,53.023425740672124,53.023425740672124]
["h7573",{"$f":"IF($C$10=2012,profiles!C7577,IF($C$10=2013,profiles!E7577,IF($C$10=2014,profiles!G7577,IF($C$10=2015,profiles!I7577,IF($C$10=2016,profiles!K7577)))))","v":72.685000000000002},{"$f":"IF($C$10=2012,profiles!D7577,IF($C$10=2013,profiles!F7577,IF($C$10=2014,profiles!H7577,IF($C$10=2015,profiles!J7577,IF($C$10=2016,profiles!L7577)))))","v":9.1968218681816316E-2},18.393643736363263,0,18.393643736363263,54.291356263636743,0,0,0,0,54.291356263636743,54.291356263636743]
["h7576",{"$f":"IF($C$10=2012,profiles!C7580,IF($C$10=2013,profiles!E7580,IF($C$10=2014,profiles!G7580,IF($C$10=2015,profiles!I7580,IF($C$10=2016,profiles!K7580)))))","v":70.888000000000005},{"$f":"IF($C$10=2012,profiles!D7580,IF($C$10=2013,profiles!F7580,IF($C$10=2014,profiles!H7580,IF($C$10=2015,profiles!J7580,IF($C$10=2016,profiles!L7580)))))","v":3.256350088510148E-2},6.5127001770202959,0,6.5127001770202959,64.375299822979713,0,0,0,0,64.375299822979713,64.375299822979713]
["h7579",{"$f":"IF($C$10=2012,profiles!C7583,IF($C$10=2013,profiles!E7583,IF($C$10=2014,profiles!G7583,IF($C$10=2015,profiles!I7583,IF($C$10=2016,profiles!K7583)))))","v":74.341999999999999},{"$f":"IF($C$10=2012,profiles!D7583,IF($C$10=2013,profiles!F7583,IF($C$10=2014,profiles!H7583,IF($C$10=2015,profiles!J7583,IF($C$10=2016,profiles!L7583)))))","v":1.9129169925761257E-2},3.8258339851522516,0,3.8258339851522516,70.516166014847741,0,0,0,0,70.516166014847741,70.516166014847741]
["h7584",{"$f":"IF($C$10=2012,profiles!C7588,IF($C$10=2013,profiles!E7588,IF($C$10=2014,profiles!G7588,IF($C$10=2015,profiles!I7588,IF($C$10=2016,profiles!K7588)))))","v":54.328000000000003},{"$f":"IF($C$10=2012,profiles!D7588,IF($C$10=2013,profiles!F7588,IF($C$10=2014,profiles!H7588,IF($C$10=2015,profiles!J7588,IF($C$10=2016,profiles!L7588)))))","v":1.4504686234956706E-2},2.900937246991341,0,2.900937246991341,51.427062753008663,0,0,0,0,51.427062753008663,51.427062753008663]
["h7587",{"$f":"IF($C$10=2012,profiles!C7591,IF($C$10=2013,profiles!E7591,IF($C$10=2014,profiles!G7591,IF($C$10=2015,profiles!I7591,IF($C$10=2016,profiles!K7591)))))","v":47.582999999999998},{"$f":"IF($C$10=2012,profiles!D7591,IF($C$10=2013,profiles!F7591,IF($C$10=2014,profiles!H7591,IF($C$10=2015,profiles!J7591,IF($C$10=2016,profiles!L7591)))))","v":7.587086860482665E-3},1.5174173720965329,0,1.5174173720965329,46.065582627903467,0,0,0,0,46.065582627903467,46.065582627903467]
["h7591",{"$f":"IF($C$10=2012,profiles!C7595,IF($C$10=2013,profiles!E7595,IF($C$10=2014,profiles!G7595,IF($C$10=2015,profiles!I7595,IF($C$10=2016,profiles!K7595)))))","v":62.762},{"$f":"IF($C$10=2012,profiles!D7595,IF($C$10=2013,profiles!F7595,IF($C$10=2014,profiles!H7595,IF($C$10=2015,profiles!J7595,IF($C$10=2016,profiles!L7595)))))","v":3.5946053480044454E-3},0.71892106960088908,0,0.71892106960088908,62.043078930399112,0,0,0,0,62.043078930399112,62.043078930399112]
["h7594",{"$f":"IF($C$10=2012,profiles!C7598,IF($C$10=2013,profiles!E7598,IF($C$10=2014,profiles!G7598,IF($C$10=2015,profiles!I7598,IF($C$10=2016,profiles!K7598)))))","v":71.638000000000005},{"$f":"IF($C$10=2012,profiles!D7598,IF($C$10=2013,profiles!F7598,IF($C$10=2014,profiles!H7598,IF($C$10=2015,profiles!J7598,IF($C$10=2016,profiles!L7598)))))","v":1.94136128527721E-2},3.8827225705544199,0,3.8827225705544199,67.755277429445584,0,0,0,0,67.755277429445584,67.755277429445584]
["h7597",{"$f":"IF($C$10=2012,profiles!C7601,IF($C$10=2013,profiles!E7601,IF($C$10=2014,profiles!G7601,IF($C$10=2015,profiles!I7601,IF($C$10=2016,profiles!K7601)))))","v":72.566000000000003},{"$f":"IF($C$10=2012,profiles!D7601,IF($C$10=2013,profiles!F7601,IF($C$10=2014,profiles!H7601,IF($C$10=2015,profiles!J7601,IF($C$10=2016,profiles!L7601)))))","v":4.1612358856860619E-2},8.3224717713721237,0,8.3224717713721237,64.243528228627881,0,0,0,0,64.243528228627881,64.243528228627881]
["h7598",{"$f":"IF($C$10=2012,profiles!C7602,IF($C$10=2013,profiles!E7602,IF($C$10=2014,profiles!G7602,IF($C$10=2015,profiles!I7602,IF($C$10=2016,profiles!K7602)))))","v":72.006},{"$f":"IF($C$10=2012,profiles!D7602,IF($C$10=2013,profiles!F7602,IF($C$10=2014,profiles!H7602,IF($C$10=2015,profiles!J7602,IF($C$10=2016,profiles!L7602)))))","v":3.9005583986170371E-2},7.8011167972340738,0,7.8011167972340738,64.204883202765927,0,0,0,0,64.204883202765927,64.204883202765927]
["h7604",{"$f":"IF($C$10=2012,profiles!C7608,IF($C$10=2013,profiles!E7608,IF($C$10=2014,profiles!G7608,IF($C$10=2015,profiles!I7608,IF($C$10=2016,profiles!K7608)))))","v":71.489999999999995},{"$f":"IF($C$10=2012,profiles!D7608,IF($C$10=2013,profiles!F7608,IF($C$10=2014,profiles!H7608,IF($C$10=2015,profiles!J7608,IF($C$10=2016,profiles!L7608)))))","v":1.7520271104586552E-2},3.5040542209173102,0,3.5040542209173102,67.985945779082684,0,0,0,0,67.985945779082684,67.985945779082684]
["h7606",{"$f":"IF($C$10=2012,profiles!C7610,IF($C$10=2013,profiles!E7610,IF($C$10=2014,profiles!G7610,IF($C$10=2015,profiles!I7610,IF($C$10=2016,profiles!K7610)))))","v":62.954999999999998},{"$f":"IF($C$10=2012,profiles!D7610,IF($C$10=2013,profiles!F7610,IF($C$10=2014,profiles!H7610,IF($C$10=2015,profiles!J7610,IF($C$10=2016,profiles!L7610)))))","v":2.1320674468698123E-2},4.2641348937396248,0,4.2641348937396248,58.690865106260375,0,0,0,0,58.690865106260375,58.690865106260375]
["h7609",{"$f":"IF($C$10=2012,profiles!C7613,IF($C$10=2013,profiles!E7613,IF($C$10=2014,profiles!G7613,IF($C$10=2015,profiles!I7613,IF($C$10=2016,profiles!K7613)))))","v":50.3},{"$f":"IF($C$10=2012,profiles!D7613,IF($C$10=2013,profiles!F7613,IF($C$10=2014,profiles!H7613,IF($C$10=2015,profiles!J7613,IF($C$10=2016,profiles!L7613)))))","v":2.6911423988593832E-2},5.382284797718766,0,5.382284797718766,44.917715202281229,0,0,0,0,44.917715202281229,44.917715202281229]
["h7612",{"$f":"IF($C$10=2012,profiles!C7616,IF($C$10=2013,profiles!E7616,IF($C$10=2014,profiles!G7616,IF($C$10=2015,profiles!I7616,IF($C$10=2016,profiles!K7616)))))","v":47.832999999999998},{"$f":"IF($C$10=2012,profiles!D7616,IF($C$10=2013,profiles!F7616,IF($C$10=2014,profiles!H7616,IF($C$10=2015,profiles!J7616,IF($C$10=2016,profiles!L7616)))))","v":3.9181278532552814E-2},7.8362557065105625,0,7.8362557065105625,39.996744293489435,0,0,0,0,39.996744293489435,39.996744293489435]
["h7616",{"$f":"IF($C$10=2012,profiles!C7620,IF($C$10=2013,profiles!E7620,IF($C$10=2014,profiles!G7620,IF($C$10=2015,profiles!I7620,IF($C$10=2016,profiles!K7620)))))","v":68.88},{"$f":"IF($C$10=2012,profiles!D7620,IF($C$10=2013,profiles!F7620,IF($C$10=2014,profiles!H7620,IF($C$10=2015,profiles!J7620,IF($C$10=2016,profiles!L7620)))))","v":9.5005689373894683E-2},19.001137874778937,0,19.001137874778937,49.878862125221062,0,0,0,0,49.878862125221062,49.878862125221062]
["h7619",{"$f":"IF($C$10=2012,profiles!C7623,IF($C$10=2013,profiles!E7623,IF($C$10=2014,profiles!G7623,IF($C$10=2015,profiles!I7623,IF($C$10=2016,profiles!K7623)))))","v":72.061999999999998},{"$f":"IF($C$10=2012,profiles!D7623,IF($C$10=2013,profiles!F7623,IF($C$10=2014,profiles!H7623,IF($C$10=2015,profiles!J7623,IF($C$10=2016,profiles!L7623)))))","v":0.13494098131417681},26.988196262835363,0,26.988196262835363,45.073803737164639,0,0,0,{"$f":"K7635+I7636*$F$2-J7636/$F$3","v":0},45.073803737164639,45.073803737164639]
["h7620",{"$f":"IF($C$10=2012,profiles!C7624,IF($C$10=2013,profiles!E7624,IF($C$10=2014,profiles!G7624,IF($C$10=2015,profiles!I7624,IF($C$10=2016,profiles!K7624)))))","v":72.462000000000003},{"$f":"IF($C$10=2012,profiles!D7624,IF($C$10=2013,profiles!F7624,IF($C$10=2014,profiles!H7624,IF($C$10=2015,profiles!J7624,IF($C$10=2016,profiles!L7624)))))","v":0.14929465473040593},29.858930946081188,0,29.858930946081188,42.603069053918816,0,0,0,0,42.603069053918816,42.603069053918816]
["h7625",{"$f":"IF($C$10=2012,profiles!C7629,IF($C$10=2013,profiles!E7629,IF($C$10=2014,profiles!G7629,IF($C$10=2015,profiles!I7629,IF($C$10=2016,profiles!K7629)))))","v":69},{"$f":"IF($C$10=2012,profiles!D7629,IF($C$10=2013,profiles!F7629,IF($C$10=2014,profiles!H7629,IF($C$10=2015,profiles!J7629,IF($C$10=2016,profiles!L7629)))))","v":0.12633151913137655},25.266303826275312,0,25.266303826275312,43.733696173724688,0,0,0,0,43.733696173724688,43.733696173724688]
["h7627",{"$f":"IF($C$10=2012,profiles!C7631,IF($C$10=2013,profiles!E7631,IF($C$10=2014,profiles!G7631,IF($C$10=2015,profiles!I7631,IF($C$10=2016,profiles!K7631)))))","v":72.043999999999997},{"$f":"IF($C$10=2012,profiles!D7631,IF($C$10=2013,profiles!F7631,IF($C$10=2014,profiles!H7631,IF($C$10=2015,profiles!J7631,IF($C$10=2016,profiles!L7631)))))","v":0.13269265042567485},26.538530085134969,0,26.538530085134969,45.505469914865031,0,0,0,0,45.505469914865031,45.505469914865031]
["h7631",{"$f":"IF($C$10=2012,profiles!C7635,IF($C$10=2013,profiles!E7635,IF($C$10=2014,profiles!G7635,IF($C$10=2015,profiles!I7635,IF($C$10=2016,profiles!K7635)))))","v":57.988999999999997},{"$f":"IF($C$10=2012,profiles!D7635,IF($C$10=2013,profiles!F7635,IF($C$10=2014,profiles!H7635,IF($C$10=2015,profiles!J7635,IF($C$10=2016,profiles!L7635)))))","v":0.12524848169118352},25.049696338236703,0,25.049696338236703,32.93930366176329,0,0,0,0,32.93930366176329,32.93930366176329]
["h7634",{"$f":"IF($C$10=2012,profiles!C7638,IF($C$10=2013,profiles!E7638,IF($C$10=2014,profiles!G7638,IF($C$10=2015,profiles!I7638,IF($C$10=2016,profiles!K7638)))))","v":46.933},{"$f":"IF($C$10=2012,profiles!D7638,IF($C$10=2013,profiles!F7638,IF($C$10=2014,profiles!H7638,IF($C$10=2015,profiles!J7638,IF($C$10=2016,profiles!L7638)))))","v":0.10832076764907471},21.664153529814943,0,21.664153529814943,25.268846470185057,0,0,0,0,25.268846470185057,25.268846470185057]
["h7637",{"$f":"IF($C$10=2012,profiles!C7641,IF($C$10=2013,profiles!E7641,IF($C$10=2014,profiles!G7641,IF($C$10=2015,profiles!I7641,IF($C$10=2016,profiles!K7641)))))","v":46.298000000000002},{"$f":"IF($C$10=2012,profiles!D7641,IF($C$10=2013,profiles!F7641,IF($C$10=2014,profiles!H7641,IF($C$10=2015,profiles!J7641,IF($C$10=2016,profiles!L7641)))))","v":0.11817683344756683},23.635366689513365,0,23.635366689513365,22.662633310486637,0,0,0,0,22.662633310486637,22.662633310486637]
["h7641",{"$f":"IF($C$10=2012,profiles!C7645,IF($C$10=2013,profiles!E7645,IF($C$10=2014,profiles!G7645,IF($C$10=2015,profiles!I7645,IF($C$10=2016,profiles!K7645)))))","v":55.384},{"$f":"IF($C$10=2012,profiles!D7645,IF($C$10=2013,profiles!F7645,IF($C$10=2014,profiles!H7645,IF($C$10=2015,profiles!J7645,IF($C$10=2016,profiles!L7645)))))","v":0.1398492117888965},27.969842357779299,0,27.969842357779299,27.414157642220701,0,0,0,0,27.414157642220701,27.414157642220701]
["h7644",{"$f":"IF($C$10=2012,profiles!C7648,IF($C$10=2013,profiles!E7648,IF($C$10=2014,profiles!G7648,IF($C$10=2015,profiles!I7648,IF($C$10=2016,profiles!K7648)))))","v":61.456000000000003},{"$f":"IF($C$10=2012,profiles!D7648,IF($C$10=2013,profiles!F7648,IF($C$10=2014,profiles!H7648,IF($C$10=2015,profiles!J7648,IF($C$10=2016,profiles!L7648)))))","v":0.17614804660726524},35.229609321453047,0,35.229609321453047,26.226390678546956,0,0,0,0,26.226390678546956,26.226390678546956]
["h7645",{"$f":"IF($C$10=2012,profiles!C7649,IF($C$10=2013,profiles!E7649,IF($C$10=2014,profiles!G7649,IF($C$10=2015,profiles!I7649,IF($C$10=2016,profiles!K7649)))))","v":60.106999999999999},{"$f":"IF($C$10=2012,profiles!D7649,IF($C$10=2013,profiles!F7649,IF($C$10=2014,profiles!H7649,IF($C$10=2015,profiles!J7649,IF($C$10=2016,profiles!L7649)))))","v":0.16610006854009596},33.220013708019195,0,33.220013708019195,26.886986291980804,0,0,0,0,26.886986291980804,26.886986291980804]
["h7650",{"$f":"IF($C$10=2012,profiles!C7654,IF($C$10=2013,profiles!E7654,IF($C$10=2014,profiles!G7654,IF($C$10=2015,profiles!I7654,IF($C$10=2016,profiles!K7654)))))","v":62.457000000000001},{"$f":"IF($C$10=2012,profiles!D7654,IF($C$10=2013,profiles!F7654,IF($C$10=2014,profiles!H7654,IF($C$10=2015,profiles!J7654,IF($C$10=2016,profiles!L7654)))))","v":0.10065798492117889},20.131596984235777,0,20.131596984235777,42.325403015764223,0,0,0,0,42.325403015764223,42.325403015764223]
["h7652",{"$f":"IF($C$10=2012,profiles!C7656,IF($C$10=2013,profiles!E7656,IF($C$10=2014,profiles!G7656,IF($C$10=2015,profiles!I7656,IF($C$10=2016,profiles!K7656)))))","v":59.521000000000001},{"$f":"IF($C$10=2012,profiles!D7656,IF($C$10=2013,profiles!F7656,IF($C$10=2014,profiles!H7656,IF($C$10=2015,profiles!J7656,IF($C$10=2016,profiles!L7656)))))","v":7.8409869773817684E-2},15.681973954763537,0,15.681973954763537,43.839026045236466,0,0,0,0,43.839026045236466,43.839026045236466]
["h7656",{"$f":"IF($C$10=2012,profiles!C7660,IF($C$10=2013,profiles!E7660,IF($C$10=2014,profiles!G7660,IF($C$10=2015,profiles!I7660,IF($C$10=2016,profiles!K7660)))))","v":47.926000000000002},{"$f":"IF($C$10=2012,profiles!D7660,IF($C$10=2013,profiles!F7660,IF($C$10=2014,profiles!H7660,IF($C$10=2015,profiles!J7660,IF($C$10=2016,profiles!L7660)))))","v":7.4928032899246058E-2},14.985606579849211,0,14.985606579849211,32.940393420150791,0,0,0,0,32.940393420150791,32.940393420150791]
["h7659",{"$f":"IF($C$10=2012,profiles!C7663,IF($C$10=2013,profiles!E7663,IF($C$10=2014,profiles!G7663,IF($C$10=2015,profiles!I7663,IF($C$10=2016,profiles!K7663)))))","v":40.191000000000003},{"$f":"IF($C$10=2012,profiles!D7663,IF($C$10=2013,profiles!F7663,IF($C$10=2014,profiles!H7663,IF($C$10=2015,profiles!J7663,IF($C$10=2016,profiles!L7663)))))","v":7.5915010281014397E-2},15.183002056202879,0,15.183002056202879,25.007997943797122,0,0,0,0,25.007997943797122,25.007997943797122]
["h7662",{"$f":"IF($C$10=2012,profiles!C7666,IF($C$10=2013,profiles!E7666,IF($C$10=2014,profiles!G7666,IF($C$10=2015,profiles!I7666,IF($C$10=2016,profiles!K7666)))))","v":40.591000000000001},{"$f":"IF($C$10=2012,profiles!D7666,IF($C$10=2013,profiles!F7666,IF($C$10=2014,profiles!H7666,IF($C$10=2015,profiles!J7666,IF($C$10=2016,profiles!L7666)))))","v":8.1247429746401645E-2},16.249485949280327,0,16.249485949280327,24.341514050719674,0,0,0,0,24.341514050719674,24.341514050719674]
["h7666",{"$f":"IF($C$10=2012,profiles!C7670,IF($C$10=2013,profiles!E7670,IF($C$10=2014,profiles!G7670,IF($C$10=2015,profiles!I7670,IF($C$10=2016,profiles!K7670)))))","v":50.076000000000001},{"$f":"IF($C$10=2012,profiles!D7670,IF($C$10=2013,profiles!F7670,IF($C$10=2014,profiles!H7670,IF($C$10=2015,profiles!J7670,IF($C$10=2016,profiles!L7670)))))","v":0.10970527758738863},21.941055517477725,0,21.941055517477725,28.134944482522275,0,0,0,0,28.134944482522275,28.134944482522275]
["h7669",{"$f":"IF($C$10=2012,profiles!C7673,IF($C$10=2013,profiles!E7673,IF($C$10=2014,profiles!G7673,IF($C$10=2015,profiles!I7673,IF($C$10=2016,profiles!K7673)))))","v":55.868000000000002},{"$f":"IF($C$10=2012,profiles!D7673,IF($C$10=2013,profiles!F7673,IF($C$10=2014,profiles!H7673,IF($C$10=2015,profiles!J7673,IF($C$10=2016,profiles!L7673)))))","v":0.13054146675805345},26.108293351610691,0,26.108293351610691,29.759706648389312,0,0,0,0,29.759706648389312,29.759706648389312]
["h7671",{"$f":"IF($C$10=2012,profiles!C7675,IF($C$10=2013,profiles!E7675,IF($C$10=2014,profiles!G7675,IF($C$10=2015,profiles!I7675,IF($C$10=2016,profiles!K7675)))))","v":52.286999999999999},{"$f":"IF($C$10=2012,profiles!D7675,IF($C$10=2013,profiles!F7675,IF($C$10=2014,profiles!H7675,IF($C$10=2015,profiles!J7675,IF($C$10=2016,profiles!L7675)))))","v":0.1281699794379712},25.633995887594242,0,25.633995887594242,26.653004112405757,0,0,0,0,26.653004112405757,26.653004112405757]
["h7674",{"$f":"IF($C$10=2012,profiles!C7678,IF($C$10=2013,profiles!E7678,IF($C$10=2014,profiles!G7678,IF($C$10=2015,profiles!I7678,IF($C$10=2016,profiles!K7678)))))","v":58.26},{"$f":"IF($C$10=2012,profiles!D7678,IF($C$10=2013,profiles!F7678,IF($C$10=2014,profiles!H7678,IF($C$10=2015,profiles!J7678,IF($C$10=2016,profiles!L7678)))))","v":8.2686771761480468E-2},16.537354352296095,0,16.537354352296095,41.722645647703899,0,0,0,0,41.722645647703899,41.722645647703899]
["h7677",{"$f":"IF($C$10=2012,profiles!C7681,IF($C$10=2013,profiles!E7681,IF($C$10=2014,profiles!G7681,IF($C$10=2015,profiles!I7681,IF($C$10=2016,profiles!K7681)))))","v":54.98},{"$f":"IF($C$10=2012,profiles!D7681,IF($C$10=2013,profiles!F7681,IF($C$10=2014,profiles!H7681,IF($C$10=2015,profiles!J7681,IF($C$10=2016,profiles!L7681)))))","v":6.5798492117888963E-2},13.159698423577792,0,13.159698423577792,41.820301576422203,0,0,0,0,41.820301576422203,41.820301576422203]
["h7681",{"$f":"IF($C$10=2012,profiles!C7685,IF($C$10=2013,profiles!E7685,IF($C$10=2014,profiles!G7685,IF($C$10=2015,profiles!I7685,IF($C$10=2016,profiles!K7685)))))","v":45.710999999999999},{"$f":"IF($C$10=2012,profiles!D7685,IF($C$10=2013,profiles!F7685,IF($C$10=2014,profiles!H7685,IF($C$10=2015,profiles!J7685,IF($C$10=2016,profiles!L7685)))))","v":4.5866783571252429E-2},9.1733567142504864,{"$f":"D7698-F7698","v":0},{"$f":"MIN(D7698,B7698)","v":9.1733567142504864},{"$f":"B7698-F7698","v":36.53764328574951},{"$f":"-MIN(-E7698+$C$3,0)","v":0},{"$f":"E7698-H7698","v":0},0,0,36.53764328574951,36.53764328574951]
["h7684",{"$f":"IF($C$10=2012,profiles!C7688,IF($C$10=2013,profiles!E7688,IF($C$10=2014,profiles!G7688,IF($C$10=2015,profiles!I7688,IF($C$10=2016,profiles!K7688)))))","v":44.231000000000002},{"$f":"IF($C$10=2012,profiles!D7688,IF($C$10=2013,profiles!F7688,IF($C$10=2014,profiles!H7688,IF($C$10=2015,profiles!J7688,IF($C$10=2016,profiles!L7688)))))","v":4.4496807956818367E-2},8.8993615913636734,0,8.8993615913636734,35.33163840863633,0,0,0,0,35.33163840863633,35.33163840863633]
["h7688",{"$f":"IF($C$10=2012,profiles!C7692,IF($C$10=2013,profiles!E7692,IF($C$10=2014,profiles!G7692,IF($C$10=2015,profiles!I7692,IF($C$10=2016,profiles!K7692)))))","v":67.879000000000005},{"$f":"IF($C$10=2012,profiles!D7692,IF($C$10=2013,profiles!F7692,IF($C$10=2014,profiles!H7692,IF($C$10=2015,profiles!J7692,IF($C$10=2016,profiles!L7692)))))","v":4.2277447461435184E-2},8.4554894922870361,0,8.4554894922870361,59.423510507712969,0,0,{"$f":"MIN(MAX(0,G7705),K7704*$F$3)","v":0},0,59.423510507712969,59.423510507712969]
["h7691",{"$f":"IF($C$10=2012,profiles!C7695,IF($C$10=2013,profiles!E7695,IF($C$10=2014,profiles!G7695,IF($C$10=2015,profiles!I7695,IF($C$10=2016,profiles!K7695)))))","v":70.975999999999999},{"$f":"IF($C$10=2012,profiles!D7695,IF($C$10=2013,profiles!F7695,IF($C$10=2014,profiles!H7695,IF($C$10=2015,profiles!J7695,IF($C$10=2016,profiles!L7695)))))","v":0.10903635915280709},21.807271830561419,0,21.807271830561419,49.16872816943858,0,0,0,0,49.16872816943858,49.16872816943858]
["h7692",{"$f":"IF($C$10=2012,profiles!C7696,IF($C$10=2013,profiles!E7696,IF($C$10=2014,profiles!G7696,IF($C$10=2015,profiles!I7696,IF($C$10=2016,profiles!K7696)))))","v":71.525999999999996},{"$f":"IF($C$10=2012,profiles!D7696,IF($C$10=2013,profiles!F7696,IF($C$10=2014,profiles!H7696,IF($C$10=2015,profiles!J7696,IF($C$10=2016,profiles!L7696)))))","v":0.12396909335013837},24.793818670027672,0,24.793818670027672,46.73218132997232,0,0,0,0,46.73218132997232,46.73218132997232]
["h7696",{"$f":"IF($C$10=2012,profiles!C7700,IF($C$10=2013,profiles!E7700,IF($C$10=2014,profiles!G7700,IF($C$10=2015,profiles!I7700,IF($C$10=2016,profiles!K7700)))))","v":69.248000000000005},{"$f":"IF($C$10=2012,profiles!D7700,IF($C$10=2013,profiles!F7700,IF($C$10=2014,profiles!H7700,IF($C$10=2015,profiles!J7700,IF($C$10=2016,profiles!L7700)))))","v":5.2045373592350057E-2},10.409074718470011,0,10.409074718470011,58.838925281529995,0,0,0,0,58.838925281529995,58.838925281529995]
["h7699",{"$f":"IF($C$10=2012,profiles!C7703,IF($C$10=2013,profiles!E7703,IF($C$10=2014,profiles!G7703,IF($C$10=2015,profiles!I7703,IF($C$10=2016,profiles!K7703)))))","v":73.454999999999998},{"$f":"IF($C$10=2012,profiles!D7703,IF($C$10=2013,profiles!F7703,IF($C$10=2014,profiles!H7703,IF($C$10=2015,profiles!J7703,IF($C$10=2016,profiles!L7703)))))","v":7.0964736827684463E-2},14.192947365536893,0,14.192947365536893,59.262052634463103,0,0,0,0,59.262052634463103,59.262052634463103]
["h7702",{"$f":"IF($C$10=2012,profiles!C7706,IF($C$10=2013,profiles!E7706,IF($C$10=2014,profiles!G7706,IF($C$10=2015,profiles!I7706,IF($C$10=2016,profiles!K7706)))))","v":62.984999999999999},{"$f":"IF($C$10=2012,profiles!D7706,IF($C$10=2013,profiles!F7706,IF($C$10=2014,profiles!H7706,IF($C$10=2015,profiles!J7706,IF($C$10=2016,profiles!L7706)))))","v":6.5827328273556737E-2},13.165465654711348,0,13.165465654711348,49.819534345288652,0,0,0,0,49.819534345288652,49.819534345288652]
["h7706",{"$f":"IF($C$10=2012,profiles!C7710,IF($C$10=2013,profiles!E7710,IF($C$10=2014,profiles!G7710,IF($C$10=2015,profiles!I7710,IF($C$10=2016,profiles!K7710)))))","v":48.332000000000001},{"$f":"IF($C$10=2012,profiles!D7710,IF($C$10=2013,profiles!F7710,IF($C$10=2014,profiles!H7710,IF($C$10=2015,profiles!J7710,IF($C$10=2016,profiles!L7710)))))","v":6.5930754903034947E-2},13.186150980606989,0,13.186150980606989,35.145849019393012,0,0,0,0,35.145849019393012,35.145849019393012]
["h7709",{"$f":"IF($C$10=2012,profiles!C7713,IF($C$10=2013,profiles!E7713,IF($C$10=2014,profiles!G7713,IF($C$10=2015,profiles!I7713,IF($C$10=2016,profiles!K7713)))))","v":49.738999999999997},{"$f":"IF($C$10=2012,profiles!D7713,IF($C$10=2013,profiles!F7713,IF($C$10=2014,profiles!H7713,IF($C$10=2015,profiles!J7713,IF($C$10=2016,profiles!L7713)))))","v":7.134052810342939E-2},14.268105620685878,0,14.268105620685878,35.470894379314117,0,0,0,0,35.470894379314117,35.470894379314117]
["h7713",{"$f":"IF($C$10=2012,profiles!C7717,IF($C$10=2013,profiles!E7717,IF($C$10=2014,profiles!G7717,IF($C$10=2015,profiles!I7717,IF($C$10=2016,profiles!K7717)))))","v":71.873999999999995},{"$f":"IF($C$10=2012,profiles!D7717,IF($C$10=2013,profiles!F7717,IF($C$10=2014,profiles!H7717,IF($C$10=2015,profiles!J7717,IF($C$10=2016,profiles!L7717)))))","v":7.7640517146926699E-2},15.528103429385339,0,15.528103429385339,56.345896570614656,0,0,0,0,56.345896570614656,56.345896570614656]
["h7717",{"$f":"IF($C$10=2012,profiles!C7721,IF($C$10=2013,profiles!E7721,IF($C$10=2014,profiles!G7721,IF($C$10=2015,profiles!I7721,IF($C$10=2016,profiles!K7721)))))","v":73.468000000000004},{"$f":"IF($C$10=2012,profiles!D7721,IF($C$10=2013,profiles!F7721,IF($C$10=2014,profiles!H7721,IF($C$10=2015,profiles!J7721,IF($C$10=2016,profiles!L7721)))))","v":0.10242960447025309},20.485920894050619,0,20.485920894050619,52.982079105949381,0,0,0,0,52.982079105949381,52.982079105949381]
["h7720",{"$f":"IF($C$10=2012,profiles!C7724,IF($C$10=2013,profiles!E7724,IF($C$10=2014,profiles!G7724,IF($C$10=2015,profiles!I7724,IF($C$10=2016,profiles!K7724)))))","v":72.290000000000006},{"$f":"IF($C$10=2012,profiles!D7724,IF($C$10=2013,profiles!F7724,IF($C$10=2014,profiles!H7724,IF($C$10=2015,profiles!J7724,IF($C$10=2016,profiles!L7724)))))","v":8.5885285416894927E-2},17.177057083378987,0,17.177057083378987,55.112942916621023,0,0,0,0,55.112942916621023,55.112942916621023]
["h7721",{"$f":"IF($C$10=2012,profiles!C7725,IF($C$10=2013,profiles!E7725,IF($C$10=2014,profiles!G7725,IF($C$10=2015,profiles!I7725,IF($C$10=2016,profiles!K7725)))))","v":73.054000000000002},{"$f":"IF($C$10=2012,profiles!D7725,IF($C$10=2013,profiles!F7725,IF($C$10=2014,profiles!H7725,IF($C$10=2015,profiles!J7725,IF($C$10=2016,profiles!L7725)))))","v":8.5570285964720064E-2},17.114057192944014,0,17.114057192944014,55.939942807055985,0,0,0,0,55.939942807055985,55.939942807055985]
["h7724",{"$f":"IF($C$10=2012,profiles!C7728,IF($C$10=2013,profiles!E7728,IF($C$10=2014,profiles!G7728,IF($C$10=2015,profiles!I7728,IF($C$10=2016,profiles!K7728)))))","v":72.022000000000006},{"$f":"IF($C$10=2012,profiles!D7728,IF($C$10=2013,profiles!F7728,IF($C$10=2014,profiles!H7728,IF($C$10=2015,profiles!J7728,IF($C$10=2016,profiles!L7728)))))","v":7.6777692560534683E-2},15.355538512106936,0,15.355538512106936,56.666461487893073,0,0,0,0,56.666461487893073,56.666461487893073]
["h7727",{"$f":"IF($C$10=2012,profiles!C7731,IF($C$10=2013,profiles!E7731,IF($C$10=2014,profiles!G7731,IF($C$10=2015,profiles!I7731,IF($C$10=2016,profiles!K7731)))))","v":59.585999999999999},{"$f":"IF($C$10=2012,profiles!D7731,IF($C$10=2013,profiles!F7731,IF($C$10=2014,profiles!H7731,IF($C$10=2015,profiles!J7731,IF($C$10=2016,profiles!L7731)))))","v":5.4549687739673496E-2},10.9099375479347,0,10.9099375479347,48.676062452065295,0,0,0,0,48.676062452065295,48.676062452065295]
["h7731",{"$f":"IF($C$10=2012,profiles!C7735,IF($C$10=2013,profiles!E7735,IF($C$10=2014,profiles!G7735,IF($C$10=2015,profiles!I7735,IF($C$10=2016,profiles!K7735)))))","v":47.811},{"$f":"IF($C$10=2012,profiles!D7735,IF($C$10=2013,profiles!F7735,IF($C$10=2014,profiles!H7735,IF($C$10=2015,profiles!J7735,IF($C$10=2016,profiles!L7735)))))","v":4.0399200503792129E-2},8.0798401007584264,0,8.0798401007584264,39.731159899241575,0,0,0,0,39.731159899241575,39.731159899241575]
["h7734",{"$f":"IF($C$10=2012,profiles!C7738,IF($C$10=2013,profiles!E7738,IF($C$10=2014,profiles!G7738,IF($C$10=2015,profiles!I7738,IF($C$10=2016,profiles!K7738)))))","v":53.170999999999999},{"$f":"IF($C$10=2012,profiles!D7738,IF($C$10=2013,profiles!F7738,IF($C$10=2014,profiles!H7738,IF($C$10=2015,profiles!J7738,IF($C$10=2016,profiles!L7738)))))","v":2.8721627467623141E-2},5.7443254935246282,0,5.7443254935246282,47.426674506475372,0,0,0,0,47.426674506475372,47.426674506475372]
["h7738",{"$f":"IF($C$10=2012,profiles!C7742,IF($C$10=2013,profiles!E7742,IF($C$10=2014,profiles!G7742,IF($C$10=2015,profiles!I7742,IF($C$10=2016,profiles!K7742)))))","v":71.105000000000004},{"$f":"IF($C$10=2012,profiles!D7742,IF($C$10=2013,profiles!F7742,IF($C$10=2014,profiles!H7742,IF($C$10=2015,profiles!J7742,IF($C$10=2016,profiles!L7742)))))","v":2.3889056211154613E-2},4.7778112422309231,0,4.7778112422309231,66.327188757769079,0,0,0,0,66.327188757769079,66.327188757769079]
["h7742",{"$f":"IF($C$10=2012,profiles!C7746,IF($C$10=2013,profiles!E7746,IF($C$10=2014,profiles!G7746,IF($C$10=2015,profiles!I7746,IF($C$10=2016,profiles!K7746)))))","v":71.965000000000003},{"$f":"IF($C$10=2012,profiles!D7746,IF($C$10=2013,profiles!F7746,IF($C$10=2014,profiles!H7746,IF($C$10=2015,profiles!J7746,IF($C$10=2016,profiles!L7746)))))","v":3.0268597869835445E-2},6.053719573967089,0,6.053719573967089,65.911280426032917,0,0,0,0,65.911280426032917,65.911280426032917]
["h7745",{"$f":"IF($C$10=2012,profiles!C7749,IF($C$10=2013,profiles!E7749,IF($C$10=2014,profiles!G7749,IF($C$10=2015,profiles!I7749,IF($C$10=2016,profiles!K7749)))))","v":71.843000000000004},{"$f":"IF($C$10=2012,profiles!D7749,IF($C$10=2013,profiles!F7749,IF($C$10=2014,profiles!H7749,IF($C$10=2015,profiles!J7749,IF($C$10=2016,profiles!L7749)))))","v":3.4772609040878352E-3},0.6954521808175671,{"$f":"D7762-F7762","v":0},{"$f":"MIN(D7762,B7762)","v":0.6954521808175671},{"$f":"B7762-F7762","v":71.147547819182435},{"$f":"-MIN(-E7762+$C$3,0)","v":0},{"$f":"E7762-H7762","v":0},0,0,71.147547819182435,71.147547819182435]
["h7746",{"$f":"IF($C$10=2012,profiles!C7750,IF($C$10=2013,profiles!E7750,IF($C$10=2014,profiles!G7750,IF($C$10=2015,profiles!I7750,IF($C$10=2016,profiles!K7750)))))","v":74.186000000000007},{"$f":"IF($C$10=2012,profiles!D7750,IF($C$10=2013,profiles!F7750,IF($C$10=2014,profiles!H7750,IF($C$10=2015,profiles!J7750,IF($C$10=2016,profiles!L7750)))))","v":2.354680612216959E-3},{"$f":"C7763*$C$2","v":0.47093612244339178},0,0.47093612244339178,73.715063877556616,0,0,0,0,{"$f":"MAX(G7763-J7763,0)","v":73.715063877556616},{"$f":"B7763-D7763","v":73.715063877556616}]
["h7749",{"$f":"IF($C$10=2012,profiles!C7753,IF($C$10=2013,profiles!E7753,IF($C$10=2014,profiles!G7753,IF($C$10=2015,profiles!I7753,IF($C$10=2016,profiles!K7753)))))","v":66.7},{"$f":"IF($C$10=2012,profiles!D7753,IF($C$10=2013,profiles!F7753,IF($C$10=2014,profiles!H7753,IF($C$10=2015,profiles!J7753,IF($C$10=2016,profiles!L7753)))))","v":1.9166004983161295E-3},0.38332009966322589,0,0.38332009966322589,66.31667990033678,0,0,0,0,66.31667990033678,66.31667990033678]
["h7753",{"$f":"IF($C$10=2012,profiles!C7757,IF($C$10=2013,profiles!E7757,IF($C$10=2014,profiles!G7757,IF($C$10=2015,profiles!I7757,IF($C$10=2016,profiles!K7757)))))","v":50.941000000000003},{"$f":"IF($C$10=2012,profiles!D7757,IF($C$10=2013,profiles!F7757,IF($C$10=2014,profiles!H7757,IF($C$10=2015,profiles!J7757,IF($C$10=2016,profiles!L7757)))))","v":2.3262496750092367E-3},0.46524993500184736,0,0.46524993500184736,50.475750064998152,0,0,0,0,50.475750064998152,50.475750064998152]
["h7756",{"$f":"IF($C$10=2012,profiles!C7760,IF($C$10=2013,profiles!E7760,IF($C$10=2014,profiles!G7760,IF($C$10=2015,profiles!I7760,IF($C$10=2016,profiles!K7760)))))","v":48.563000000000002},{"$f":"IF($C$10=2012,profiles!D7760,IF($C$10=2013,profiles!F7760,IF($C$10=2014,profiles!H7760,IF($C$10=2015,profiles!J7760,IF($C$10=2016,profiles!L7760)))))","v":2.8325510748641882E-3},0.5665102149728376,0,0.5665102149728376,47.996489785027165,0,0,0,0,47.996489785027165,47.996489785027165]
["h7759",{"$f":"IF($C$10=2012,profiles!C7763,IF($C$10=2013,profiles!E7763,IF($C$10=2014,profiles!G7763,IF($C$10=2015,profiles!I7763,IF($C$10=2016,profiles!K7763)))))","v":62.335000000000001},{"$f":"IF($C$10=2012,profiles!D7763,IF($C$10=2013,profiles!F7763,IF($C$10=2014,profiles!H7763,IF($C$10=2015,profiles!J7763,IF($C$10=2016,profiles!L7763)))))","v":2.8051834316287854E-3},0.56103668632575709,0,0.56103668632575709,61.773963313674244,0,0,0,0,61.773963313674244,61.773963313674244]
["h7763",{"$f":"IF($C$10=2012,profiles!C7767,IF($C$10=2013,profiles!E7767,IF($C$10=2014,profiles!G7767,IF($C$10=2015,profiles!I7767,IF($C$10=2016,profiles!K7767)))))","v":72.179000000000002},{"$f":"IF($C$10=2012,profiles!D7767,IF($C$10=2013,profiles!F7767,IF($C$10=2014,profiles!H7767,IF($C$10=2015,profiles!J7767,IF($C$10=2016,profiles!L7767)))))","v":5.2846919087562776E-2},10.569383817512556,0,10.569383817512556,61.609616182487443,0,0,0,0,61.609616182487443,61.609616182487443]
["h7767",{"$f":"IF($C$10=2012,profiles!C7771,IF($C$10=2013,profiles!E7771,IF($C$10=2014,profiles!G7771,IF($C$10=2015,profiles!I7771,IF($C$10=2016,profiles!K7771)))))","v":71.266000000000005},{"$f":"IF($C$10=2012,profiles!D7771,IF($C$10=2013,profiles!F7771,IF($C$10=2014,profiles!H7771,IF($C$10=2015,profiles!J7771,IF($C$10=2016,profiles!L7771)))))","v":3.0364400169679388E-2},6.0728800339358777,0,6.0728800339358777,65.193119966064131,0,0,0,0,65.193119966064131,65.193119966064131]
["h7770",{"$f":"IF($C$10=2012,profiles!C7774,IF($C$10=2013,profiles!E7774,IF($C$10=2014,profiles!G7774,IF($C$10=2015,profiles!I7774,IF($C$10=2016,profiles!K7774)))))","v":75.045000000000002},{"$f":"IF($C$10=2012,profiles!D7774,IF($C$10=2013,profiles!F7774,IF($C$10=2014,profiles!H7774,IF($C$10=2015,profiles!J7774,IF($C$10=2016,profiles!L7774)))))","v":7.5534695329711682E-3},1.5106939065942337,0,1.5106939065942337,73.534306093405775,0,0,0,0,73.534306093405775,73.534306093405775]
["h7771",{"$f":"IF($C$10=2012,profiles!C7775,IF($C$10=2013,profiles!E7775,IF($C$10=2014,profiles!G7775,IF($C$10=2015,profiles!I7775,IF($C$10=2016,profiles!K7775)))))","v":74.066000000000003},{"$f":"IF($C$10=2012,profiles!D7775,IF($C$10=2013,profiles!F7775,IF($C$10=2014,profiles!H7775,IF($C$10=2015,profiles!J7775,IF($C$10=2016,profiles!L7775)))))","v":8.3744988300332515E-3},1.6748997660066502,0,1.6748997660066502,72.391100233993356,0,0,0,0,72.391100233993356,72.391100233993356]
["h7774",{"$f":"IF($C$10=2012,profiles!C7778,IF($C$10=2013,profiles!E7778,IF($C$10=2014,profiles!G7778,IF($C$10=2015,profiles!I7778,IF($C$10=2016,profiles!K7778)))))","v":63.512999999999998},{"$f":"IF($C$10=2012,profiles!D7778,IF($C$10=2013,profiles!F7778,IF($C$10=2014,profiles!H7778,IF($C$10=2015,profiles!J7778,IF($C$10=2016,profiles!L7778)))))","v":1.3711189260936795E-2},2.7422378521873592,0,2.7422378521873592,60.77076214781264,0,0,0,0,60.77076214781264,60.77076214781264]
["h7778",{"$f":"IF($C$10=2012,profiles!C7782,IF($C$10=2013,profiles!E7782,IF($C$10=2014,profiles!G7782,IF($C$10=2015,profiles!I7782,IF($C$10=2016,profiles!K7782)))))","v":49.393000000000001},{"$f":"IF($C$10=2012,profiles!D7782,IF($C$10=2013,profiles!F7782,IF($C$10=2014,profiles!H7782,IF($C$10=2015,profiles!J7782,IF($C$10=2016,profiles!L7782)))))","v":1.6247709182417462E-2},3.2495418364834925,0,3.2495418364834925,46.143458163516506,0,0,0,0,46.143458163516506,46.143458163516506]
["h7781",{"$f":"IF($C$10=2012,profiles!C7785,IF($C$10=2013,profiles!E7785,IF($C$10=2014,profiles!G7785,IF($C$10=2015,profiles!I7785,IF($C$10=2016,profiles!K7785)))))","v":50.948999999999998},{"$f":"IF($C$10=2012,profiles!D7785,IF($C$10=2013,profiles!F7785,IF($C$10=2014,profiles!H7785,IF($C$10=2015,profiles!J7785,IF($C$10=2016,profiles!L7785)))))","v":2.1007139144943791E-2},4.2014278289887583,0,4.2014278289887583,46.747572171011242,0,0,0,0,46.747572171011242,46.747572171011242]
["h7784",{"$f":"IF($C$10=2012,profiles!C7788,IF($C$10=2013,profiles!E7788,IF($C$10=2014,profiles!G7788,IF($C$10=2015,profiles!I7788,IF($C$10=2016,profiles!K7788)))))","v":69.709999999999994},{"$f":"IF($C$10=2012,profiles!D7788,IF($C$10=2013,profiles!F7788,IF($C$10=2014,profiles!H7788,IF($C$10=2015,profiles!J7788,IF($C$10=2016,profiles!L7788)))))","v":2.2976558439782271E-2},4.5953116879564542,0,4.5953116879564542,65.11468831204354,0,0,0,0,65.11468831204354,65.11468831204354]
["h7789",{"$f":"IF($C$10=2012,profiles!C7793,IF($C$10=2013,profiles!E7793,IF($C$10=2014,profiles!G7793,IF($C$10=2015,profiles!I7793,IF($C$10=2016,profiles!K7793)))))","v":71.361999999999995},{"$f":"IF($C$10=2012,profiles!D7793,IF($C$10=2013,profiles!F7793,IF($C$10=2014,profiles!H7793,IF($C$10=2015,profiles!J7793,IF($C$10=2016,profiles!L7793)))))","v":9.990699964441041E-2},19.981399928882084,0,19.981399928882084,51.380600071117911,0,0,0,0,51.380600071117911,51.380600071117911]
["h7792",{"$f":"IF($C$10=2012,profiles!C7796,IF($C$10=2013,profiles!E7796,IF($C$10=2014,profiles!G7796,IF($C$10=2015,profiles!I7796,IF($C$10=2016,profiles!K7796)))))","v":68.42},{"$f":"IF($C$10=2012,profiles!D7796,IF($C$10=2013,profiles!F7796,IF($C$10=2014,profiles!H7796,IF($C$10=2015,profiles!J7796,IF($C$10=2016,profiles!L7796)))))","v":3.4601602888481631E-2},6.9203205776963266,0,6.9203205776963266,61.499679422303672,0,0,0,0,61.499679422303672,61.499679422303672]
["h7793",{"$f":"IF($C$10=2012,profiles!C7797,IF($C$10=2013,profiles!E7797,IF($C$10=2014,profiles!G7797,IF($C$10=2015,profiles!I7797,IF($C$10=2016,profiles!K7797)))))","v":70.185000000000002},{"$f":"IF($C$10=2012,profiles!D7797,IF($C$10=2013,profiles!F7797,IF($C$10=2014,profiles!H7797,IF($C$10=2015,profiles!J7797,IF($C$10=2016,profiles!L7797)))))","v":2.5055389917667332E-2},5.0110779835334665,0,5.0110779835334665,65.173922016466534,0,0,0,0,65.173922016466534,65.173922016466534]
["h7796",{"$f":"IF($C$10=2012,profiles!C7800,IF($C$10=2013,profiles!E7800,IF($C$10=2014,profiles!G7800,IF($C$10=2015,profiles!I7800,IF($C$10=2016,profiles!K7800)))))","v":69.656000000000006},{"$f":"IF($C$10=2012,profiles!D7800,IF($C$10=2013,profiles!F7800,IF($C$10=2014,profiles!H7800,IF($C$10=2015,profiles!J7800,IF($C$10=2016,profiles!L7800)))))","v":4.0318389452665554E-2},8.0636778905331106,0,8.0636778905331106,61.592322109466892,0,0,0,0,61.592322109466892,61.592322109466892]
["h7799",{"$f":"IF($C$10=2012,profiles!C7803,IF($C$10=2013,profiles!E7803,IF($C$10=2014,profiles!G7803,IF($C$10=2015,profiles!I7803,IF($C$10=2016,profiles!K7803)))))","v":58.746000000000002},{"$f":"IF($C$10=2012,profiles!D7803,IF($C$10=2013,profiles!F7803,IF($C$10=2014,profiles!H7803,IF($C$10=2015,profiles!J7803,IF($C$10=2016,profiles!L7803)))))","v":4.4913701140622007E-2},8.9827402281244009,0,8.9827402281244009,49.763259771875603,0,0,0,0,49.763259771875603,49.763259771875603]
["h7803",{"$f":"IF($C$10=2012,profiles!C7807,IF($C$10=2013,profiles!E7807,IF($C$10=2014,profiles!G7807,IF($C$10=2015,profiles!I7807,IF($C$10=2016,profiles!K7807)))))","v":47.04},{"$f":"IF($C$10=2012,profiles!D7807,IF($C$10=2013,profiles!F7807,IF($C$10=2014,profiles!H7807,IF($C$10=2015,profiles!J7807,IF($C$10=2016,profiles!L7807)))))","v":5.97445574882398E-2},11.948911497647959,0,11.948911497647959,35.091088502352036,0,0,0,0,35.091088502352036,35.091088502352036]
["h7805",{"$f":"IF($C$10=2012,profiles!C7809,IF($C$10=2013,profiles!E7809,IF($C$10=2014,profiles!G7809,IF($C$10=2015,profiles!I7809,IF($C$10=2016,profiles!K7809)))))","v":47.192999999999998},{"$f":"IF($C$10=2012,profiles!D7809,IF($C$10=2013,profiles!F7809,IF($C$10=2014,profiles!H7809,IF($C$10=2015,profiles!J7809,IF($C$10=2016,profiles!L7809)))))","v":5.7597637020019694E-2},11.51952740400394,0,11.51952740400394,35.67347259599606,0,0,0,0,35.67347259599606,35.67347259599606]
["h7810",{"$f":"IF($C$10=2012,profiles!C7814,IF($C$10=2013,profiles!E7814,IF($C$10=2014,profiles!G7814,IF($C$10=2015,profiles!I7814,IF($C$10=2016,profiles!K7814)))))","v":58.831000000000003},{"$f":"IF($C$10=2012,profiles!D7814,IF($C$10=2013,profiles!F7814,IF($C$10=2014,profiles!H7814,IF($C$10=2015,profiles!J7814,IF($C$10=2016,profiles!L7814)))))","v":0.11188600809539438},{"$f":"C7827*$C$2","v":22.377201619078875},0,22.377201619078875,36.453798380921128,0,0,0,0,{"$f":"MAX(G7827-J7827,0)","v":36.453798380921128},{"$f":"B7827-D7827","v":36.453798380921128}]
["h7814",{"$f":"IF($C$10=2012,profiles!C7818,IF($C$10=2013,profiles!E7818,IF($C$10=2014,profiles!G7818,IF($C$10=2015,profiles!I7818,IF($C$10=2016,profiles!K7818)))))","v":57.991999999999997},{"$f":"IF($C$10=2012,profiles!D7818,IF($C$10=2013,profiles!F7818,IF($C$10=2014,profiles!H7818,IF($C$10=2015,profiles!J7818,IF($C$10=2016,profiles!L7818)))))","v":0.16471119133574008},32.942238267148014,0,32.942238267148014,25.049761732851984,0,0,0,0,25.049761732851984,25.049761732851984]
["h7817",{"$f":"IF($C$10=2012,profiles!C7821,IF($C$10=2013,profiles!E7821,IF($C$10=2014,profiles!G7821,IF($C$10=2015,profiles!I7821,IF($C$10=2016,profiles!K7821)))))","v":58.557000000000002},{"$f":"IF($C$10=2012,profiles!D7821,IF($C$10=2013,profiles!F7821,IF($C$10=2014,profiles!H7821,IF($C$10=2015,profiles!J7821,IF($C$10=2016,profiles!L7821)))))","v":8.0953943769828243E-2},16.190788753965649,0,16.190788753965649,42.366211246034354,0,0,0,0,42.366211246034354,42.366211246034354]
["h7818",{"$f":"IF($C$10=2012,profiles!C7822,IF($C$10=2013,profiles!E7822,IF($C$10=2014,profiles!G7822,IF($C$10=2015,profiles!I7822,IF($C$10=2016,profiles!K7822)))))","v":63.058999999999997},{"$f":"IF($C$10=2012,profiles!D7822,IF($C$10=2013,profiles!F7822,IF($C$10=2014,profiles!H7822,IF($C$10=2015,profiles!J7822,IF($C$10=2016,profiles!L7822)))))","v":8.951427633738103E-2},17.902855267476205,0,17.902855267476205,45.156144732523792,0,0,0,0,45.156144732523792,45.156144732523792]
["h7821",{"$f":"IF($C$10=2012,profiles!C7825,IF($C$10=2013,profiles!E7825,IF($C$10=2014,profiles!G7825,IF($C$10=2015,profiles!I7825,IF($C$10=2016,profiles!K7825)))))","v":56.420999999999999},{"$f":"IF($C$10=2012,profiles!D7825,IF($C$10=2013,profiles!F7825,IF($C$10=2014,profiles!H7825,IF($C$10=2015,profiles!J7825,IF($C$10=2016,profiles!L7825)))))","v":9.2509025270758119E-2},18.501805054151625,0,18.501805054151625,37.919194945848375,0,0,0,0,37.919194945848375,37.919194945848375]
["h7824",{"$f":"IF($C$10=2012,profiles!C7828,IF($C$10=2013,profiles!E7828,IF($C$10=2014,profiles!G7828,IF($C$10=2015,profiles!I7828,IF($C$10=2016,profiles!K7828)))))","v":48.978000000000002},{"$f":"IF($C$10=2012,profiles!D7828,IF($C$10=2013,profiles!F7828,IF($C$10=2014,profiles!H7828,IF($C$10=2015,profiles!J7828,IF($C$10=2016,profiles!L7828)))))","v":8.4550377420413519E-2},16.910075484082704,0,16.910075484082704,32.067924515917298,0,0,0,0,32.067924515917298,32.067924515917298]
["h7830",{"$f":"IF($C$10=2012,profiles!C7834,IF($C$10=2013,profiles!E7834,IF($C$10=2014,profiles!G7834,IF($C$10=2015,profiles!I7834,IF($C$10=2016,profiles!K7834)))))","v":41.78},{"$f":"IF($C$10=2012,profiles!D7834,IF($C$10=2013,profiles!F7834,IF($C$10=2014,profiles!H7834,IF($C$10=2015,profiles!J7834,IF($C$10=2016,profiles!L7834)))))","v":5.9167634798059178E-2},11.833526959611836,0,11.833526959611836,29.946473040388163,0,0,0,0,29.946473040388163,29.946473040388163]
["h7832",{"$f":"IF($C$10=2012,profiles!C7836,IF($C$10=2013,profiles!E7836,IF($C$10=2014,profiles!G7836,IF($C$10=2015,profiles!I7836,IF($C$10=2016,profiles!K7836)))))","v":43.582999999999998},{"$f":"IF($C$10=2012,profiles!D7836,IF($C$10=2013,profiles!F7836,IF($C$10=2014,profiles!H7836,IF($C$10=2015,profiles!J7836,IF($C$10=2016,profiles!L7836)))))","v":7.4871864962755413E-2},14.974372992551082,0,14.974372992551082,28.608627007448916,0,0,0,0,28.608627007448916,28.608627007448916]
["h7835",{"$f":"IF($C$10=2012,profiles!C7839,IF($C$10=2013,profiles!E7839,IF($C$10=2014,profiles!G7839,IF($C$10=2015,profiles!I7839,IF($C$10=2016,profiles!K7839)))))","v":52.64},{"$f":"IF($C$10=2012,profiles!D7839,IF($C$10=2013,profiles!F7839,IF($C$10=2014,profiles!H7839,IF($C$10=2015,profiles!J7839,IF($C$10=2016,profiles!L7839)))))","v":0.16388983803731291},32.777967607462585,0,32.777967607462585,19.862032392537415,0,0,0,0,19.862032392537415,19.862032392537415]
["h7839",{"$f":"IF($C$10=2012,profiles!C7843,IF($C$10=2013,profiles!E7843,IF($C$10=2014,profiles!G7843,IF($C$10=2015,profiles!I7843,IF($C$10=2016,profiles!K7843)))))","v":50.459000000000003},{"$f":"IF($C$10=2012,profiles!D7843,IF($C$10=2013,profiles!F7843,IF($C$10=2014,profiles!H7843,IF($C$10=2015,profiles!J7843,IF($C$10=2016,profiles!L7843)))))","v":0.13841317569876307},27.682635139752616,0,27.682635139752616,22.776364860247387,0,0,0,0,22.776364860247387,22.776364860247387]
["h7842",{"$f":"IF($C$10=2012,profiles!C7846,IF($C$10=2013,profiles!E7846,IF($C$10=2014,profiles!G7846,IF($C$10=2015,profiles!I7846,IF($C$10=2016,profiles!K7846)))))","v":58.631999999999998},{"$f":"IF($C$10=2012,profiles!D7846,IF($C$10=2013,profiles!F7846,IF($C$10=2014,profiles!H7846,IF($C$10=2015,profiles!J7846,IF($C$10=2016,profiles!L7846)))))","v":0.14538372172486844},29.076744344973687,0,29.076744344973687,29.555255655026311,0,0,0,0,29.555255655026311,29.555255655026311]
["h7843",{"$f":"IF($C$10=2012,profiles!C7847,IF($C$10=2013,profiles!E7847,IF($C$10=2014,profiles!G7847,IF($C$10=2015,profiles!I7847,IF($C$10=2016,profiles!K7847)))))","v":59.615000000000002},{"$f":"IF($C$10=2012,profiles!D7847,IF($C$10=2013,profiles!F7847,IF($C$10=2014,profiles!H7847,IF($C$10=2015,profiles!J7847,IF($C$10=2016,profiles!L7847)))))","v":0.15940682020091573},31.881364040183147,0,31.881364040183147,27.733635959816855,0,0,0,0,27.733635959816855,27.733635959816855]
["h7846",{"$f":"IF($C$10=2012,profiles!C7850,IF($C$10=2013,profiles!E7850,IF($C$10=2014,profiles!G7850,IF($C$10=2015,profiles!I7850,IF($C$10=2016,profiles!K7850)))))","v":53.040999999999997},{"$f":"IF($C$10=2012,profiles!D7850,IF($C$10=2013,profiles!F7850,IF($C$10=2014,profiles!H7850,IF($C$10=2015,profiles!J7850,IF($C$10=2016,profiles!L7850)))))","v":0.15969384268434361},31.938768536868722,0,31.938768536868722,21.102231463131275,0,0,0,0,21.102231463131275,21.102231463131275]
["h7849",{"$f":"IF($C$10=2012,profiles!C7853,IF($C$10=2013,profiles!E7853,IF($C$10=2014,profiles!G7853,IF($C$10=2015,profiles!I7853,IF($C$10=2016,profiles!K7853)))))","v":45.582000000000001},{"$f":"IF($C$10=2012,profiles!D7853,IF($C$10=2013,profiles!F7853,IF($C$10=2014,profiles!H7853,IF($C$10=2015,profiles!J7853,IF($C$10=2016,profiles!L7853)))))","v":0.14091393297096502},28.182786594193004,0,28.182786594193004,17.399213405806996,0,0,0,0,17.399213405806996,17.399213405806996]
["h7855",{"$f":"IF($C$10=2012,profiles!C7859,IF($C$10=2013,profiles!E7859,IF($C$10=2014,profiles!G7859,IF($C$10=2015,profiles!I7859,IF($C$10=2016,profiles!K7859)))))","v":61.003},{"$f":"IF($C$10=2012,profiles!D7859,IF($C$10=2013,profiles!F7859,IF($C$10=2014,profiles!H7859,IF($C$10=2015,profiles!J7859,IF($C$10=2016,profiles!L7859)))))","v":0.12259976509792139},24.519953019584278,0,24.519953019584278,36.483046980415722,0,0,0,0,36.483046980415722,36.483046980415722]
["h7857",{"$f":"IF($C$10=2012,profiles!C7861,IF($C$10=2013,profiles!E7861,IF($C$10=2014,profiles!G7861,IF($C$10=2015,profiles!I7861,IF($C$10=2016,profiles!K7861)))))","v":71.019000000000005},{"$f":"IF($C$10=2012,profiles!D7861,IF($C$10=2013,profiles!F7861,IF($C$10=2014,profiles!H7861,IF($C$10=2015,profiles!J7861,IF($C$10=2016,profiles!L7861)))))","v":0.10940700882248505},21.88140176449701,0,21.88140176449701,49.137598235502992,0,0,0,0,49.137598235502992,49.137598235502992]
["h7861",{"$f":"IF($C$10=2012,profiles!C7865,IF($C$10=2013,profiles!E7865,IF($C$10=2014,profiles!G7865,IF($C$10=2015,profiles!I7865,IF($C$10=2016,profiles!K7865)))))","v":71.900999999999996},{"$f":"IF($C$10=2012,profiles!D7865,IF($C$10=2013,profiles!F7865,IF($C$10=2014,profiles!H7865,IF($C$10=2015,profiles!J7865,IF($C$10=2016,profiles!L7865)))))","v":0.15270000819425855},30.540001638851709,0,30.540001638851709,41.36099836114829,0,0,0,0,41.36099836114829,41.36099836114829]
["h7864",{"$f":"IF($C$10=2012,profiles!C7868,IF($C$10=2013,profiles!E7868,IF($C$10=2014,profiles!G7868,IF($C$10=2015,profiles!I7868,IF($C$10=2016,profiles!K7868)))))","v":70.25},{"$f":"IF($C$10=2012,profiles!D7868,IF($C$10=2013,profiles!F7868,IF($C$10=2014,profiles!H7868,IF($C$10=2015,profiles!J7868,IF($C$10=2016,profiles!L7868)))))","v":7.6001748108491987E-2},15.200349621698397,0,15.200349621698397,55.049650378301607,0,0,0,0,55.049650378301607,55.049650378301607]
["h7867",{"$f":"IF($C$10=2012,profiles!C7871,IF($C$10=2013,profiles!E7871,IF($C$10=2014,profiles!G7871,IF($C$10=2015,profiles!I7871,IF($C$10=2016,profiles!K7871)))))","v":74.129000000000005},{"$f":"IF($C$10=2012,profiles!D7871,IF($C$10=2013,profiles!F7871,IF($C$10=2014,profiles!H7871,IF($C$10=2015,profiles!J7871,IF($C$10=2016,profiles!L7871)))))","v":9.344186173554396E-2},18.688372347108793,0,18.688372347108793,55.440627652891209,0,0,0,0,55.440627652891209,55.440627652891209]
["h7868",{"$f":"IF($C$10=2012,profiles!C7872,IF($C$10=2013,profiles!E7872,IF($C$10=2014,profiles!G7872,IF($C$10=2015,profiles!I7872,IF($C$10=2016,profiles!K7872)))))","v":71.959000000000003},{"$f":"IF($C$10=2012,profiles!D7872,IF($C$10=2013,profiles!F7872,IF($C$10=2014,profiles!H7872,IF($C$10=2015,profiles!J7872,IF($C$10=2016,profiles!L7872)))))","v":9.9177842724864115E-2},19.835568544972823,0,19.835568544972823,52.12343145502718,0,0,0,0,52.12343145502718,52.12343145502718]
["h7871",{"$f":"IF($C$10=2012,profiles!C7875,IF($C$10=2013,profiles!E7875,IF($C$10=2014,profiles!G7875,IF($C$10=2015,profiles!I7875,IF($C$10=2016,profiles!K7875)))))","v":59.973999999999997},{"$f":"IF($C$10=2012,profiles!D7875,IF($C$10=2013,profiles!F7875,IF($C$10=2014,profiles!H7875,IF($C$10=2015,profiles!J7875,IF($C$10=2016,profiles!L7875)))))","v":7.9839392532299033E-2},15.967878506459806,0,15.967878506459806,44.006121493540192,0,0,0,0,44.006121493540192,44.006121493540192]
["h7876",{"$f":"IF($C$10=2012,profiles!C7880,IF($C$10=2013,profiles!E7880,IF($C$10=2014,profiles!G7880,IF($C$10=2015,profiles!I7880,IF($C$10=2016,profiles!K7880)))))","v":49.204000000000001},{"$f":"IF($C$10=2012,profiles!D7880,IF($C$10=2013,profiles!F7880,IF($C$10=2014,profiles!H7880,IF($C$10=2015,profiles!J7880,IF($C$10=2016,profiles!L7880)))))","v":4.3487165483342437E-2},8.6974330966684867,0,8.6974330966684867,40.506566903331517,0,0,0,0,40.506566903331517,40.506566903331517]
["h7879",{"$f":"IF($C$10=2012,profiles!C7883,IF($C$10=2013,profiles!E7883,IF($C$10=2014,profiles!G7883,IF($C$10=2015,profiles!I7883,IF($C$10=2016,profiles!K7883)))))","v":63.173999999999999},{"$f":"IF($C$10=2012,profiles!D7883,IF($C$10=2013,profiles!F7883,IF($C$10=2014,profiles!H7883,IF($C$10=2015,profiles!J7883,IF($C$10=2016,profiles!L7883)))))","v":2.7252867285636265E-2},5.4505734571272528,0,5.4505734571272528,57.723426542872744,0,0,0,0,57.723426542872744,57.723426542872744]
["h7882",{"$f":"IF($C$10=2012,profiles!C7886,IF($C$10=2013,profiles!E7886,IF($C$10=2014,profiles!G7886,IF($C$10=2015,profiles!I7886,IF($C$10=2016,profiles!K7886)))))","v":71.891999999999996},{"$f":"IF($C$10=2012,profiles!D7886,IF($C$10=2013,profiles!F7886,IF($C$10=2014,profiles!H7886,IF($C$10=2015,profiles!J7886,IF($C$10=2016,profiles!L7886)))))","v":5.5584380120152925E-2},11.116876024030585,0,11.116876024030585,60.775123975969407,0,0,0,0,60.775123975969407,60.775123975969407]
["h7886",{"$f":"IF($C$10=2012,profiles!C7890,IF($C$10=2013,profiles!E7890,IF($C$10=2014,profiles!G7890,IF($C$10=2015,profiles!I7890,IF($C$10=2016,profiles!K7890)))))","v":72.016999999999996},{"$f":"IF($C$10=2012,profiles!D7890,IF($C$10=2013,profiles!F7890,IF($C$10=2014,profiles!H7890,IF($C$10=2015,profiles!J7890,IF($C$10=2016,profiles!L7890)))))","v":8.5649918077553247E-2},17.12998361551065,0,17.12998361551065,54.887016384489343,0,0,0,0,54.887016384489343,54.887016384489343]
["h7889",{"$f":"IF($C$10=2012,profiles!C7893,IF($C$10=2013,profiles!E7893,IF($C$10=2014,profiles!G7893,IF($C$10=2015,profiles!I7893,IF($C$10=2016,profiles!K7893)))))","v":72.933999999999997},{"$f":"IF($C$10=2012,profiles!D7893,IF($C$10=2013,profiles!F7893,IF($C$10=2014,profiles!H7893,IF($C$10=2015,profiles!J7893,IF($C$10=2016,profiles!L7893)))))","v":3.6155106499180772E-2},7.2310212998361543,0,7.2310212998361543,65.70297870016384,0,0,0,0,65.70297870016384,65.70297870016384]
["h7892",{"$f":"IF($C$10=2012,profiles!C7896,IF($C$10=2013,profiles!E7896,IF($C$10=2014,profiles!G7896,IF($C$10=2015,profiles!I7896,IF($C$10=2016,profiles!K7896)))))","v":72.590999999999994},{"$f":"IF($C$10=2012,profiles!D7896,IF($C$10=2013,profiles!F7896,IF($C$10=2014,profiles!H7896,IF($C$10=2015,profiles!J7896,IF($C$10=2016,profiles!L7896)))))","v":5.1228836701256143E-2},10.245767340251229,0,10.245767340251229,62.345232659748767,0,0,0,0,62.345232659748767,62.345232659748767]
["h7893",{"$f":"IF($C$10=2012,profiles!C7897,IF($C$10=2013,profiles!E7897,IF($C$10=2014,profiles!G7897,IF($C$10=2015,profiles!I7897,IF($C$10=2016,profiles!K7897)))))","v":68.233000000000004},{"$f":"IF($C$10=2012,profiles!D7897,IF($C$10=2013,profiles!F7897,IF($C$10=2014,profiles!H7897,IF($C$10=2015,profiles!J7897,IF($C$10=2016,profiles!L7897)))))","v":5.3864008738394323E-2},10.772801747678864,0,10.772801747678864,57.460198252321142,0,0,0,0,57.460198252321142,57.460198252321142]
["h7897",{"$f":"IF($C$10=2012,profiles!C7901,IF($C$10=2013,profiles!E7901,IF($C$10=2014,profiles!G7901,IF($C$10=2015,profiles!I7901,IF($C$10=2016,profiles!K7901)))))","v":52.232999999999997},{"$f":"IF($C$10=2012,profiles!D7901,IF($C$10=2013,profiles!F7901,IF($C$10=2014,profiles!H7901,IF($C$10=2015,profiles!J7901,IF($C$10=2016,profiles!L7901)))))","v":6.2841157205240181E-2},12.568231441048036,0,12.568231441048036,39.664768558951963,0,0,0,0,39.664768558951963,39.664768558951963]
["h7901",{"$f":"IF($C$10=2012,profiles!C7905,IF($C$10=2013,profiles!E7905,IF($C$10=2014,profiles!G7905,IF($C$10=2015,profiles!I7905,IF($C$10=2016,profiles!K7905)))))","v":51.335000000000001},{"$f":"IF($C$10=2012,profiles!D7905,IF($C$10=2013,profiles!F7905,IF($C$10=2014,profiles!H7905,IF($C$10=2015,profiles!J7905,IF($C$10=2016,profiles!L7905)))))","v":8.425218340611354E-2},16.850436681222707,0,16.850436681222707,34.48456331877729,0,0,0,0,34.48456331877729,34.48456331877729]
["h7904",{"$f":"IF($C$10=2012,profiles!C7908,IF($C$10=2013,profiles!E7908,IF($C$10=2014,profiles!G7908,IF($C$10=2015,profiles!I7908,IF($C$10=2016,profiles!K7908)))))","v":70.975999999999999},{"$f":"IF($C$10=2012,profiles!D7908,IF($C$10=2013,profiles!F7908,IF($C$10=2014,profiles!H7908,IF($C$10=2015,profiles!J7908,IF($C$10=2016,profiles!L7908)))))","v":0.10307041484716158},20.614082969432314,0,20.614082969432314,50.361917030567682,0,0,0,0,50.361917030567682,50.361917030567682]
["h7907",{"$f":"IF($C$10=2012,profiles!C7911,IF($C$10=2013,profiles!E7911,IF($C$10=2014,profiles!G7911,IF($C$10=2015,profiles!I7911,IF($C$10=2016,profiles!K7911)))))","v":73.566999999999993},{"$f":"IF($C$10=2012,profiles!D7911,IF($C$10=2013,profiles!F7911,IF($C$10=2014,profiles!H7911,IF($C$10=2015,profiles!J7911,IF($C$10=2016,profiles!L7911)))))","v":0.1554585152838428},31.091703056768559,0,31.091703056768559,42.475296943231434,0,0,0,0,42.475296943231434,42.475296943231434]
["h7911",{"$f":"IF($C$10=2012,profiles!C7915,IF($C$10=2013,profiles!E7915,IF($C$10=2014,profiles!G7915,IF($C$10=2015,profiles!I7915,IF($C$10=2016,profiles!K7915)))))","v":72.513000000000005},{"$f":"IF($C$10=2012,profiles!D7915,IF($C$10=2013,profiles!F7915,IF($C$10=2014,profiles!H7915,IF($C$10=2015,profiles!J7915,IF($C$10=2016,profiles!L7915)))))","v":0.12972161572052401},25.944323144104803,0,25.944323144104803,46.568676855895205,0,0,0,0,46.568676855895205,46.568676855895205]
["h7914",{"$f":"IF($C$10=2012,profiles!C7918,IF($C$10=2013,profiles!E7918,IF($C$10=2014,profiles!G7918,IF($C$10=2015,profiles!I7918,IF($C$10=2016,profiles!K7918)))))","v":76.504000000000005},{"$f":"IF($C$10=2012,profiles!D7918,IF($C$10=2013,profiles!F7918,IF($C$10=2014,profiles!H7918,IF($C$10=2015,profiles!J7918,IF($C$10=2016,profiles!L7918)))))","v":0.13474344978165939},26.948689956331879,0,26.948689956331879,49.555310043668129,0,0,0,0,49.555310043668129,49.555310043668129]
["h7917",{"$f":"IF($C$10=2012,profiles!C7921,IF($C$10=2013,profiles!E7921,IF($C$10=2014,profiles!G7921,IF($C$10=2015,profiles!I7921,IF($C$10=2016,profiles!K7921)))))","v":69.094999999999999},{"$f":"IF($C$10=2012,profiles!D7921,IF($C$10=2013,profiles!F7921,IF($C$10=2014,profiles!H7921,IF($C$10=2015,profiles!J7921,IF($C$10=2016,profiles!L7921)))))","v":0.13043122270742358},26.086244541484717,0,26.086244541484717,43.008755458515282,0,0,0,0,43.008755458515282,43.008755458515282]
["h7918",{"$f":"IF($C$10=2012,profiles!C7922,IF($C$10=2013,profiles!E7922,IF($C$10=2014,profiles!G7922,IF($C$10=2015,profiles!I7922,IF($C$10=2016,profiles!K7922)))))","v":65.206000000000003},{"$f":"IF($C$10=2012,profiles!D7922,IF($C$10=2013,profiles!F7922,IF($C$10=2014,profiles!H7922,IF($C$10=2015,profiles!J7922,IF($C$10=2016,profiles!L7922)))))","v":0.12368995633187772},24.737991266375545,0,24.737991266375545,40.468008733624458,0,0,0,0,40.468008733624458,40.468008733624458]
["h7922",{"$f":"IF($C$10=2012,profiles!C7926,IF($C$10=2013,profiles!E7926,IF($C$10=2014,profiles!G7926,IF($C$10=2015,profiles!I7926,IF($C$10=2016,profiles!K7926)))))","v":50.430999999999997},{"$f":"IF($C$10=2012,profiles!D7926,IF($C$10=2013,profiles!F7926,IF($C$10=2014,profiles!H7926,IF($C$10=2015,profiles!J7926,IF($C$10=2016,profiles!L7926)))))","v":0.10915142338803181},21.830284677606361,0,21.830284677606361,28.600715322393636,0,0,0,0,28.600715322393636,28.600715322393636]
["h7926",{"$f":"IF($C$10=2012,profiles!C7930,IF($C$10=2013,profiles!E7930,IF($C$10=2014,profiles!G7930,IF($C$10=2015,profiles!I7930,IF($C$10=2016,profiles!K7930)))))","v":55.091999999999999},{"$f":"IF($C$10=2012,profiles!D7930,IF($C$10=2013,profiles!F7930,IF($C$10=2014,profiles!H7930,IF($C$10=2015,profiles!J7930,IF($C$10=2016,profiles!L7930)))))","v":0.11193408901801913},22.386817803603826,0,22.386817803603826,32.705182196396173,0,0,0,0,32.705182196396173,32.705182196396173]
["h7929",{"$f":"IF($C$10=2012,profiles!C7933,IF($C$10=2013,profiles!E7933,IF($C$10=2014,profiles!G7933,IF($C$10=2015,profiles!I7933,IF($C$10=2016,profiles!K7933)))))","v":72.656000000000006},{"$f":"IF($C$10=2012,profiles!D7933,IF($C$10=2013,profiles!F7933,IF($C$10=2014,profiles!H7933,IF($C$10=2015,profiles!J7933,IF($C$10=2016,profiles!L7933)))))","v":0.12801625949721052},25.603251899442103,0,25.603251899442103,47.052748100557906,0,0,0,0,47.052748100557906,47.052748100557906]
["h7932",{"$f":"IF($C$10=2012,profiles!C7936,IF($C$10=2013,profiles!E7936,IF($C$10=2014,profiles!G7936,IF($C$10=2015,profiles!I7936,IF($C$10=2016,profiles!K7936)))))","v":73.853999999999999},{"$f":"IF($C$10=2012,profiles!D7936,IF($C$10=2013,profiles!F7936,IF($C$10=2014,profiles!H7936,IF($C$10=2015,profiles!J7936,IF($C$10=2016,profiles!L7936)))))","v":0.17511696744008404},35.023393488016808,0,35.023393488016808,38.830606511983191,0,0,0,0,38.830606511983191,38.830606511983191]
["h7936",{"$f":"IF($C$10=2012,profiles!C7940,IF($C$10=2013,profiles!E7940,IF($C$10=2014,profiles!G7940,IF($C$10=2015,profiles!I7940,IF($C$10=2016,profiles!K7940)))))","v":71.808999999999997},{"$f":"IF($C$10=2012,profiles!D7940,IF($C$10=2013,profiles!F7940,IF($C$10=2014,profiles!H7940,IF($C$10=2015,profiles!J7940,IF($C$10=2016,profiles!L7940)))))","v":0.12406050933693442},24.812101867386886,0,24.812101867386886,46.996898132613111,0,0,0,0,46.996898132613111,46.996898132613111]
["h7939",{"$f":"IF($C$10=2012,profiles!C7943,IF($C$10=2013,profiles!E7943,IF($C$10=2014,profiles!G7943,IF($C$10=2015,profiles!I7943,IF($C$10=2016,profiles!K7943)))))","v":75.325000000000003},{"$f":"IF($C$10=2012,profiles!D7943,IF($C$10=2013,profiles!F7943,IF($C$10=2014,profiles!H7943,IF($C$10=2015,profiles!J7943,IF($C$10=2016,profiles!L7943)))))","v":0.16674168951453397},33.348337902906792,0,33.348337902906792,41.976662097093211,0,0,0,{"$f":"K7955+I7956*$F$2-J7956/$F$3","v":0},41.976662097093211,41.976662097093211]
["h7943",{"$f":"IF($C$10=2012,profiles!C7947,IF($C$10=2013,profiles!E7947,IF($C$10=2014,profiles!G7947,IF($C$10=2015,profiles!I7947,IF($C$10=2016,profiles!K7947)))))","v":61.859000000000002},{"$f":"IF($C$10=2012,profiles!D7947,IF($C$10=2013,profiles!F7947,IF($C$10=2014,profiles!H7947,IF($C$10=2015,profiles!J7947,IF($C$10=2016,profiles!L7947)))))","v":0.16450464459630887},32.900928919261773,0,32.900928919261773,28.958071080738229,0,0,0,0,28.958071080738229,28.958071080738229]
["h7944",{"$f":"IF($C$10=2012,profiles!C7948,IF($C$10=2013,profiles!E7948,IF($C$10=2014,profiles!G7948,IF($C$10=2015,profiles!I7948,IF($C$10=2016,profiles!K7948)))))","v":57},{"$f":"IF($C$10=2012,profiles!D7948,IF($C$10=2013,profiles!F7948,IF($C$10=2014,profiles!H7948,IF($C$10=2015,profiles!J7948,IF($C$10=2016,profiles!L7948)))))","v":0.1663324739807123},33.26649479614246,0,33.26649479614246,23.73350520385754,0,0,{"$f":"MIN(MAX(0,G7961),K7960*$F$3)","v":0},0,23.73350520385754,23.73350520385754]
["h7947",{"$f":"IF($C$10=2012,profiles!C7951,IF($C$10=2013,profiles!E7951,IF($C$10=2014,profiles!G7951,IF($C$10=2015,profiles!I7951,IF($C$10=2016,profiles!K7951)))))","v":50.085000000000001},{"$f":"IF($C$10=2012,profiles!D7951,IF($C$10=2013,profiles!F7951,IF($C$10=2014,profiles!H7951,IF($C$10=2015,profiles!J7951,IF($C$10=2016,profiles!L7951)))))","v":0.1714020832197197},34.280416643943937,0,34.280416643943937,15.804583356056064,0,0,0,0,15.804583356056064,15.804583356056064]
["h7951",{"$f":"IF($C$10=2012,profiles!C7955,IF($C$10=2013,profiles!E7955,IF($C$10=2014,profiles!G7955,IF($C$10=2015,profiles!I7955,IF($C$10=2016,profiles!K7955)))))","v":64.001999999999995},{"$f":"IF($C$10=2012,profiles!D7955,IF($C$10=2013,profiles!F7955,IF($C$10=2014,profiles!H7955,IF($C$10=2015,profiles!J7955,IF($C$10=2016,profiles!L7955)))))","v":0.19216611223209903},38.433222446419805,0,38.433222446419805,25.56877755358019,0,0,0,0,25.56877755358019,25.56877755358019]
["h7954",{"$f":"IF($C$10=2012,profiles!C7958,IF($C$10=2013,profiles!E7958,IF($C$10=2014,profiles!G7958,IF($C$10=2015,profiles!I7958,IF($C$10=2016,profiles!K7958)))))","v":73.471000000000004},{"$f":"IF($C$10=2012,profiles!D7958,IF($C$10=2013,profiles!F7958,IF($C$10=2014,profiles!H7958,IF($C$10=2015,profiles!J7958,IF($C$10=2016,profiles!L7958)))))","v":0.22432786170038718},44.865572340077435,0,44.865572340077435,28.605427659922569,0,0,0,0,28.605427659922569,28.605427659922569]
["h7957",{"$f":"IF($C$10=2012,profiles!C7961,IF($C$10=2013,profiles!E7961,IF($C$10=2014,profiles!G7961,IF($C$10=2015,profiles!I7961,IF($C$10=2016,profiles!K7961)))))","v":73.230999999999995},{"$f":"IF($C$10=2012,profiles!D7961,IF($C$10=2013,profiles!F7961,IF($C$10=2014,profiles!H7961,IF($C$10=2015,profiles!J7961,IF($C$10=2016,profiles!L7961)))))","v":0.24236516333097016},48.47303266619403,0,48.47303266619403,24.757967333805965,0,0,0,0,24.757967333805965,24.757967333805965]
["h7961",{"$f":"IF($C$10=2012,profiles!C7965,IF($C$10=2013,profiles!E7965,IF($C$10=2014,profiles!G7965,IF($C$10=2015,profiles!I7965,IF($C$10=2016,profiles!K7965)))))","v":72.147000000000006},{"$f":"IF($C$10=2012,profiles!D7965,IF($C$10=2013,profiles!F7965,IF($C$10=2014,profiles!H7965,IF($C$10=2015,profiles!J7965,IF($C$10=2016,profiles!L7965)))))","v":0.17486502699460107},34.973005398920215,0,34.973005398920215,37.173994601079791,0,0,0,0,37.173994601079791,37.173994601079791]
["h7964",{"$f":"IF($C$10=2012,profiles!C7968,IF($C$10=2013,profiles!E7968,IF($C$10=2014,profiles!G7968,IF($C$10=2015,profiles!I7968,IF($C$10=2016,profiles!K7968)))))","v":70.83},{"$f":"IF($C$10=2012,profiles!D7968,IF($C$10=2013,profiles!F7968,IF($C$10=2014,profiles!H7968,IF($C$10=2015,profiles!J7968,IF($C$10=2016,profiles!L7968)))))","v":0.17269727872607296},34.539455745214589,0,34.539455745214589,36.290544254785409,0,0,0,0,36.290544254785409,36.290544254785409]
["h7968",{"$f":"IF($C$10=2012,profiles!C7972,IF($C$10=2013,profiles!E7972,IF($C$10=2014,profiles!G7972,IF($C$10=2015,profiles!I7972,IF($C$10=2016,profiles!K7972)))))","v":56.804000000000002},{"$f":"IF($C$10=2012,profiles!D7972,IF($C$10=2013,profiles!F7972,IF($C$10=2014,profiles!H7972,IF($C$10=2015,profiles!J7972,IF($C$10=2016,profiles!L7972)))))","v":0.18207722091945247},36.415444183890493,0,36.415444183890493,20.388555816109509,0,0,0,0,20.388555816109509,20.388555816109509]
["h7969",{"$f":"IF($C$10=2012,profiles!C7973,IF($C$10=2013,profiles!E7973,IF($C$10=2014,profiles!G7973,IF($C$10=2015,profiles!I7973,IF($C$10=2016,profiles!K7973)))))","v":53.210999999999999},{"$f":"IF($C$10=2012,profiles!D7973,IF($C$10=2013,profiles!F7973,IF($C$10=2014,profiles!H7973,IF($C$10=2015,profiles!J7973,IF($C$10=2016,profiles!L7973)))))","v":0.17276259287028833},34.552518574057665,0,34.552518574057665,18.658481425942334,0,0,0,0,18.658481425942334,18.658481425942334]
["h7972",{"$f":"IF($C$10=2012,profiles!C7976,IF($C$10=2013,profiles!E7976,IF($C$10=2014,profiles!G7976,IF($C$10=2015,profiles!I7976,IF($C$10=2016,profiles!K7976)))))","v":48.884},{"$f":"IF($C$10=2012,profiles!D7976,IF($C$10=2013,profiles!F7976,IF($C$10=2014,profiles!H7976,IF($C$10=2015,profiles!J7976,IF($C$10=2016,profiles!L7976)))))","v":0.15156431054461181},30.31286210892236,0,30.31286210892236,18.57113789107764,0,0,0,0,18.57113789107764,18.57113789107764]
["h7976",{"$f":"IF($C$10=2012,profiles!C7980,IF($C$10=2013,profiles!E7980,IF($C$10=2014,profiles!G7980,IF($C$10=2015,profiles!I7980,IF($C$10=2016,profiles!K7980)))))","v":53.877000000000002},{"$f":"IF($C$10=2012,profiles!D7980,IF($C$10=2013,profiles!F7980,IF($C$10=2014,profiles!H7980,IF($C$10=2015,profiles!J7980,IF($C$10=2016,profiles!L7980)))))","v":0.14034489809828915},28.068979619657831,0,28.068979619657831,25.808020380342171,0,0,0,0,25.808020380342171,25.808020380342171]
["h7979",{"$f":"IF($C$10=2012,profiles!C7983,IF($C$10=2013,profiles!E7983,IF($C$10=2014,profiles!G7983,IF($C$10=2015,profiles!I7983,IF($C$10=2016,profiles!K7983)))))","v":62.765999999999998},{"$f":"IF($C$10=2012,profiles!D7983,IF($C$10=2013,profiles!F7983,IF($C$10=2014,profiles!H7983,IF($C$10=2015,profiles!J7983,IF($C$10=2016,profiles!L7983)))))","v":0.14448912821211915},28.897825642423829,0,28.897825642423829,33.868174357576166,0,0,0,0,33.868174357576166,33.868174357576166]
["h7982",{"$f":"IF($C$10=2012,profiles!C7986,IF($C$10=2013,profiles!E7986,IF($C$10=2014,profiles!G7986,IF($C$10=2015,profiles!I7986,IF($C$10=2016,profiles!K7986)))))","v":60.749000000000002},{"$f":"IF($C$10=2012,profiles!D7986,IF($C$10=2013,profiles!F7986,IF($C$10=2014,profiles!H7986,IF($C$10=2015,profiles!J7986,IF($C$10=2016,profiles!L7986)))))","v":0.13208370254243065},26.416740508486132,0,26.416740508486132,34.332259491513867,0,0,0,0,34.332259491513867,34.332259491513867]
["h7986",{"$f":"IF($C$10=2012,profiles!C7990,IF($C$10=2013,profiles!E7990,IF($C$10=2014,profiles!G7990,IF($C$10=2015,profiles!I7990,IF($C$10=2016,profiles!K7990)))))","v":64.554000000000002},{"$f":"IF($C$10=2012,profiles!D7990,IF($C$10=2013,profiles!F7990,IF($C$10=2014,profiles!H7990,IF($C$10=2015,profiles!J7990,IF($C$10=2016,profiles!L7990)))))","v":0.11164883102719651},22.329766205439302,0,22.329766205439302,42.224233794560703,0,0,0,0,42.224233794560703,42.224233794560703]
["h7989",{"$f":"IF($C$10=2012,profiles!C7993,IF($C$10=2013,profiles!E7993,IF($C$10=2014,profiles!G7993,IF($C$10=2015,profiles!I7993,IF($C$10=2016,profiles!K7993)))))","v":58.195},{"$f":"IF($C$10=2012,profiles!D7993,IF($C$10=2013,profiles!F7993,IF($C$10=2014,profiles!H7993,IF($C$10=2015,profiles!J7993,IF($C$10=2016,profiles!L7993)))))","v":8.9946152273192012E-2},17.989230454638403,0,17.989230454638403,40.205769545361598,0,0,0,0,40.205769545361598,40.205769545361598]
["h7991",{"$f":"IF($C$10=2012,profiles!C7995,IF($C$10=2013,profiles!E7995,IF($C$10=2014,profiles!G7995,IF($C$10=2015,profiles!I7995,IF($C$10=2016,profiles!K7995)))))","v":54.707000000000001},{"$f":"IF($C$10=2012,profiles!D7995,IF($C$10=2013,profiles!F7995,IF($C$10=2014,profiles!H7995,IF($C$10=2015,profiles!J7995,IF($C$10=2016,profiles!L7995)))))","v":8.8446595324108784E-2},17.689319064821756,0,17.689319064821756,37.017680935178248,0,0,0,0,37.017680935178248,37.017680935178248]
["h7994",{"$f":"IF($C$10=2012,profiles!C7998,IF($C$10=2013,profiles!E7998,IF($C$10=2014,profiles!G7998,IF($C$10=2015,profiles!I7998,IF($C$10=2016,profiles!K7998)))))","v":45.587000000000003},{"$f":"IF($C$10=2012,profiles!D7998,IF($C$10=2013,profiles!F7998,IF($C$10=2014,profiles!H7998,IF($C$10=2015,profiles!J7998,IF($C$10=2016,profiles!L7998)))))","v":8.1342907361737493E-2},16.268581472347499,0,16.268581472347499,29.318418527652504,0,0,0,0,29.318418527652504,29.318418527652504]
["h7997",{"$f":"IF($C$10=2012,profiles!C8001,IF($C$10=2013,profiles!E8001,IF($C$10=2014,profiles!G8001,IF($C$10=2015,profiles!I8001,IF($C$10=2016,profiles!K8001)))))","v":43.844999999999999},{"$f":"IF($C$10=2012,profiles!D8001,IF($C$10=2013,profiles!F8001,IF($C$10=2014,profiles!H8001,IF($C$10=2015,profiles!J8001,IF($C$10=2016,profiles!L8001)))))","v":7.7023694357772537E-2},15.404738871554507,0,15.404738871554507,28.440261128445492,0,0,0,0,28.440261128445492,28.440261128445492]
["h8001",{"$f":"IF($C$10=2012,profiles!C8005,IF($C$10=2013,profiles!E8005,IF($C$10=2014,profiles!G8005,IF($C$10=2015,profiles!I8005,IF($C$10=2016,profiles!K8005)))))","v":49.058999999999997},{"$f":"IF($C$10=2012,profiles!D8005,IF($C$10=2013,profiles!F8005,IF($C$10=2014,profiles!H8005,IF($C$10=2015,profiles!J8005,IF($C$10=2016,profiles!L8005)))))","v":9.6766721621953045E-2},19.353344324390608,{"$f":"D8018-F8018","v":0},{"$f":"MIN(D8018,B8018)","v":19.353344324390608},{"$f":"B8018-F8018","v":29.705655675609389},{"$f":"-MIN(-E8018+$C$3,0)","v":0},{"$f":"E8018-H8018","v":0},0,0,29.705655675609389,29.705655675609389]
["h8004",{"$f":"IF($C$10=2012,profiles!C8008,IF($C$10=2013,profiles!E8008,IF($C$10=2014,profiles!G8008,IF($C$10=2015,profiles!I8008,IF($C$10=2016,profiles!K8008)))))","v":58.668999999999997},{"$f":"IF($C$10=2012,profiles!D8008,IF($C$10=2013,profiles!F8008,IF($C$10=2014,profiles!H8008,IF($C$10=2015,profiles!J8008,IF($C$10=2016,profiles!L8008)))))","v":0.10902947147548131},21.805894295096262,0,21.805894295096262,36.863105704903731,0,0,0,0,36.863105704903731,36.863105704903731]
["h8007",{"$f":"IF($C$10=2012,profiles!C8011,IF($C$10=2013,profiles!E8011,IF($C$10=2014,profiles!G8011,IF($C$10=2015,profiles!I8011,IF($C$10=2016,profiles!K8011)))))","v":55.326999999999998},{"$f":"IF($C$10=2012,profiles!D8011,IF($C$10=2013,profiles!F8011,IF($C$10=2014,profiles!H8011,IF($C$10=2015,profiles!J8011,IF($C$10=2016,profiles!L8011)))))","v":9.2297630564222743E-2},18.45952611284455,0,18.45952611284455,36.867473887155448,0,0,0,0,36.867473887155448,36.867473887155448]
["h8010",{"$f":"IF($C$10=2012,profiles!C8014,IF($C$10=2013,profiles!E8014,IF($C$10=2014,profiles!G8014,IF($C$10=2015,profiles!I8014,IF($C$10=2016,profiles!K8014)))))","v":60.426000000000002},{"$f":"IF($C$10=2012,profiles!D8014,IF($C$10=2013,profiles!F8014,IF($C$10=2014,profiles!H8014,IF($C$10=2015,profiles!J8014,IF($C$10=2016,profiles!L8014)))))","v":9.6466965514422354E-2},19.293393102884473,0,19.293393102884473,41.132606897115529,0,0,0,0,41.132606897115529,41.132606897115529]
["h8015",{"$f":"IF($C$10=2012,profiles!C8019,IF($C$10=2013,profiles!E8019,IF($C$10=2014,profiles!G8019,IF($C$10=2015,profiles!I8019,IF($C$10=2016,profiles!K8019)))))","v":55.728999999999999},{"$f":"IF($C$10=2012,profiles!D8019,IF($C$10=2013,profiles!F8019,IF($C$10=2014,profiles!H8019,IF($C$10=2015,profiles!J8019,IF($C$10=2016,profiles!L8019)))))","v":0.10984698813238319},21.969397626476638,0,21.969397626476638,33.759602373523364,0,0,0,0,33.759602373523364,33.759602373523364]
["h8016",{"$f":"IF($C$10=2012,profiles!C8020,IF($C$10=2013,profiles!E8020,IF($C$10=2014,profiles!G8020,IF($C$10=2015,profiles!I8020,IF($C$10=2016,profiles!K8020)))))","v":52.185000000000002},{"$f":"IF($C$10=2012,profiles!D8020,IF($C$10=2013,profiles!F8020,IF($C$10=2014,profiles!H8020,IF($C$10=2015,profiles!J8020,IF($C$10=2016,profiles!L8020)))))","v":0.1150109683484801},23.00219366969602,0,23.00219366969602,29.182806330303983,0,0,0,0,29.182806330303983,29.182806330303983]
["h8019",{"$f":"IF($C$10=2012,profiles!C8023,IF($C$10=2013,profiles!E8023,IF($C$10=2014,profiles!G8023,IF($C$10=2015,profiles!I8023,IF($C$10=2016,profiles!K8023)))))","v":47.265999999999998},{"$f":"IF($C$10=2012,profiles!D8023,IF($C$10=2013,profiles!F8023,IF($C$10=2014,profiles!H8023,IF($C$10=2015,profiles!J8023,IF($C$10=2016,profiles!L8023)))))","v":0.14376378939340287},28.752757878680573,0,28.752757878680573,18.513242121319426,0,0,0,0,18.513242121319426,18.513242121319426]
["h8022",{"$f":"IF($C$10=2012,profiles!C8026,IF($C$10=2013,profiles!E8026,IF($C$10=2014,profiles!G8026,IF($C$10=2015,profiles!I8026,IF($C$10=2016,profiles!K8026)))))","v":53.603000000000002},{"$f":"IF($C$10=2012,profiles!D8026,IF($C$10=2013,profiles!F8026,IF($C$10=2014,profiles!H8026,IF($C$10=2015,profiles!J8026,IF($C$10=2016,profiles!L8026)))))","v":0.14714133957998529},29.428267915997058,0,29.428267915997058,24.174732084002944,0,0,0,0,24.174732084002944,24.174732084002944]
["h8026",{"$f":"IF($C$10=2012,profiles!C8030,IF($C$10=2013,profiles!E8030,IF($C$10=2014,profiles!G8030,IF($C$10=2015,profiles!I8030,IF($C$10=2016,profiles!K8030)))))","v":74.724000000000004},{"$f":"IF($C$10=2012,profiles!D8030,IF($C$10=2013,profiles!F8030,IF($C$10=2014,profiles!H8030,IF($C$10=2015,profiles!J8030,IF($C$10=2016,profiles!L8030)))))","v":0.17909187481273664},35.818374962547331,0,35.818374962547331,38.905625037452673,0,0,0,0,38.905625037452673,38.905625037452673]
["h8029",{"$f":"IF($C$10=2012,profiles!C8033,IF($C$10=2013,profiles!E8033,IF($C$10=2014,profiles!G8033,IF($C$10=2015,profiles!I8033,IF($C$10=2016,profiles!K8033)))))","v":76.489000000000004},{"$f":"IF($C$10=2012,profiles!D8033,IF($C$10=2013,profiles!F8033,IF($C$10=2014,profiles!H8033,IF($C$10=2015,profiles!J8033,IF($C$10=2016,profiles!L8033)))))","v":0.17725328902568571},35.450657805137141,0,35.450657805137141,41.038342194862864,0,0,0,0,41.038342194862864,41.038342194862864]
["h8031",{"$f":"IF($C$10=2012,profiles!C8035,IF($C$10=2013,profiles!E8035,IF($C$10=2014,profiles!G8035,IF($C$10=2015,profiles!I8035,IF($C$10=2016,profiles!K8035)))))","v":75.382000000000005},{"$f":"IF($C$10=2012,profiles!D8035,IF($C$10=2013,profiles!F8035,IF($C$10=2014,profiles!H8035,IF($C$10=2015,profiles!J8035,IF($C$10=2016,profiles!L8035)))))","v":0.15354234194971808},30.708468389943615,0,30.708468389943615,44.673531610056386,0,0,0,0,44.673531610056386,44.673531610056386]
["h8037",{"$f":"IF($C$10=2012,profiles!C8041,IF($C$10=2013,profiles!E8041,IF($C$10=2014,profiles!G8041,IF($C$10=2015,profiles!I8041,IF($C$10=2016,profiles!K8041)))))","v":70.852000000000004},{"$f":"IF($C$10=2012,profiles!D8041,IF($C$10=2013,profiles!F8041,IF($C$10=2014,profiles!H8041,IF($C$10=2015,profiles!J8041,IF($C$10=2016,profiles!L8041)))))","v":0.11851387791790374},23.702775583580749,0,23.702775583580749,47.149224416419258,0,0,0,0,47.149224416419258,47.149224416419258]
["h8040",{"$f":"IF($C$10=2012,profiles!C8044,IF($C$10=2013,profiles!E8044,IF($C$10=2014,profiles!G8044,IF($C$10=2015,profiles!I8044,IF($C$10=2016,profiles!K8044)))))","v":58.805},{"$f":"IF($C$10=2012,profiles!D8044,IF($C$10=2013,profiles!F8044,IF($C$10=2014,profiles!H8044,IF($C$10=2015,profiles!J8044,IF($C$10=2016,profiles!L8044)))))","v":8.9096505325089212E-2},17.819301065017843,0,17.819301065017843,40.985698934982153,0,0,0,0,40.985698934982153,40.985698934982153]
["h8041",{"$f":"IF($C$10=2012,profiles!C8045,IF($C$10=2013,profiles!E8045,IF($C$10=2014,profiles!G8045,IF($C$10=2015,profiles!I8045,IF($C$10=2016,profiles!K8045)))))","v":55.183999999999997},{"$f":"IF($C$10=2012,profiles!D8045,IF($C$10=2013,profiles!F8045,IF($C$10=2014,profiles!H8045,IF($C$10=2015,profiles!J8045,IF($C$10=2016,profiles!L8045)))))","v":8.2126130051192681E-2},16.425226010238536,0,16.425226010238536,38.758773989761465,0,0,0,0,38.758773989761465,38.758773989761465]
["h8044",{"$f":"IF($C$10=2012,profiles!C8048,IF($C$10=2013,profiles!E8048,IF($C$10=2014,profiles!G8048,IF($C$10=2015,profiles!I8048,IF($C$10=2016,profiles!K8048)))))","v":52.247999999999998},{"$f":"IF($C$10=2012,profiles!D8048,IF($C$10=2013,profiles!F8048,IF($C$10=2014,profiles!H8048,IF($C$10=2015,profiles!J8048,IF($C$10=2016,profiles!L8048)))))","v":6.9790872453981051E-2},13.95817449079621,0,13.95817449079621,38.289825509203787,0,0,0,0,38.289825509203787,38.289825509203787]
["h8047",{"$f":"IF($C$10=2012,profiles!C8051,IF($C$10=2013,profiles!E8051,IF($C$10=2014,profiles!G8051,IF($C$10=2015,profiles!I8051,IF($C$10=2016,profiles!K8051)))))","v":65.688000000000002},{"$f":"IF($C$10=2012,profiles!D8051,IF($C$10=2013,profiles!F8051,IF($C$10=2014,profiles!H8051,IF($C$10=2015,profiles!J8051,IF($C$10=2016,profiles!L8051)))))","v":5.3970155756453544E-2},10.794031151290708,0,10.794031151290708,54.893968848709292,0,0,0,0,54.893968848709292,54.893968848709292]
["h8051",{"$f":"IF($C$10=2012,profiles!C8055,IF($C$10=2013,profiles!E8055,IF($C$10=2014,profiles!G8055,IF($C$10=2015,profiles!I8055,IF($C$10=2016,profiles!K8055)))))","v":75.813000000000002},{"$f":"IF($C$10=2012,profiles!D8055,IF($C$10=2013,profiles!F8055,IF($C$10=2014,profiles!H8055,IF($C$10=2015,profiles!J8055,IF($C$10=2016,profiles!L8055)))))","v":5.9960788585121445E-2},11.992157717024289,0,11.992157717024289,63.820842282975711,0,0,0,0,63.820842282975711,63.820842282975711]
["h8054",{"$f":"IF($C$10=2012,profiles!C8058,IF($C$10=2013,profiles!E8058,IF($C$10=2014,profiles!G8058,IF($C$10=2015,profiles!I8058,IF($C$10=2016,profiles!K8058)))))","v":76.137},{"$f":"IF($C$10=2012,profiles!D8058,IF($C$10=2013,profiles!F8058,IF($C$10=2014,profiles!H8058,IF($C$10=2015,profiles!J8058,IF($C$10=2016,profiles!L8058)))))","v":4.2002505173728354E-2},8.4005010347456714,0,8.4005010347456714,67.736498965254327,0,0,0,0,67.736498965254327,67.736498965254327]
["h8056",{"$f":"IF($C$10=2012,profiles!C8060,IF($C$10=2013,profiles!E8060,IF($C$10=2014,profiles!G8060,IF($C$10=2015,profiles!I8060,IF($C$10=2016,profiles!K8060)))))","v":75.73},{"$f":"IF($C$10=2012,profiles!D8060,IF($C$10=2013,profiles!F8060,IF($C$10=2014,profiles!H8060,IF($C$10=2015,profiles!J8060,IF($C$10=2016,profiles!L8060)))))","v":2.0681298333514869E-2},4.1362596667029736,0,4.1362596667029736,71.593740333297035,0,0,0,0,71.593740333297035,71.593740333297035]
["h8062",{"$f":"IF($C$10=2012,profiles!C8066,IF($C$10=2013,profiles!E8066,IF($C$10=2014,profiles!G8066,IF($C$10=2015,profiles!I8066,IF($C$10=2016,profiles!K8066)))))","v":67.320999999999998},{"$f":"IF($C$10=2012,profiles!D8066,IF($C$10=2013,profiles!F8066,IF($C$10=2014,profiles!H8066,IF($C$10=2015,profiles!J8066,IF($C$10=2016,profiles!L8066)))))","v":9.48970700359438E-3},1.897941400718876,0,1.897941400718876,65.42305859928112,0,0,0,0,65.42305859928112,65.42305859928112]
["h8065",{"$f":"IF($C$10=2012,profiles!C8069,IF($C$10=2013,profiles!E8069,IF($C$10=2014,profiles!G8069,IF($C$10=2015,profiles!I8069,IF($C$10=2016,profiles!K8069)))))","v":55.494999999999997},{"$f":"IF($C$10=2012,profiles!D8069,IF($C$10=2013,profiles!F8069,IF($C$10=2014,profiles!H8069,IF($C$10=2015,profiles!J8069,IF($C$10=2016,profiles!L8069)))))","v":1.0843832485237693E-2},2.1687664970475384,{"$f":"D8082-F8082","v":0},{"$f":"MIN(D8082,B8082)","v":2.1687664970475384},{"$f":"B8082-F8082","v":53.326233502952462},{"$f":"-MIN(-E8082+$C$3,0)","v":0},{"$f":"E8082-H8082","v":0},0,0,53.326233502952462,53.326233502952462]
["h8066",{"$f":"IF($C$10=2012,profiles!C8070,IF($C$10=2013,profiles!E8070,IF($C$10=2014,profiles!G8070,IF($C$10=2015,profiles!I8070,IF($C$10=2016,profiles!K8070)))))","v":53.313000000000002},{"$f":"IF($C$10=2012,profiles!D8070,IF($C$10=2013,profiles!F8070,IF($C$10=2014,profiles!H8070,IF($C$10=2015,profiles!J8070,IF($C$10=2016,profiles!L8070)))))","v":1.3020762469727068E-2},{"$f":"C8083*$C$2","v":2.6041524939454135},0,2.6041524939454135,50.708847506054589,0,0,0,0,{"$f":"MAX(G8083-J8083,0)","v":50.708847506054589},{"$f":"B8083-D8083","v":50.708847506054589}]
["h8069",{"$f":"IF($C$10=2012,profiles!C8073,IF($C$10=2013,profiles!E8073,IF($C$10=2014,profiles!G8073,IF($C$10=2015,profiles!I8073,IF($C$10=2016,profiles!K8073)))))","v":53.911000000000001},{"$f":"IF($C$10=2012,profiles!D8073,IF($C$10=2013,profiles!F8073,IF($C$10=2014,profiles!H8073,IF($C$10=2015,profiles!J8073,IF($C$10=2016,profiles!L8073)))))","v":1.4408555334839044E-2},2.8817110669678088,0,2.8817110669678088,51.029288933032191,0,0,0,0,51.029288933032191,51.029288933032191]
["h8073",{"$f":"IF($C$10=2012,profiles!C8077,IF($C$10=2013,profiles!E8077,IF($C$10=2014,profiles!G8077,IF($C$10=2015,profiles!I8077,IF($C$10=2016,profiles!K8077)))))","v":75.575999999999993},{"$f":"IF($C$10=2012,profiles!D8077,IF($C$10=2013,profiles!F8077,IF($C$10=2014,profiles!H8077,IF($C$10=2015,profiles!J8077,IF($C$10=2016,profiles!L8077)))))","v":1.511605757979809E-2},3.023211515959618,0,3.023211515959618,72.552788484040377,0,0,0,0,72.552788484040377,72.552788484040377]
["h8076",{"$f":"IF($C$10=2012,profiles!C8080,IF($C$10=2013,profiles!E8080,IF($C$10=2014,profiles!G8080,IF($C$10=2015,profiles!I8080,IF($C$10=2016,profiles!K8080)))))","v":77.599999999999994},{"$f":"IF($C$10=2012,profiles!D8080,IF($C$10=2013,profiles!F8080,IF($C$10=2014,profiles!H8080,IF($C$10=2015,profiles!J8080,IF($C$10=2016,profiles!L8080)))))","v":2.8055185175106804E-2},5.6110370350213605,0,5.6110370350213605,71.98896296497864,0,0,0,0,71.98896296497864,71.98896296497864]
["h8081",{"$f":"IF($C$10=2012,profiles!C8085,IF($C$10=2013,profiles!E8085,IF($C$10=2014,profiles!G8085,IF($C$10=2015,profiles!I8085,IF($C$10=2016,profiles!K8085)))))","v":77.366},{"$f":"IF($C$10=2012,profiles!D8085,IF($C$10=2013,profiles!F8085,IF($C$10=2014,profiles!H8085,IF($C$10=2015,profiles!J8085,IF($C$10=2016,profiles!L8085)))))","v":1.3102397344145419E-2},2.6204794688290836,0,2.6204794688290836,74.745520531170911,0,0,0,0,74.745520531170911,74.745520531170911]
["h8084",{"$f":"IF($C$10=2012,profiles!C8088,IF($C$10=2013,profiles!E8088,IF($C$10=2014,profiles!G8088,IF($C$10=2015,profiles!I8088,IF($C$10=2016,profiles!K8088)))))","v":75.632999999999996},{"$f":"IF($C$10=2012,profiles!D8088,IF($C$10=2013,profiles!F8088,IF($C$10=2014,profiles!H8088,IF($C$10=2015,profiles!J8088,IF($C$10=2016,profiles!L8088)))))","v":1.9660398922419657E-2},3.9320797844839315,0,3.9320797844839315,71.700920215516064,0,0,0,0,71.700920215516064,71.700920215516064]
["h8087",{"$f":"IF($C$10=2012,profiles!C8091,IF($C$10=2013,profiles!E8091,IF($C$10=2014,profiles!G8091,IF($C$10=2015,profiles!I8091,IF($C$10=2016,profiles!K8091)))))","v":64.364000000000004},{"$f":"IF($C$10=2012,profiles!D8091,IF($C$10=2013,profiles!F8091,IF($C$10=2014,profiles!H8091,IF($C$10=2015,profiles!J8091,IF($C$10=2016,profiles!L8091)))))","v":2.0653623227842935E-2},4.1307246455685869,0,4.1307246455685869,60.23327535443142,0,0,0,0,60.23327535443142,60.23327535443142]
["h8090",{"$f":"IF($C$10=2012,profiles!C8094,IF($C$10=2013,profiles!E8094,IF($C$10=2014,profiles!G8094,IF($C$10=2015,profiles!I8094,IF($C$10=2016,profiles!K8094)))))","v":53.598999999999997},{"$f":"IF($C$10=2012,profiles!D8094,IF($C$10=2013,profiles!F8094,IF($C$10=2014,profiles!H8094,IF($C$10=2015,profiles!J8094,IF($C$10=2016,profiles!L8094)))))","v":1.903285887135147E-2},3.806571774270294,0,3.806571774270294,49.792428225729701,0,0,0,0,49.792428225729701,49.792428225729701]
["h8091",{"$f":"IF($C$10=2012,profiles!C8095,IF($C$10=2013,profiles!E8095,IF($C$10=2014,profiles!G8095,IF($C$10=2015,profiles!I8095,IF($C$10=2016,profiles!K8095)))))","v":52.652999999999999},{"$f":"IF($C$10=2012,profiles!D8095,IF($C$10=2013,profiles!F8095,IF($C$10=2014,profiles!H8095,IF($C$10=2015,profiles!J8095,IF($C$10=2016,profiles!L8095)))))","v":2.1847003004472721E-2},4.3694006008945445,0,4.3694006008945445,48.283599399105455,0,0,0,0,48.283599399105455,48.283599399105455]
["h8094",{"$f":"IF($C$10=2012,profiles!C8098,IF($C$10=2013,profiles!E8098,IF($C$10=2014,profiles!G8098,IF($C$10=2015,profiles!I8098,IF($C$10=2016,profiles!K8098)))))","v":57.473999999999997},{"$f":"IF($C$10=2012,profiles!D8098,IF($C$10=2013,profiles!F8098,IF($C$10=2014,profiles!H8098,IF($C$10=2015,profiles!J8098,IF($C$10=2016,profiles!L8098)))))","v":2.7842353548948436E-2},5.5684707097896871,0,5.5684707097896871,51.90552929021031,0,0,0,0,51.90552929021031,51.90552929021031]
["h8098",{"$f":"IF($C$10=2012,profiles!C8102,IF($C$10=2013,profiles!E8102,IF($C$10=2014,profiles!G8102,IF($C$10=2015,profiles!I8102,IF($C$10=2016,profiles!K8102)))))","v":75.521000000000001},{"$f":"IF($C$10=2012,profiles!D8102,IF($C$10=2013,profiles!F8102,IF($C$10=2014,profiles!H8102,IF($C$10=2015,profiles!J8102,IF($C$10=2016,profiles!L8102)))))","v":4.7908424759030413E-2},9.581684951806082,0,9.581684951806082,65.939315048193919,0,0,0,0,65.939315048193919,65.939315048193919]
["h8102",{"$f":"IF($C$10=2012,profiles!C8106,IF($C$10=2013,profiles!E8106,IF($C$10=2014,profiles!G8106,IF($C$10=2015,profiles!I8106,IF($C$10=2016,profiles!K8106)))))","v":75.951999999999998},{"$f":"IF($C$10=2012,profiles!D8106,IF($C$10=2013,profiles!F8106,IF($C$10=2014,profiles!H8106,IF($C$10=2015,profiles!J8106,IF($C$10=2016,profiles!L8106)))))","v":5.4841823347879876E-2},10.968364669575974,0,10.968364669575974,64.983635330424022,0,0,0,0,64.983635330424022,64.983635330424022]
["h8105",{"$f":"IF($C$10=2012,profiles!C8109,IF($C$10=2013,profiles!E8109,IF($C$10=2014,profiles!G8109,IF($C$10=2015,profiles!I8109,IF($C$10=2016,profiles!K8109)))))","v":76.44},{"$f":"IF($C$10=2012,profiles!D8109,IF($C$10=2013,profiles!F8109,IF($C$10=2014,profiles!H8109,IF($C$10=2015,profiles!J8109,IF($C$10=2016,profiles!L8109)))))","v":4.3109425343611077E-2},8.6218850687222162,0,8.6218850687222162,67.818114931277776,0,0,0,0,67.818114931277776,67.818114931277776]
["h8109",{"$f":"IF($C$10=2012,profiles!C8113,IF($C$10=2013,profiles!E8113,IF($C$10=2014,profiles!G8113,IF($C$10=2015,profiles!I8113,IF($C$10=2016,profiles!K8113)))))","v":70.805000000000007},{"$f":"IF($C$10=2012,profiles!D8113,IF($C$10=2013,profiles!F8113,IF($C$10=2014,profiles!H8113,IF($C$10=2015,profiles!J8113,IF($C$10=2016,profiles!L8113)))))","v":3.6801392117677446E-2},7.3602784235354894,0,7.3602784235354894,63.444721576464516,0,0,0,0,63.444721576464516,63.444721576464516]
["h8112",{"$f":"IF($C$10=2012,profiles!C8116,IF($C$10=2013,profiles!E8116,IF($C$10=2014,profiles!G8116,IF($C$10=2015,profiles!I8116,IF($C$10=2016,profiles!K8116)))))","v":59.046999999999997},{"$f":"IF($C$10=2012,profiles!D8116,IF($C$10=2013,profiles!F8116,IF($C$10=2014,profiles!H8116,IF($C$10=2015,profiles!J8116,IF($C$10=2016,profiles!L8116)))))","v":2.6278940141658848E-2},5.2557880283317697,0,5.2557880283317697,53.791211971668226,0,0,0,0,53.791211971668226,53.791211971668226]
["h8115",{"$f":"IF($C$10=2012,profiles!C8119,IF($C$10=2013,profiles!E8119,IF($C$10=2014,profiles!G8119,IF($C$10=2015,profiles!I8119,IF($C$10=2016,profiles!K8119)))))","v":51.935000000000002},{"$f":"IF($C$10=2012,profiles!D8119,IF($C$10=2013,profiles!F8119,IF($C$10=2014,profiles!H8119,IF($C$10=2015,profiles!J8119,IF($C$10=2016,profiles!L8119)))))","v":1.6723679209426075E-2},3.3447358418852149,0,3.3447358418852149,48.590264158114785,0,0,0,0,48.590264158114785,48.590264158114785]
["h8116",{"$f":"IF($C$10=2012,profiles!C8120,IF($C$10=2013,profiles!E8120,IF($C$10=2014,profiles!G8120,IF($C$10=2015,profiles!I8120,IF($C$10=2016,profiles!K8120)))))","v":52.177},{"$f":"IF($C$10=2012,profiles!D8120,IF($C$10=2013,profiles!F8120,IF($C$10=2014,profiles!H8120,IF($C$10=2015,profiles!J8120,IF($C$10=2016,profiles!L8120)))))","v":1.4253135689851768E-2},2.8506271379703536,0,2.8506271379703536,49.326372862029643,0,0,0,0,49.326372862029643,49.326372862029643]
["h8119",{"$f":"IF($C$10=2012,profiles!C8123,IF($C$10=2013,profiles!E8123,IF($C$10=2014,profiles!G8123,IF($C$10=2015,profiles!I8123,IF($C$10=2016,profiles!K8123)))))","v":65.025999999999996},{"$f":"IF($C$10=2012,profiles!D8123,IF($C$10=2013,profiles!F8123,IF($C$10=2014,profiles!H8123,IF($C$10=2015,profiles!J8123,IF($C$10=2016,profiles!L8123)))))","v":8.7011999782809369E-3},1.7402399956561874,0,1.7402399956561874,63.285760004343807,0,0,0,0,63.285760004343807,63.285760004343807]
["h8123",{"$f":"IF($C$10=2012,profiles!C8127,IF($C$10=2013,profiles!E8127,IF($C$10=2014,profiles!G8127,IF($C$10=2015,profiles!I8127,IF($C$10=2016,profiles!K8127)))))","v":75.738},{"$f":"IF($C$10=2012,profiles!D8127,IF($C$10=2013,profiles!F8127,IF($C$10=2014,profiles!H8127,IF($C$10=2015,profiles!J8127,IF($C$10=2016,profiles!L8127)))))","v":2.88999294130423E-2},5.77998588260846,0,5.77998588260846,69.958014117391542,0,0,0,0,69.958014117391542,69.958014117391542]
["h8127",{"$f":"IF($C$10=2012,profiles!C8131,IF($C$10=2013,profiles!E8131,IF($C$10=2014,profiles!G8131,IF($C$10=2015,profiles!I8131,IF($C$10=2016,profiles!K8131)))))","v":73.218999999999994},{"$f":"IF($C$10=2012,profiles!D8131,IF($C$10=2013,profiles!F8131,IF($C$10=2014,profiles!H8131,IF($C$10=2015,profiles!J8131,IF($C$10=2016,profiles!L8131)))))","v":3.1954172775153389E-2},6.3908345550306773,0,6.3908345550306773,66.828165444969315,0,0,0,0,66.828165444969315,66.828165444969315]
["h8130",{"$f":"IF($C$10=2012,profiles!C8134,IF($C$10=2013,profiles!E8134,IF($C$10=2014,profiles!G8134,IF($C$10=2015,profiles!I8134,IF($C$10=2016,profiles!K8134)))))","v":75.617000000000004},{"$f":"IF($C$10=2012,profiles!D8134,IF($C$10=2013,profiles!F8134,IF($C$10=2014,profiles!H8134,IF($C$10=2015,profiles!J8134,IF($C$10=2016,profiles!L8134)))))","v":3.4234674485529672E-2},{"$f":"C8147*$C$2","v":6.8469348971059345},0,6.8469348971059345,68.770065102894065,0,0,0,0,{"$f":"MAX(G8147-J8147,0)","v":68.770065102894065},{"$f":"B8147-D8147","v":68.770065102894065}]
["h8134",{"$f":"IF($C$10=2012,profiles!C8138,IF($C$10=2013,profiles!E8138,IF($C$10=2014,profiles!G8138,IF($C$10=2015,profiles!I8138,IF($C$10=2016,profiles!K8138)))))","v":64.367999999999995},{"$f":"IF($C$10=2012,profiles!D8138,IF($C$10=2013,profiles!F8138,IF($C$10=2014,profiles!H8138,IF($C$10=2015,profiles!J8138,IF($C$10=2016,profiles!L8138)))))","v":4.1863495683336048E-2},8.3726991366672099,0,8.3726991366672099,55.995300863332787,0,0,0,0,55.995300863332787,55.995300863332787]
["h8137",{"$f":"IF($C$10=2012,profiles!C8141,IF($C$10=2013,profiles!E8141,IF($C$10=2014,profiles!G8141,IF($C$10=2015,profiles!I8141,IF($C$10=2016,profiles!K8141)))))","v":53.932000000000002},{"$f":"IF($C$10=2012,profiles!D8141,IF($C$10=2013,profiles!F8141,IF($C$10=2014,profiles!H8141,IF($C$10=2015,profiles!J8141,IF($C$10=2016,profiles!L8141)))))","v":3.3036986766202918E-2},6.6073973532405832,0,6.6073973532405832,47.324602646759416,0,0,0,0,47.324602646759416,47.324602646759416]
["h8138",{"$f":"IF($C$10=2012,profiles!C8142,IF($C$10=2013,profiles!E8142,IF($C$10=2014,profiles!G8142,IF($C$10=2015,profiles!I8142,IF($C$10=2016,profiles!K8142)))))","v":51.335999999999999},{"$f":"IF($C$10=2012,profiles!D8142,IF($C$10=2013,profiles!F8142,IF($C$10=2014,profiles!H8142,IF($C$10=2015,profiles!J8142,IF($C$10=2016,profiles!L8142)))))","v":2.9725144214455379E-2},5.9450288428910758,0,5.9450288428910758,45.390971157108922,0,0,0,0,45.390971157108922,45.390971157108922]
["h8141",{"$f":"IF($C$10=2012,profiles!C8145,IF($C$10=2013,profiles!E8145,IF($C$10=2014,profiles!G8145,IF($C$10=2015,profiles!I8145,IF($C$10=2016,profiles!K8145)))))","v":49.456000000000003},{"$f":"IF($C$10=2012,profiles!D8145,IF($C$10=2013,profiles!F8145,IF($C$10=2014,profiles!H8145,IF($C$10=2015,profiles!J8145,IF($C$10=2016,profiles!L8145)))))","v":2.7974211062097049E-2},5.5948422124194099,0,5.5948422124194099,43.861157787580595,0,0,0,0,43.861157787580595,43.861157787580595]
["h8144",{"$f":"IF($C$10=2012,profiles!C8148,IF($C$10=2013,profiles!E8148,IF($C$10=2014,profiles!G8148,IF($C$10=2015,profiles!I8148,IF($C$10=2016,profiles!K8148)))))","v":53.984999999999999},{"$f":"IF($C$10=2012,profiles!D8148,IF($C$10=2013,profiles!F8148,IF($C$10=2014,profiles!H8148,IF($C$10=2015,profiles!J8148,IF($C$10=2016,profiles!L8148)))))","v":2.9507974211062098E-2},5.9015948422124191,0,5.9015948422124191,48.083405157787581,0,0,0,0,48.083405157787581,48.083405157787581]
["h8149",{"$f":"IF($C$10=2012,profiles!C8153,IF($C$10=2013,profiles!E8153,IF($C$10=2014,profiles!G8153,IF($C$10=2015,profiles!I8153,IF($C$10=2016,profiles!K8153)))))","v":62.793999999999997},{"$f":"IF($C$10=2012,profiles!D8153,IF($C$10=2013,profiles!F8153,IF($C$10=2014,profiles!H8153,IF($C$10=2015,profiles!J8153,IF($C$10=2016,profiles!L8153)))))","v":4.9433322022395657E-2},9.8866644044791308,0,9.8866644044791308,52.907335595520863,0,0,0,0,52.907335595520863,52.907335595520863]
["h8152",{"$f":"IF($C$10=2012,profiles!C8156,IF($C$10=2013,profiles!E8156,IF($C$10=2014,profiles!G8156,IF($C$10=2015,profiles!I8156,IF($C$10=2016,profiles!K8156)))))","v":59.692999999999998},{"$f":"IF($C$10=2012,profiles!D8156,IF($C$10=2013,profiles!F8156,IF($C$10=2014,profiles!H8156,IF($C$10=2015,profiles!J8156,IF($C$10=2016,profiles!L8156)))))","v":1.3383101459110961E-2},2.676620291822192,0,2.676620291822192,57.016379708177809,0,0,0,0,57.016379708177809,57.016379708177809]
["h8155",{"$f":"IF($C$10=2012,profiles!C8159,IF($C$10=2013,profiles!E8159,IF($C$10=2014,profiles!G8159,IF($C$10=2015,profiles!I8159,IF($C$10=2016,profiles!K8159)))))","v":63.598999999999997},{"$f":"IF($C$10=2012,profiles!D8159,IF($C$10=2013,profiles!F8159,IF($C$10=2014,profiles!H8159,IF($C$10=2015,profiles!J8159,IF($C$10=2016,profiles!L8159)))))","v":1.8608754665761791E-2},3.7217509331523582,0,3.7217509331523582,59.877249066847639,0,0,0,0,59.877249066847639,59.877249066847639]
["h8159",{"$f":"IF($C$10=2012,profiles!C8163,IF($C$10=2013,profiles!E8163,IF($C$10=2014,profiles!G8163,IF($C$10=2015,profiles!I8163,IF($C$10=2016,profiles!K8163)))))","v":55.018000000000001},{"$f":"IF($C$10=2012,profiles!D8163,IF($C$10=2013,profiles!F8163,IF($C$10=2014,profiles!H8163,IF($C$10=2015,profiles!J8163,IF($C$10=2016,profiles!L8163)))))","v":2.6739056667797762E-2},5.3478113335595525,0,5.3478113335595525,49.670188666440446,0,0,0,0,49.670188666440446,49.670188666440446]
["h8162",{"$f":"IF($C$10=2012,profiles!C8166,IF($C$10=2013,profiles!E8166,IF($C$10=2014,profiles!G8166,IF($C$10=2015,profiles!I8166,IF($C$10=2016,profiles!K8166)))))","v":45.716999999999999},{"$f":"IF($C$10=2012,profiles!D8166,IF($C$10=2013,profiles!F8166,IF($C$10=2014,profiles!H8166,IF($C$10=2015,profiles!J8166,IF($C$10=2016,profiles!L8166)))))","v":3.6237785016286647E-2},7.2475570032573291,0,7.2475570032573291,38.469442996742671,0,0,0,0,38.469442996742671,38.469442996742671]
["h8163",{"$f":"IF($C$10=2012,profiles!C8167,IF($C$10=2013,profiles!E8167,IF($C$10=2014,profiles!G8167,IF($C$10=2015,profiles!I8167,IF($C$10=2016,profiles!K8167)))))","v":44.701000000000001},{"$f":"IF($C$10=2012,profiles!D8167,IF($C$10=2013,profiles!F8167,IF($C$10=2014,profiles!H8167,IF($C$10=2015,profiles!J8167,IF($C$10=2016,profiles!L8167)))))","v":3.8463626492942452E-2},7.6927252985884902,0,7.6927252985884902,37.008274701411509,0,0,0,0,37.008274701411509,37.008274701411509]
["h8166",{"$f":"IF($C$10=2012,profiles!C8170,IF($C$10=2013,profiles!E8170,IF($C$10=2014,profiles!G8170,IF($C$10=2015,profiles!I8170,IF($C$10=2016,profiles!K8170)))))","v":44.41},{"$f":"IF($C$10=2012,profiles!D8170,IF($C$10=2013,profiles!F8170,IF($C$10=2014,profiles!H8170,IF($C$10=2015,profiles!J8170,IF($C$10=2016,profiles!L8170)))))","v":5.283659066232356E-2},10.567318132464711,0,10.567318132464711,33.842681867535283,0,0,0,0,33.842681867535283,33.842681867535283]
["h8169",{"$f":"IF($C$10=2012,profiles!C8173,IF($C$10=2013,profiles!E8173,IF($C$10=2014,profiles!G8173,IF($C$10=2015,profiles!I8173,IF($C$10=2016,profiles!K8173)))))","v":49.093000000000004},{"$f":"IF($C$10=2012,profiles!D8173,IF($C$10=2013,profiles!F8173,IF($C$10=2014,profiles!H8173,IF($C$10=2015,profiles!J8173,IF($C$10=2016,profiles!L8173)))))","v":7.9885993485342019E-2},15.977198697068404,0,15.977198697068404,33.115801302931601,0,0,0,0,33.115801302931601,33.115801302931601]
["h8174",{"$f":"IF($C$10=2012,profiles!C8178,IF($C$10=2013,profiles!E8178,IF($C$10=2014,profiles!G8178,IF($C$10=2015,profiles!I8178,IF($C$10=2016,profiles!K8178)))))","v":56.402999999999999},{"$f":"IF($C$10=2012,profiles!D8178,IF($C$10=2013,profiles!F8178,IF($C$10=2014,profiles!H8178,IF($C$10=2015,profiles!J8178,IF($C$10=2016,profiles!L8178)))))","v":0.17666938110749186},35.333876221498372,0,35.333876221498372,21.069123778501627,0,0,0,0,21.069123778501627,21.069123778501627]
["h8177",{"$f":"IF($C$10=2012,profiles!C8181,IF($C$10=2013,profiles!E8181,IF($C$10=2014,profiles!G8181,IF($C$10=2015,profiles!I8181,IF($C$10=2016,profiles!K8181)))))","v":58.088999999999999},{"$f":"IF($C$10=2012,profiles!D8181,IF($C$10=2013,profiles!F8181,IF($C$10=2014,profiles!H8181,IF($C$10=2015,profiles!J8181,IF($C$10=2016,profiles!L8181)))))","v":0.18032030401737242},36.064060803474483,0,36.064060803474483,22.024939196525516,0,0,0,0,22.024939196525516,22.024939196525516]
["h8181",{"$f":"IF($C$10=2012,profiles!C8185,IF($C$10=2013,profiles!E8185,IF($C$10=2014,profiles!G8185,IF($C$10=2015,profiles!I8185,IF($C$10=2016,profiles!K8185)))))","v":58.465000000000003},{"$f":"IF($C$10=2012,profiles!D8185,IF($C$10=2013,profiles!F8185,IF($C$10=2014,profiles!H8185,IF($C$10=2015,profiles!J8185,IF($C$10=2016,profiles!L8185)))))","v":0.19252171552660152},38.504343105320302,0,38.504343105320302,19.960656894679701,0,0,0,0,19.960656894679701,19.960656894679701]
["h8184",{"$f":"IF($C$10=2012,profiles!C8188,IF($C$10=2013,profiles!E8188,IF($C$10=2014,profiles!G8188,IF($C$10=2015,profiles!I8188,IF($C$10=2016,profiles!K8188)))))","v":53.012},{"$f":"IF($C$10=2012,profiles!D8188,IF($C$10=2013,profiles!F8188,IF($C$10=2014,profiles!H8188,IF($C$10=2015,profiles!J8188,IF($C$10=2016,profiles!L8188)))))","v":0.17311346362649294},34.622692725298585,0,34.622692725298585,18.389307274701416,0,0,0,0,18.389307274701416,18.389307274701416]
["h8187",{"$f":"IF($C$10=2012,profiles!C8191,IF($C$10=2013,profiles!E8191,IF($C$10=2014,profiles!G8191,IF($C$10=2015,profiles!I8191,IF($C$10=2016,profiles!K8191)))))","v":47.322000000000003},{"$f":"IF($C$10=2012,profiles!D8191,IF($C$10=2013,profiles!F8191,IF($C$10=2014,profiles!H8191,IF($C$10=2015,profiles!J8191,IF($C$10=2016,profiles!L8191)))))","v":0.15916551368655218},31.833102737310437,0,31.833102737310437,15.488897262689566,0,0,0,0,15.488897262689566,15.488897262689566]
["h8188",{"$f":"IF($C$10=2012,profiles!C8192,IF($C$10=2013,profiles!E8192,IF($C$10=2014,profiles!G8192,IF($C$10=2015,profiles!I8192,IF($C$10=2016,profiles!K8192)))))","v":47.981999999999999},{"$f":"IF($C$10=2012,profiles!D8192,IF($C$10=2013,profiles!F8192,IF($C$10=2014,profiles!H8192,IF($C$10=2015,profiles!J8192,IF($C$10=2016,profiles!L8192)))))","v":0.1550826076340848},31.016521526816959,0,31.016521526816959,16.96547847318304,0,0,0,0,16.96547847318304,16.96547847318304]
["h8194",{"$f":"IF($C$10=2012,profiles!C8198,IF($C$10=2013,profiles!E8198,IF($C$10=2014,profiles!G8198,IF($C$10=2015,profiles!I8198,IF($C$10=2016,profiles!K8198)))))","v":73.061999999999998},{"$f":"IF($C$10=2012,profiles!D8198,IF($C$10=2013,profiles!F8198,IF($C$10=2014,profiles!H8198,IF($C$10=2015,profiles!J8198,IF($C$10=2016,profiles!L8198)))))","v":0.1579582756843276},{"$f":"C8211*$C$2","v":31.591655136865519},0,31.591655136865519,41.470344863134478,0,0,0,0,{"$f":"MAX(G8211-J8211,0)","v":41.470344863134478},{"$f":"B8211-D8211","v":41.470344863134478}]
["h8195",{"$f":"IF($C$10=2012,profiles!C8199,IF($C$10=2013,profiles!E8199,IF($C$10=2014,profiles!G8199,IF($C$10=2015,profiles!I8199,IF($C$10=2016,profiles!K8199)))))","v":73.614000000000004},{"$f":"IF($C$10=2012,profiles!D8199,IF($C$10=2013,profiles!F8199,IF($C$10=2014,profiles!H8199,IF($C$10=2015,profiles!J8199,IF($C$10=2016,profiles!L8199)))))","v":0.17620249043704728},35.240498087409456,0,35.240498087409456,38.373501912590548,0,0,0,{"$f":"K8211+I8212*$F$2-J8212/$F$3","v":0},38.373501912590548,38.373501912590548]
["h8199",{"$f":"IF($C$10=2012,profiles!C8203,IF($C$10=2013,profiles!E8203,IF($C$10=2014,profiles!G8203,IF($C$10=2015,profiles!I8203,IF($C$10=2016,profiles!K8203)))))","v":72.599000000000004},{"$f":"IF($C$10=2012,profiles!D8203,IF($C$10=2013,profiles!F8203,IF($C$10=2014,profiles!H8203,IF($C$10=2015,profiles!J8203,IF($C$10=2016,profiles!L8203)))))","v":0.12913377282222402},25.826754564444805,0,25.826754564444805,46.772245435555199,0,0,0,0,46.772245435555199,46.772245435555199]
["h8202",{"$f":"IF($C$10=2012,profiles!C8206,IF($C$10=2013,profiles!E8206,IF($C$10=2014,profiles!G8206,IF($C$10=2015,profiles!I8206,IF($C$10=2016,profiles!K8206)))))","v":77.346999999999994},{"$f":"IF($C$10=2012,profiles!D8206,IF($C$10=2013,profiles!F8206,IF($C$10=2014,profiles!H8206,IF($C$10=2015,profiles!J8206,IF($C$10=2016,profiles!L8206)))))","v":7.8158487290089798E-2},15.63169745801796,0,15.63169745801796,61.715302541982034,0,0,0,0,61.715302541982034,61.715302541982034]
["h8206",{"$f":"IF($C$10=2012,profiles!C8210,IF($C$10=2013,profiles!E8210,IF($C$10=2014,profiles!G8210,IF($C$10=2015,profiles!I8210,IF($C$10=2016,profiles!K8210)))))","v":66.676000000000002},{"$f":"IF($C$10=2012,profiles!D8210,IF($C$10=2013,profiles!F8210,IF($C$10=2014,profiles!H8210,IF($C$10=2015,profiles!J8210,IF($C$10=2016,profiles!L8210)))))","v":5.863921217547001E-2},11.727842435094002,0,11.727842435094002,54.948157564905998,0,0,0,0,54.948157564905998,54.948157564905998]
["h8209",{"$f":"IF($C$10=2012,profiles!C8213,IF($C$10=2013,profiles!E8213,IF($C$10=2014,profiles!G8213,IF($C$10=2015,profiles!I8213,IF($C$10=2016,profiles!K8213)))))","v":54.97},{"$f":"IF($C$10=2012,profiles!D8213,IF($C$10=2013,profiles!F8213,IF($C$10=2014,profiles!H8213,IF($C$10=2015,profiles!J8213,IF($C$10=2016,profiles!L8213)))))","v":3.6619260022505727E-2},7.3238520045011457,0,7.3238520045011457,47.64614799549885,0,0,0,0,47.64614799549885,47.64614799549885]
["h8212",{"$f":"IF($C$10=2012,profiles!C8216,IF($C$10=2013,profiles!E8216,IF($C$10=2014,profiles!G8216,IF($C$10=2015,profiles!I8216,IF($C$10=2016,profiles!K8216)))))","v":52.421999999999997},{"$f":"IF($C$10=2012,profiles!D8216,IF($C$10=2013,profiles!F8216,IF($C$10=2014,profiles!H8216,IF($C$10=2015,profiles!J8216,IF($C$10=2016,profiles!L8216)))))","v":2.3753033528111825E-2},4.7506067056223653,0,4.7506067056223653,47.67139329437763,0,0,0,0,47.67139329437763,47.67139329437763]
["h8215",{"$f":"IF($C$10=2012,profiles!C8219,IF($C$10=2013,profiles!E8219,IF($C$10=2014,profiles!G8219,IF($C$10=2015,profiles!I8219,IF($C$10=2016,profiles!K8219)))))","v":65.23},{"$f":"IF($C$10=2012,profiles!D8219,IF($C$10=2013,profiles!F8219,IF($C$10=2014,profiles!H8219,IF($C$10=2015,profiles!J8219,IF($C$10=2016,profiles!L8219)))))","v":2.0268712970620533E-2},4.053742594124107,0,4.053742594124107,61.176257405875894,0,0,0,0,61.176257405875894,61.176257405875894]
["h8217",{"$f":"IF($C$10=2012,profiles!C8221,IF($C$10=2013,profiles!E8221,IF($C$10=2014,profiles!G8221,IF($C$10=2015,profiles!I8221,IF($C$10=2016,profiles!K8221)))))","v":74.744},{"$f":"IF($C$10=2012,profiles!D8221,IF($C$10=2013,profiles!F8221,IF($C$10=2014,profiles!H8221,IF($C$10=2015,profiles!J8221,IF($C$10=2016,profiles!L8221)))))","v":2.3237842161634513E-2},4.6475684323269029,0,4.6475684323269029,70.096431567673093,0,0,0,0,70.096431567673093,70.096431567673093]
["h8220",{"$f":"IF($C$10=2012,profiles!C8224,IF($C$10=2013,profiles!E8224,IF($C$10=2014,profiles!G8224,IF($C$10=2015,profiles!I8224,IF($C$10=2016,profiles!K8224)))))","v":75.680000000000007},{"$f":"IF($C$10=2012,profiles!D8224,IF($C$10=2013,profiles!F8224,IF($C$10=2014,profiles!H8224,IF($C$10=2015,profiles!J8224,IF($C$10=2016,profiles!L8224)))))","v":7.48383248145989E-2},14.96766496291978,0,14.96766496291978,60.712335037080223,0,0,0,0,60.712335037080223,60.712335037080223]
["h8224",{"$f":"IF($C$10=2012,profiles!C8228,IF($C$10=2013,profiles!E8228,IF($C$10=2014,profiles!G8228,IF($C$10=2015,profiles!I8228,IF($C$10=2016,profiles!K8228)))))","v":74.658000000000001},{"$f":"IF($C$10=2012,profiles!D8228,IF($C$10=2013,profiles!F8228,IF($C$10=2014,profiles!H8228,IF($C$10=2015,profiles!J8228,IF($C$10=2016,profiles!L8228)))))","v":5.5450860234005341E-2},11.090172046801069,0,11.090172046801069,63.567827953198929,0,0,0,0,63.567827953198929,63.567827953198929]
["h8227",{"$f":"IF($C$10=2012,profiles!C8231,IF($C$10=2013,profiles!E8231,IF($C$10=2014,profiles!G8231,IF($C$10=2015,profiles!I8231,IF($C$10=2016,profiles!K8231)))))","v":77.36},{"$f":"IF($C$10=2012,profiles!D8231,IF($C$10=2013,profiles!F8231,IF($C$10=2014,profiles!H8231,IF($C$10=2015,profiles!J8231,IF($C$10=2016,profiles!L8231)))))","v":8.2701771987147329E-2},16.540354397429464,0,16.540354397429464,60.819645602570532,0,0,0,0,60.819645602570532,60.819645602570532]
["h8231",{"$f":"IF($C$10=2012,profiles!C8235,IF($C$10=2013,profiles!E8235,IF($C$10=2014,profiles!G8235,IF($C$10=2015,profiles!I8235,IF($C$10=2016,profiles!K8235)))))","v":64.251999999999995},{"$f":"IF($C$10=2012,profiles!D8235,IF($C$10=2013,profiles!F8235,IF($C$10=2014,profiles!H8235,IF($C$10=2015,profiles!J8235,IF($C$10=2016,profiles!L8235)))))","v":0.17395843219132581},34.79168643826516,0,34.79168643826516,29.460313561734836,0,0,0,0,29.460313561734836,29.460313561734836]
["h8234",{"$f":"IF($C$10=2012,profiles!C8238,IF($C$10=2013,profiles!E8238,IF($C$10=2014,profiles!G8238,IF($C$10=2015,profiles!I8238,IF($C$10=2016,profiles!K8238)))))","v":53.63},{"$f":"IF($C$10=2012,profiles!D8238,IF($C$10=2013,profiles!F8238,IF($C$10=2014,profiles!H8238,IF($C$10=2015,profiles!J8238,IF($C$10=2016,profiles!L8238)))))","v":0.23529571130557286},47.059142261114573,0,47.059142261114573,6.5708577388854295,0,0,0,0,6.5708577388854295,6.5708577388854295]
["h8236",{"$f":"IF($C$10=2012,profiles!C8240,IF($C$10=2013,profiles!E8240,IF($C$10=2014,profiles!G8240,IF($C$10=2015,profiles!I8240,IF($C$10=2016,profiles!K8240)))))","v":53.152000000000001},{"$f":"IF($C$10=2012,profiles!D8240,IF($C$10=2013,profiles!F8240,IF($C$10=2014,profiles!H8240,IF($C$10=2015,profiles!J8240,IF($C$10=2016,profiles!L8240)))))","v":0.27154506786594784},54.309013573189567,1.1570135731895661,53.152000000000001,0,0,1.1570135731895661,0,0.93718099428354862,0,-1.1570135731895661]
["h8239",{"$f":"IF($C$10=2012,profiles!C8243,IF($C$10=2013,profiles!E8243,IF($C$10=2014,profiles!G8243,IF($C$10=2015,profiles!I8243,IF($C$10=2016,profiles!K8243)))))","v":66.42},{"$f":"IF($C$10=2012,profiles!D8243,IF($C$10=2013,profiles!F8243,IF($C$10=2014,profiles!H8243,IF($C$10=2015,profiles!J8243,IF($C$10=2016,profiles!L8243)))))","v":0.30519357373140799},61.038714746281599,0,61.038714746281599,5.3812852537184028,0,0,4.0573754906271819,0,1.3239097630912209,5.3812852537184028]
["h8242",{"$f":"IF($C$10=2012,profiles!C8246,IF($C$10=2013,profiles!E8246,IF($C$10=2014,profiles!G8246,IF($C$10=2015,profiles!I8246,IF($C$10=2016,profiles!K8246)))))","v":76.111999999999995},{"$f":"IF($C$10=2012,profiles!D8246,IF($C$10=2013,profiles!F8246,IF($C$10=2014,profiles!H8246,IF($C$10=2015,profiles!J8246,IF($C$10=2016,profiles!L8246)))))","v":0.31193953022134324},62.387906044268647,0,62.387906044268647,13.724093955731348,0,0,0,0,13.724093955731348,13.724093955731348]
["h8246",{"$f":"IF($C$10=2012,profiles!C8250,IF($C$10=2013,profiles!E8250,IF($C$10=2014,profiles!G8250,IF($C$10=2015,profiles!I8250,IF($C$10=2016,profiles!K8250)))))","v":76.302999999999997},{"$f":"IF($C$10=2012,profiles!D8250,IF($C$10=2013,profiles!F8250,IF($C$10=2014,profiles!H8250,IF($C$10=2015,profiles!J8250,IF($C$10=2016,profiles!L8250)))))","v":0.26605889843136193},53.211779686272386,0,53.211779686272386,23.091220313727611,0,0,0,0,23.091220313727611,23.091220313727611]
["h8249",{"$f":"IF($C$10=2012,profiles!C8253,IF($C$10=2013,profiles!E8253,IF($C$10=2014,profiles!G8253,IF($C$10=2015,profiles!I8253,IF($C$10=2016,profiles!K8253)))))","v":76.400000000000006},{"$f":"IF($C$10=2012,profiles!D8253,IF($C$10=2013,profiles!F8253,IF($C$10=2014,profiles!H8253,IF($C$10=2015,profiles!J8253,IF($C$10=2016,profiles!L8253)))))","v":0.1967841564845168},39.356831296903358,0,39.356831296903358,37.043168703096647,0,0,0,0,37.043168703096647,37.043168703096647]
["h8252",{"$f":"IF($C$10=2012,profiles!C8256,IF($C$10=2013,profiles!E8256,IF($C$10=2014,profiles!G8256,IF($C$10=2015,profiles!I8256,IF($C$10=2016,profiles!K8256)))))","v":75.17},{"$f":"IF($C$10=2012,profiles!D8256,IF($C$10=2013,profiles!F8256,IF($C$10=2014,profiles!H8256,IF($C$10=2015,profiles!J8256,IF($C$10=2016,profiles!L8256)))))","v":0.20478990002980141},40.95798000596028,0,40.95798000596028,34.212019994039721,0,0,0,0,34.212019994039721,34.212019994039721]
["h8256",{"$f":"IF($C$10=2012,profiles!C8260,IF($C$10=2013,profiles!E8260,IF($C$10=2014,profiles!G8260,IF($C$10=2015,profiles!I8260,IF($C$10=2016,profiles!K8260)))))","v":59.118000000000002},{"$f":"IF($C$10=2012,profiles!D8260,IF($C$10=2013,profiles!F8260,IF($C$10=2014,profiles!H8260,IF($C$10=2015,profiles!J8260,IF($C$10=2016,profiles!L8260)))))","v":0.22603018070493891},45.206036140987784,0,45.206036140987784,13.911963859012218,0,0,0,0,13.911963859012218,13.911963859012218]
["h8257",{"$f":"IF($C$10=2012,profiles!C8261,IF($C$10=2013,profiles!E8261,IF($C$10=2014,profiles!G8261,IF($C$10=2015,profiles!I8261,IF($C$10=2016,profiles!K8261)))))","v":55.372999999999998},{"$f":"IF($C$10=2012,profiles!D8261,IF($C$10=2013,profiles!F8261,IF($C$10=2014,profiles!H8261,IF($C$10=2015,profiles!J8261,IF($C$10=2016,profiles!L8261)))))","v":0.22649914025372669},45.29982805074534,{"$f":"D8274-F8274","v":0},{"$f":"MIN(D8274,B8274)","v":45.29982805074534},{"$f":"B8274-F8274","v":10.073171949254657},{"$f":"-MIN(-E8274+$C$3,0)","v":0},{"$f":"E8274-H8274","v":0},0,0,10.073171949254657,10.073171949254657]
["h8261",{"$f":"IF($C$10=2012,profiles!C8265,IF($C$10=2013,profiles!E8265,IF($C$10=2014,profiles!G8265,IF($C$10=2015,profiles!I8265,IF($C$10=2016,profiles!K8265)))))","v":53.822000000000003},{"$f":"IF($C$10=2012,profiles!D8265,IF($C$10=2013,profiles!F8265,IF($C$10=2014,profiles!H8265,IF($C$10=2015,profiles!J8265,IF($C$10=2016,profiles!L8265)))))","v":0.24518338997278599},49.036677994557195,0,49.036677994557195,4.7853220054428078,0,0,0,0,4.7853220054428078,4.7853220054428078]
["h8262",{"$f":"IF($C$10=2012,profiles!C8266,IF($C$10=2013,profiles!E8266,IF($C$10=2014,profiles!G8266,IF($C$10=2015,profiles!I8266,IF($C$10=2016,profiles!K8266)))))","v":57.212000000000003},{"$f":"IF($C$10=2012,profiles!D8266,IF($C$10=2013,profiles!F8266,IF($C$10=2014,profiles!H8266,IF($C$10=2015,profiles!J8266,IF($C$10=2016,profiles!L8266)))))","v":0.25499939073098743},50.999878146197489,0,50.999878146197489,6.2121218538025147,0,0,0,0,6.2121218538025147,6.2121218538025147]
["h8263",{"$f":"IF($C$10=2012,profiles!C8267,IF($C$10=2013,profiles!E8267,IF($C$10=2014,profiles!G8267,IF($C$10=2015,profiles!I8267,IF($C$10=2016,profiles!K8267)))))","v":65.293000000000006},{"$f":"IF($C$10=2012,profiles!D8267,IF($C$10=2013,profiles!F8267,IF($C$10=2014,profiles!H8267,IF($C$10=2015,profiles!J8267,IF($C$10=2016,profiles!L8267)))))","v":0.26683274888639164},53.36654977727833,0,53.36654977727833,11.926450222721677,0,0,0,0,11.926450222721677,11.926450222721677]
["h8264",{"$f":"IF($C$10=2012,profiles!C8268,IF($C$10=2013,profiles!E8268,IF($C$10=2014,profiles!G8268,IF($C$10=2015,profiles!I8268,IF($C$10=2016,profiles!K8268)))))","v":72.682000000000002},{"$f":"IF($C$10=2012,profiles!D8268,IF($C$10=2013,profiles!F8268,IF($C$10=2014,profiles!H8268,IF($C$10=2015,profiles!J8268,IF($C$10=2016,profiles!L8268)))))","v":0.27230263068820321},54.460526137640642,0,54.460526137640642,18.22147386235936,0,0,{"$f":"MIN(MAX(0,G8281),K8280*$F$3)","v":0},0,18.22147386235936,18.22147386235936]
["h8265",{"$f":"IF($C$10=2012,profiles!C8269,IF($C$10=2013,profiles!E8269,IF($C$10=2014,profiles!G8269,IF($C$10=2015,profiles!I8269,IF($C$10=2016,profiles!K8269)))))","v":75.034000000000006},{"$f":"IF($C$10=2012,profiles!D8269,IF($C$10=2013,profiles!F8269,IF($C$10=2014,profiles!H8269,IF($C$10=2015,profiles!J8269,IF($C$10=2016,profiles!L8269)))))","v":0.27429290946262475},54.858581892524953,0,54.858581892524953,20.175418107475053,0,0,0,0,20.175418107475053,20.175418107475053]
["h8266",{"$f":"IF($C$10=2012,profiles!C8270,IF($C$10=2013,profiles!E8270,IF($C$10=2014,profiles!G8270,IF($C$10=2015,profiles!I8270,IF($C$10=2016,profiles!K8270)))))","v":74.885999999999996},{"$f":"IF($C$10=2012,profiles!D8270,IF($C$10=2013,profiles!F8270,IF($C$10=2014,profiles!H8270,IF($C$10=2015,profiles!J8270,IF($C$10=2016,profiles!L8270)))))","v":0.28733126633179434},57.466253266358869,0,57.466253266358869,17.419746733641126,0,0,0,0,17.419746733641126,17.419746733641126]
["h8267",{"$f":"IF($C$10=2012,profiles!C8271,IF($C$10=2013,profiles!E8271,IF($C$10=2014,profiles!G8271,IF($C$10=2015,profiles!I8271,IF($C$10=2016,profiles!K8271)))))","v":75.819999999999993},{"$f":"IF($C$10=2012,profiles!D8271,IF($C$10=2013,profiles!F8271,IF($C$10=2014,profiles!H8271,IF($C$10=2015,profiles!J8271,IF($C$10=2016,profiles!L8271)))))","v":0.30862860314924384},61.725720629848766,0,61.725720629848766,14.094279370151227,0,0,0,0,14.094279370151227,14.094279370151227]
["h8268",{"$f":"IF($C$10=2012,profiles!C8272,IF($C$10=2013,profiles!E8272,IF($C$10=2014,profiles!G8272,IF($C$10=2015,profiles!I8272,IF($C$10=2016,profiles!K8272)))))","v":76.731999999999999},{"$f":"IF($C$10=2012,profiles!D8272,IF($C$10=2013,profiles!F8272,IF($C$10=2014,profiles!H8272,IF($C$10=2015,profiles!J8272,IF($C$10=2016,profiles!L8272)))))","v":0.32501116993189727},65.002233986379451,0,65.002233986379451,11.729766013620548,0,0,0,0,11.729766013620548,11.729766013620548]
["h8269",{"$f":"IF($C$10=2012,profiles!C8273,IF($C$10=2013,profiles!E8273,IF($C$10=2014,profiles!G8273,IF($C$10=2015,profiles!I8273,IF($C$10=2016,profiles!K8273)))))","v":75.902000000000001},{"$f":"IF($C$10=2012,profiles!D8273,IF($C$10=2013,profiles!F8273,IF($C$10=2014,profiles!H8273,IF($C$10=2015,profiles!J8273,IF($C$10=2016,profiles!L8273)))))","v":0.3282741439770373},65.654828795407454,0,65.654828795407454,10.247171204592547,0,0,0,0,10.247171204592547,10.247171204592547]
["h8270",{"$f":"IF($C$10=2012,profiles!C8274,IF($C$10=2013,profiles!E8274,IF($C$10=2014,profiles!G8274,IF($C$10=2015,profiles!I8274,IF($C$10=2016,profiles!K8274)))))","v":75.727000000000004},{"$f":"IF($C$10=2012,profiles!D8274,IF($C$10=2013,profiles!F8274,IF($C$10=2014,profiles!H8274,IF($C$10=2015,profiles!J8274,IF($C$10=2016,profiles!L8274)))))","v":0.3148837650117115},62.976753002342299,0,62.976753002342299,12.750246997657705,0,0,0,0,12.750246997657705,12.750246997657705]
["h8271",{"$f":"IF($C$10=2012,profiles!C8275,IF($C$10=2013,profiles!E8275,IF($C$10=2014,profiles!G8275,IF($C$10=2015,profiles!I8275,IF($C$10=2016,profiles!K8275)))))","v":75.06},{"$f":"IF($C$10=2012,profiles!D8275,IF($C$10=2013,profiles!F8275,IF($C$10=2014,profiles!H8275,IF($C$10=2015,profiles!J8275,IF($C$10=2016,profiles!L8275)))))","v":0.30918371491625934},61.836742983251867,0,61.836742983251867,13.223257016748136,0,0,0,0,13.223257016748136,13.223257016748136]
["h8272",{"$f":"IF($C$10=2012,profiles!C8276,IF($C$10=2013,profiles!E8276,IF($C$10=2014,profiles!G8276,IF($C$10=2015,profiles!I8276,IF($C$10=2016,profiles!K8276)))))","v":74.626999999999995},{"$f":"IF($C$10=2012,profiles!D8276,IF($C$10=2013,profiles!F8276,IF($C$10=2014,profiles!H8276,IF($C$10=2015,profiles!J8276,IF($C$10=2016,profiles!L8276)))))","v":0.30518961805602568},61.037923611205137,0,61.037923611205137,13.589076388794858,0,0,0,0,13.589076388794858,13.589076388794858]
["h8273",{"$f":"IF($C$10=2012,profiles!C8277,IF($C$10=2013,profiles!E8277,IF($C$10=2014,profiles!G8277,IF($C$10=2015,profiles!I8277,IF($C$10=2016,profiles!K8277)))))","v":76.239999999999995},{"$f":"IF($C$10=2012,profiles!D8277,IF($C$10=2013,profiles!F8277,IF($C$10=2014,profiles!H8277,IF($C$10=2015,profiles!J8277,IF($C$10=2016,profiles!L8277)))))","v":0.29913754586441732},59.827509172883467,0,59.827509172883467,16.412490827116528,0,0,0,0,16.412490827116528,16.412490827116528]
["h8274",{"$f":"IF($C$10=2012,profiles!C8278,IF($C$10=2013,profiles!E8278,IF($C$10=2014,profiles!G8278,IF($C$10=2015,profiles!I8278,IF($C$10=2016,profiles!K8278)))))","v":77.897999999999996},{"$f":"IF($C$10=2012,profiles!D8278,IF($C$10=2013,profiles!F8278,IF($C$10=2014,profiles!H8278,IF($C$10=2015,profiles!J8278,IF($C$10=2016,profiles!L8278)))))","v":0.29372182130816826},58.744364261633649,0,58.744364261633649,19.153635738366347,0,0,0,0,19.153635738366347,19.153635738366347]
["h8275",{"$f":"IF($C$10=2012,profiles!C8279,IF($C$10=2013,profiles!E8279,IF($C$10=2014,profiles!G8279,IF($C$10=2015,profiles!I8279,IF($C$10=2016,profiles!K8279)))))","v":76.566000000000003},{"$f":"IF($C$10=2012,profiles!D8279,IF($C$10=2013,profiles!F8279,IF($C$10=2014,profiles!H8279,IF($C$10=2015,profiles!J8279,IF($C$10=2016,profiles!L8279)))))","v":0.29071609417945005},58.143218835890011,0,58.143218835890011,18.422781164109992,0,0,0,0,18.422781164109992,18.422781164109992]
["h8276",{"$f":"IF($C$10=2012,profiles!C8280,IF($C$10=2013,profiles!E8280,IF($C$10=2014,profiles!G8280,IF($C$10=2015,profiles!I8280,IF($C$10=2016,profiles!K8280)))))","v":74.543000000000006},{"$f":"IF($C$10=2012,profiles!D8280,IF($C$10=2013,profiles!F8280,IF($C$10=2014,profiles!H8280,IF($C$10=2015,profiles!J8280,IF($C$10=2016,profiles!L8280)))))","v":0.29165030666540298},58.330061333080593,0,58.330061333080593,16.212938666919413,0,0,0,0,16.212938666919413,16.212938666919413]
["h8277",{"$f":"IF($C$10=2012,profiles!C8281,IF($C$10=2013,profiles!E8281,IF($C$10=2014,profiles!G8281,IF($C$10=2015,profiles!I8281,IF($C$10=2016,profiles!K8281)))))","v":70.846000000000004},{"$f":"IF($C$10=2012,profiles!D8281,IF($C$10=2013,profiles!F8281,IF($C$10=2014,profiles!H8281,IF($C$10=2015,profiles!J8281,IF($C$10=2016,profiles!L8281)))))","v":0.28968710651376273},57.937421302752547,0,57.937421302752547,12.908578697247457,0,0,0,0,12.908578697247457,12.908578697247457]
["h8278",{"$f":"IF($C$10=2012,profiles!C8282,IF($C$10=2013,profiles!E8282,IF($C$10=2014,profiles!G8282,IF($C$10=2015,profiles!I8282,IF($C$10=2016,profiles!K8282)))))","v":67.352000000000004},{"$f":"IF($C$10=2012,profiles!D8282,IF($C$10=2013,profiles!F8282,IF($C$10=2014,profiles!H8282,IF($C$10=2015,profiles!J8282,IF($C$10=2016,profiles!L8282)))))","v":0.28792699603298177},57.585399206596357,0,57.585399206596357,9.7666007934036472,0,0,0,0,9.7666007934036472,9.7666007934036472]
["h8279",{"$f":"IF($C$10=2012,profiles!C8283,IF($C$10=2013,profiles!E8283,IF($C$10=2014,profiles!G8283,IF($C$10=2015,profiles!I8283,IF($C$10=2016,profiles!K8283)))))","v":64.028000000000006},{"$f":"IF($C$10=2012,profiles!D8283,IF($C$10=2013,profiles!F8283,IF($C$10=2014,profiles!H8283,IF($C$10=2015,profiles!J8283,IF($C$10=2016,profiles!L8283)))))","v":0.28121149758323294},56.24229951664659,0,56.24229951664659,7.7857004833534162,0,0,0,0,7.7857004833534162,7.7857004833534162]
["h8280",{"$f":"IF($C$10=2012,profiles!C8284,IF($C$10=2013,profiles!E8284,IF($C$10=2014,profiles!G8284,IF($C$10=2015,profiles!I8284,IF($C$10=2016,profiles!K8284)))))","v":58.936},{"$f":"IF($C$10=2012,profiles!D8284,IF($C$10=2013,profiles!F8284,IF($C$10=2014,profiles!H8284,IF($C$10=2015,profiles!J8284,IF($C$10=2016,profiles!L8284)))))","v":0.2687824097266413},53.756481945328261,0,53.756481945328261,5.179518054671739,0,0,0,0,5.179518054671739,5.179518054671739]
["h8281",{"$f":"IF($C$10=2012,profiles!C8285,IF($C$10=2013,profiles!E8285,IF($C$10=2014,profiles!G8285,IF($C$10=2015,profiles!I8285,IF($C$10=2016,profiles!K8285)))))","v":54.792000000000002},{"$f":"IF($C$10=2012,profiles!D8285,IF($C$10=2013,profiles!F8285,IF($C$10=2014,profiles!H8285,IF($C$10=2015,profiles!J8285,IF($C$10=2016,profiles!L8285)))))","v":0.26312655624120385},52.62531124824077,0,52.62531124824077,2.1666887517592315,0,0,0,0,2.1666887517592315,2.1666887517592315]
["h8282",{"$f":"IF($C$10=2012,profiles!C8286,IF($C$10=2013,profiles!E8286,IF($C$10=2014,profiles!G8286,IF($C$10=2015,profiles!I8286,IF($C$10=2016,profiles!K8286)))))","v":52.32},{"$f":"IF($C$10=2012,profiles!D8286,IF($C$10=2013,profiles!F8286,IF($C$10=2014,profiles!H8286,IF($C$10=2015,profiles!J8286,IF($C$10=2016,profiles!L8286)))))","v":0.25939157735195412},51.878315470390824,0,51.878315470390824,0.44168452960917648,0,0,0,0,0.44168452960917648,0.44168452960917648]
["h8283",{"$f":"IF($C$10=2012,profiles!C8287,IF($C$10=2013,profiles!E8287,IF($C$10=2014,profiles!G8287,IF($C$10=2015,profiles!I8287,IF($C$10=2016,profiles!K8287)))))","v":51.42},{"$f":"IF($C$10=2012,profiles!D8287,IF($C$10=2013,profiles!F8287,IF($C$10=2014,profiles!H8287,IF($C$10=2015,profiles!J8287,IF($C$10=2016,profiles!L8287)))))","v":0.25522355743206671},51.044711486413341,0,51.044711486413341,0.3752885135866606,0,0,0,0,0.3752885135866606,0.3752885135866606]
["h8284",{"$f":"IF($C$10=2012,profiles!C8288,IF($C$10=2013,profiles!E8288,IF($C$10=2014,profiles!G8288,IF($C$10=2015,profiles!I8288,IF($C$10=2016,profiles!K8288)))))","v":51.396999999999998},{"$f":"IF($C$10=2012,profiles!D8288,IF($C$10=2013,profiles!F8288,IF($C$10=2014,profiles!H8288,IF($C$10=2015,profiles!J8288,IF($C$10=2016,profiles!L8288)))))","v":0.25446573562845082},50.893147125690163,0,50.893147125690163,0.50385287430983539,0,0,0,0,0.50385287430983539,0.50385287430983539]
["h8285",{"$f":"IF($C$10=2012,profiles!C8289,IF($C$10=2013,profiles!E8289,IF($C$10=2014,profiles!G8289,IF($C$10=2015,profiles!I8289,IF($C$10=2016,profiles!K8289)))))","v":52.707999999999998},{"$f":"IF($C$10=2012,profiles!D8289,IF($C$10=2013,profiles!F8289,IF($C$10=2014,profiles!H8289,IF($C$10=2015,profiles!J8289,IF($C$10=2016,profiles!L8289)))))","v":0.25451986575728053},50.903973151456107,0,50.903973151456107,1.8040268485438915,0,0,0,0,1.8040268485438915,1.8040268485438915]
["h8286",{"$f":"IF($C$10=2012,profiles!C8290,IF($C$10=2013,profiles!E8290,IF($C$10=2014,profiles!G8290,IF($C$10=2015,profiles!I8290,IF($C$10=2016,profiles!K8290)))))","v":56.042000000000002},{"$f":"IF($C$10=2012,profiles!D8290,IF($C$10=2013,profiles!F8290,IF($C$10=2014,profiles!H8290,IF($C$10=2015,profiles!J8290,IF($C$10=2016,profiles!L8290)))))","v":0.2609613510880156},52.192270217603124,0,52.192270217603124,3.8497297823968779,0,0,0,0,3.8497297823968779,3.8497297823968779]
["h8287",{"$f":"IF($C$10=2012,profiles!C8291,IF($C$10=2013,profiles!E8291,IF($C$10=2014,profiles!G8291,IF($C$10=2015,profiles!I8291,IF($C$10=2016,profiles!K8291)))))","v":64.325999999999993},{"$f":"IF($C$10=2012,profiles!D8291,IF($C$10=2013,profiles!F8291,IF($C$10=2014,profiles!H8291,IF($C$10=2015,profiles!J8291,IF($C$10=2016,profiles!L8291)))))","v":0.27128667316228211},54.25733463245642,0,54.25733463245642,10.068665367543574,0,0,0,0,10.068665367543574,10.068665367543574]
["h8288",{"$f":"IF($C$10=2012,profiles!C8292,IF($C$10=2013,profiles!E8292,IF($C$10=2014,profiles!G8292,IF($C$10=2015,profiles!I8292,IF($C$10=2016,profiles!K8292)))))","v":71.489999999999995},{"$f":"IF($C$10=2012,profiles!D8292,IF($C$10=2013,profiles!F8292,IF($C$10=2014,profiles!H8292,IF($C$10=2015,profiles!J8292,IF($C$10=2016,profiles!L8292)))))","v":0.28759337447223127},57.518674894446256,0,57.518674894446256,13.971325105553738,0,0,0,0,13.971325105553738,13.971325105553738]
["h8289",{"$f":"IF($C$10=2012,profiles!C8293,IF($C$10=2013,profiles!E8293,IF($C$10=2014,profiles!G8293,IF($C$10=2015,profiles!I8293,IF($C$10=2016,profiles!K8293)))))","v":73.760000000000005},{"$f":"IF($C$10=2012,profiles!D8293,IF($C$10=2013,profiles!F8293,IF($C$10=2014,profiles!H8293,IF($C$10=2015,profiles!J8293,IF($C$10=2016,profiles!L8293)))))","v":0.32045036267186316},64.090072534372638,0,64.090072534372638,9.6699274656273673,0,0,0,0,9.6699274656273673,9.6699274656273673]
["h8290",{"$f":"IF($C$10=2012,profiles!C8294,IF($C$10=2013,profiles!E8294,IF($C$10=2014,profiles!G8294,IF($C$10=2015,profiles!I8294,IF($C$10=2016,profiles!K8294)))))","v":73.896000000000001},{"$f":"IF($C$10=2012,profiles!D8294,IF($C$10=2013,profiles!F8294,IF($C$10=2014,profiles!H8294,IF($C$10=2015,profiles!J8294,IF($C$10=2016,profiles!L8294)))))","v":0.35849031070693949},71.698062141387894,0,71.698062141387894,2.1979378586121072,0,0,0,0,2.1979378586121072,2.1979378586121072]
["h8291",{"$f":"IF($C$10=2012,profiles!C8295,IF($C$10=2013,profiles!E8295,IF($C$10=2014,profiles!G8295,IF($C$10=2015,profiles!I8295,IF($C$10=2016,profiles!K8295)))))","v":74.608000000000004},{"$f":"IF($C$10=2012,profiles!D8295,IF($C$10=2013,profiles!F8295,IF($C$10=2014,profiles!H8295,IF($C$10=2015,profiles!J8295,IF($C$10=2016,profiles!L8295)))))","v":0.40400021652051532},80.80004330410307,6.1920433041030662,74.608000000000004,0,0,6.1920433041030662,0,5.0155550763234844,0,-6.1920433041030662]
["h8292",{"$f":"IF($C$10=2012,profiles!C8296,IF($C$10=2013,profiles!E8296,IF($C$10=2014,profiles!G8296,IF($C$10=2015,profiles!I8296,IF($C$10=2016,profiles!K8296)))))","v":75.331999999999994},{"$f":"IF($C$10=2012,profiles!D8296,IF($C$10=2013,profiles!F8296,IF($C$10=2014,profiles!H8296,IF($C$10=2015,profiles!J8296,IF($C$10=2016,profiles!L8296)))))","v":0.44944245967305402},89.888491934610798,14.556491934610804,75.331999999999994,0,4.5564919346108042,10,0,13.115555076323485,0,-14.556491934610804]
["h8293",{"$f":"IF($C$10=2012,profiles!C8297,IF($C$10=2013,profiles!E8297,IF($C$10=2014,profiles!G8297,IF($C$10=2015,profiles!I8297,IF($C$10=2016,profiles!K8297)))))","v":74.691999999999993},{"$f":"IF($C$10=2012,profiles!D8297,IF($C$10=2013,profiles!F8297,IF($C$10=2014,profiles!H8297,IF($C$10=2015,profiles!J8297,IF($C$10=2016,profiles!L8297)))))","v":0.45217603117895422},90.435206235790844,15.743206235790851,74.691999999999993,0,5.7432062357908507,10,0,21.215555076323486,0,-15.743206235790851]
["h8294",{"$f":"IF($C$10=2012,profiles!C8298,IF($C$10=2013,profiles!E8298,IF($C$10=2014,profiles!G8298,IF($C$10=2015,profiles!I8298,IF($C$10=2016,profiles!K8298)))))","v":73.403999999999996},{"$f":"IF($C$10=2012,profiles!D8298,IF($C$10=2013,profiles!F8298,IF($C$10=2014,profiles!H8298,IF($C$10=2015,profiles!J8298,IF($C$10=2016,profiles!L8298)))))","v":0.44462487820721014},88.924975641442032,15.520975641442035,73.403999999999996,0,5.5209756414420355,10,0,29.315555076323488,0,-15.520975641442035]
["h8295",{"$f":"IF($C$10=2012,profiles!C8299,IF($C$10=2013,profiles!E8299,IF($C$10=2014,profiles!G8299,IF($C$10=2015,profiles!I8299,IF($C$10=2016,profiles!K8299)))))","v":72.093999999999994},{"$f":"IF($C$10=2012,profiles!D8299,IF($C$10=2013,profiles!F8299,IF($C$10=2014,profiles!H8299,IF($C$10=2015,profiles!J8299,IF($C$10=2016,profiles!L8299)))))","v":0.41884540435206236},83.769080870412466,11.675080870412472,72.093999999999994,0,1.6750808704124722,10,0,37.415555076323486,0,-11.675080870412472]
["h8296",{"$f":"IF($C$10=2012,profiles!C8300,IF($C$10=2013,profiles!E8300,IF($C$10=2014,profiles!G8300,IF($C$10=2015,profiles!I8300,IF($C$10=2016,profiles!K8300)))))","v":71.650999999999996},{"$f":"IF($C$10=2012,profiles!D8300,IF($C$10=2013,profiles!F8300,IF($C$10=2014,profiles!H8300,IF($C$10=2015,profiles!J8300,IF($C$10=2016,profiles!L8300)))))","v":0.38536591967088879},77.073183934177763,5.4221839341777667,71.650999999999996,0,0,5.4221839341777667,0,41.807524063007477,0,-5.4221839341777667]
["h8297",{"$f":"IF($C$10=2012,profiles!C8301,IF($C$10=2013,profiles!E8301,IF($C$10=2014,profiles!G8301,IF($C$10=2015,profiles!I8301,IF($C$10=2016,profiles!K8301)))))","v":73.665999999999997},{"$f":"IF($C$10=2012,profiles!D8301,IF($C$10=2013,profiles!F8301,IF($C$10=2014,profiles!H8301,IF($C$10=2015,profiles!J8301,IF($C$10=2016,profiles!L8301)))))","v":0.37767944137707049},75.535888275414095,1.8698882754140982,73.665999999999997,0,0,1.8698882754140982,0,43.322133566092894,0,-1.8698882754140982]
["h8298",{"$f":"IF($C$10=2012,profiles!C8302,IF($C$10=2013,profiles!E8302,IF($C$10=2014,profiles!G8302,IF($C$10=2015,profiles!I8302,IF($C$10=2016,profiles!K8302)))))","v":75.043999999999997},{"$f":"IF($C$10=2012,profiles!D8302,IF($C$10=2013,profiles!F8302,IF($C$10=2014,profiles!H8302,IF($C$10=2015,profiles!J8302,IF($C$10=2016,profiles!L8302)))))","v":0.36232001732164121},72.464003464328243,0,72.464003464328243,2.5799965356717536,0,0,2.5799965356717536,40.535960201436573,0,2.5799965356717536]
["h8299",{"$f":"IF($C$10=2012,profiles!C8303,IF($C$10=2013,profiles!E8303,IF($C$10=2014,profiles!G8303,IF($C$10=2015,profiles!I8303,IF($C$10=2016,profiles!K8303)))))","v":73.081999999999994},{"$f":"IF($C$10=2012,profiles!D8303,IF($C$10=2013,profiles!F8303,IF($C$10=2014,profiles!H8303,IF($C$10=2015,profiles!J8303,IF($C$10=2016,profiles!L8303)))))","v":0.33616163256468551},67.232326512937107,0,67.232326512937107,5.849673487062887,0,0,5.849673487062887,34.218818206768226,0,5.849673487062887]
["h8300",{"$f":"IF($C$10=2012,profiles!C8304,IF($C$10=2013,profiles!E8304,IF($C$10=2014,profiles!G8304,IF($C$10=2015,profiles!I8304,IF($C$10=2016,profiles!K8304)))))","v":70.308999999999997},{"$f":"IF($C$10=2012,profiles!D8304,IF($C$10=2013,profiles!F8304,IF($C$10=2014,profiles!H8304,IF($C$10=2015,profiles!J8304,IF($C$10=2016,profiles!L8304)))))","v":0.31484789433798854},62.969578867597711,0,62.969578867597711,7.3394211324022862,0,0,7.3394211324022862,26.292877459033576,0,7.3394211324022862]
["h8301",{"$f":"IF($C$10=2012,profiles!C8305,IF($C$10=2013,profiles!E8305,IF($C$10=2014,profiles!G8305,IF($C$10=2015,profiles!I8305,IF($C$10=2016,profiles!K8305)))))","v":66.328999999999994},{"$f":"IF($C$10=2012,profiles!D8305,IF($C$10=2013,profiles!F8305,IF($C$10=2014,profiles!H8305,IF($C$10=2015,profiles!J8305,IF($C$10=2016,profiles!L8305)))))","v":0.29869005088232109},59.738010176464215,0,59.738010176464215,6.5909898235357787,0,0,6.5909898235357787,19.175177865582413,0,6.5909898235357787]
["h8302",{"$f":"IF($C$10=2012,profiles!C8306,IF($C$10=2013,profiles!E8306,IF($C$10=2014,profiles!G8306,IF($C$10=2015,profiles!I8306,IF($C$10=2016,profiles!K8306)))))","v":62.954000000000001},{"$f":"IF($C$10=2012,profiles!D8306,IF($C$10=2013,profiles!F8306,IF($C$10=2014,profiles!H8306,IF($C$10=2015,profiles!J8306,IF($C$10=2016,profiles!L8306)))))","v":0.28028580708022083},56.057161416044167,0,56.057161416044167,6.8968385839558337,0,0,6.8968385839558337,11.727188034096631,0,6.8968385839558337]
["h8303",{"$f":"IF($C$10=2012,profiles!C8307,IF($C$10=2013,profiles!E8307,IF($C$10=2014,profiles!G8307,IF($C$10=2015,profiles!I8307,IF($C$10=2016,profiles!K8307)))))","v":60.35},{"$f":"IF($C$10=2012,profiles!D8307,IF($C$10=2013,profiles!F8307,IF($C$10=2014,profiles!H8307,IF($C$10=2015,profiles!J8307,IF($C$10=2016,profiles!L8307)))))","v":0.26515643607231787},53.031287214463575,0,53.031287214463575,7.3187127855364267,0,0,7.3187127855364267,3.8236105119190649,0,7.3187127855364267]
["h8304",{"$f":"IF($C$10=2012,profiles!C8308,IF($C$10=2013,profiles!E8308,IF($C$10=2014,profiles!G8308,IF($C$10=2015,profiles!I8308,IF($C$10=2016,profiles!K8308)))))","v":56.033999999999999},{"$f":"IF($C$10=2012,profiles!D8308,IF($C$10=2013,profiles!F8308,IF($C$10=2014,profiles!H8308,IF($C$10=2015,profiles!J8308,IF($C$10=2016,profiles!L8308)))))","v":0.27097542492151133},54.19508498430227,0,54.19508498430227,1.8389150156977294,0,0,1.8389150156977294,1.8377411645133097,0,1.8389150156977294]
["h8305",{"$f":"IF($C$10=2012,profiles!C8309,IF($C$10=2013,profiles!E8309,IF($C$10=2014,profiles!G8309,IF($C$10=2015,profiles!I8309,IF($C$10=2016,profiles!K8309)))))","v":51.886000000000003},{"$f":"IF($C$10=2012,profiles!D8309,IF($C$10=2013,profiles!F8309,IF($C$10=2014,profiles!H8309,IF($C$10=2015,profiles!J8309,IF($C$10=2016,profiles!L8309)))))","v":0.24793366070099968},49.586732140199935,0,49.586732140199935,2.299267859800068,0,0,1.7017483183393249,0,0.59751954146074304,2.299267859800068]
["h8306",{"$f":"IF($C$10=2012,profiles!C8310,IF($C$10=2013,profiles!E8310,IF($C$10=2014,profiles!G8310,IF($C$10=2015,profiles!I8310,IF($C$10=2016,profiles!K8310)))))","v":49.308999999999997},{"$f":"IF($C$10=2012,profiles!D8310,IF($C$10=2013,profiles!F8310,IF($C$10=2014,profiles!H8310,IF($C$10=2015,profiles!J8310,IF($C$10=2016,profiles!L8310)))))","v":0.22753405570661364},45.506811141322729,0,45.506811141322729,3.802188858677269,0,0,0,0,3.802188858677269,3.802188858677269]
["h8307",{"$f":"IF($C$10=2012,profiles!C8311,IF($C$10=2013,profiles!E8311,IF($C$10=2014,profiles!G8311,IF($C$10=2015,profiles!I8311,IF($C$10=2016,profiles!K8311)))))","v":47.976999999999997},{"$f":"IF($C$10=2012,profiles!D8311,IF($C$10=2013,profiles!F8311,IF($C$10=2014,profiles!H8311,IF($C$10=2015,profiles!J8311,IF($C$10=2016,profiles!L8311)))))","v":0.22068909541008888},44.137819082017778,0,44.137819082017778,3.8391809179822189,0,0,0,0,3.8391809179822189,3.8391809179822189]
["h8308",{"$f":"IF($C$10=2012,profiles!C8312,IF($C$10=2013,profiles!E8312,IF($C$10=2014,profiles!G8312,IF($C$10=2015,profiles!I8312,IF($C$10=2016,profiles!K8312)))))","v":47.807000000000002},{"$f":"IF($C$10=2012,profiles!D8312,IF($C$10=2013,profiles!F8312,IF($C$10=2014,profiles!H8312,IF($C$10=2015,profiles!J8312,IF($C$10=2016,profiles!L8312)))))","v":0.20729678178645347},41.459356357290694,0,41.459356357290694,6.3476436427093077,0,0,0,0,6.3476436427093077,6.3476436427093077]
["h8309",{"$f":"IF($C$10=2012,profiles!C8313,IF($C$10=2013,profiles!E8313,IF($C$10=2014,profiles!G8313,IF($C$10=2015,profiles!I8313,IF($C$10=2016,profiles!K8313)))))","v":48.241999999999997},{"$f":"IF($C$10=2012,profiles!D8313,IF($C$10=2013,profiles!F8313,IF($C$10=2014,profiles!H8313,IF($C$10=2015,profiles!J8313,IF($C$10=2016,profiles!L8313)))))","v":0.1839616898664827},36.79233797329654,0,36.79233797329654,11.449662026703457,0,0,0,0,11.449662026703457,11.449662026703457]
["h8310",{"$f":"IF($C$10=2012,profiles!C8314,IF($C$10=2013,profiles!E8314,IF($C$10=2014,profiles!G8314,IF($C$10=2015,profiles!I8314,IF($C$10=2016,profiles!K8314)))))","v":48.658999999999999},{"$f":"IF($C$10=2012,profiles!D8314,IF($C$10=2013,profiles!F8314,IF($C$10=2014,profiles!H8314,IF($C$10=2015,profiles!J8314,IF($C$10=2016,profiles!L8314)))))","v":0.17182744206809789},34.36548841361958,0,34.36548841361958,14.293511586380419,0,0,0,0,14.293511586380419,14.293511586380419]
["h8311",{"$f":"IF($C$10=2012,profiles!C8315,IF($C$10=2013,profiles!E8315,IF($C$10=2014,profiles!G8315,IF($C$10=2015,profiles!I8315,IF($C$10=2016,profiles!K8315)))))","v":49.734999999999999},{"$f":"IF($C$10=2012,profiles!D8315,IF($C$10=2013,profiles!F8315,IF($C$10=2014,profiles!H8315,IF($C$10=2015,profiles!J8315,IF($C$10=2016,profiles!L8315)))))","v":0.15663595903845895},31.32719180769179,0,31.32719180769179,18.40780819230821,0,0,0,0,18.40780819230821,18.40780819230821]
["h8312",{"$f":"IF($C$10=2012,profiles!C8316,IF($C$10=2013,profiles!E8316,IF($C$10=2014,profiles!G8316,IF($C$10=2015,profiles!I8316,IF($C$10=2016,profiles!K8316)))))","v":53.43},{"$f":"IF($C$10=2012,profiles!D8316,IF($C$10=2013,profiles!F8316,IF($C$10=2014,profiles!H8316,IF($C$10=2015,profiles!J8316,IF($C$10=2016,profiles!L8316)))))","v":0.1459626909081071},29.192538181621419,0,29.192538181621419,24.237461818378581,0,0,0,0,24.237461818378581,24.237461818378581]
["h8313",{"$f":"IF($C$10=2012,profiles!C8317,IF($C$10=2013,profiles!E8317,IF($C$10=2014,profiles!G8317,IF($C$10=2015,profiles!I8317,IF($C$10=2016,profiles!K8317)))))","v":57.238},{"$f":"IF($C$10=2012,profiles!D8317,IF($C$10=2013,profiles!F8317,IF($C$10=2014,profiles!H8317,IF($C$10=2015,profiles!J8317,IF($C$10=2016,profiles!L8317)))))","v":0.1436900558689447},28.738011173788941,0,28.738011173788941,28.499988826211059,0,0,0,0,28.499988826211059,28.499988826211059]
["h8314",{"$f":"IF($C$10=2012,profiles!C8318,IF($C$10=2013,profiles!E8318,IF($C$10=2014,profiles!G8318,IF($C$10=2015,profiles!I8318,IF($C$10=2016,profiles!K8318)))))","v":59.963999999999999},{"$f":"IF($C$10=2012,profiles!D8318,IF($C$10=2013,profiles!F8318,IF($C$10=2014,profiles!H8318,IF($C$10=2015,profiles!J8318,IF($C$10=2016,profiles!L8318)))))","v":0.15119786805189184},30.239573610378368,0,30.239573610378368,29.72442638962163,0,0,0,0,29.72442638962163,29.72442638962163]
["h8315",{"$f":"IF($C$10=2012,profiles!C8319,IF($C$10=2013,profiles!E8319,IF($C$10=2014,profiles!G8319,IF($C$10=2015,profiles!I8319,IF($C$10=2016,profiles!K8319)))))","v":61.679000000000002},{"$f":"IF($C$10=2012,profiles!D8319,IF($C$10=2013,profiles!F8319,IF($C$10=2014,profiles!H8319,IF($C$10=2015,profiles!J8319,IF($C$10=2016,profiles!L8319)))))","v":0.16256104324770368},32.512208649540739,0,32.512208649540739,29.166791350459263,0,0,0,0,29.166791350459263,29.166791350459263]
["h8316",{"$f":"IF($C$10=2012,profiles!C8320,IF($C$10=2013,profiles!E8320,IF($C$10=2014,profiles!G8320,IF($C$10=2015,profiles!I8320,IF($C$10=2016,profiles!K8320)))))","v":62.463000000000001},{"$f":"IF($C$10=2012,profiles!D8320,IF($C$10=2013,profiles!F8320,IF($C$10=2014,profiles!H8320,IF($C$10=2015,profiles!J8320,IF($C$10=2016,profiles!L8320)))))","v":0.16191171895080014},32.382343790160029,0,32.382343790160029,30.080656209839972,0,0,0,0,30.080656209839972,30.080656209839972]
["h8317",{"$f":"IF($C$10=2012,profiles!C8321,IF($C$10=2013,profiles!E8321,IF($C$10=2014,profiles!G8321,IF($C$10=2015,profiles!I8321,IF($C$10=2016,profiles!K8321)))))","v":61.728999999999999},{"$f":"IF($C$10=2012,profiles!D8321,IF($C$10=2013,profiles!F8321,IF($C$10=2014,profiles!H8321,IF($C$10=2015,profiles!J8321,IF($C$10=2016,profiles!L8321)))))","v":0.15494501034860597},30.989002069721195,0,30.989002069721195,30.739997930278804,0,0,0,0,30.739997930278804,30.739997930278804]
["h8318",{"$f":"IF($C$10=2012,profiles!C8322,IF($C$10=2013,profiles!E8322,IF($C$10=2014,profiles!G8322,IF($C$10=2015,profiles!I8322,IF($C$10=2016,profiles!K8322)))))","v":60.143999999999998},{"$f":"IF($C$10=2012,profiles!D8322,IF($C$10=2013,profiles!F8322,IF($C$10=2014,profiles!H8322,IF($C$10=2015,profiles!J8322,IF($C$10=2016,profiles!L8322)))))","v":0.13641221270781759},27.282442541563519,0,27.282442541563519,32.861557458436479,0,0,0,0,32.861557458436479,32.861557458436479]
["h8319",{"$f":"IF($C$10=2012,profiles!C8323,IF($C$10=2013,profiles!E8323,IF($C$10=2014,profiles!G8323,IF($C$10=2015,profiles!I8323,IF($C$10=2016,profiles!K8323)))))","v":58.725000000000001},{"$f":"IF($C$10=2012,profiles!D8323,IF($C$10=2013,profiles!F8323,IF($C$10=2014,profiles!H8323,IF($C$10=2015,profiles!J8323,IF($C$10=2016,profiles!L8323)))))","v":0.10773372292791147},21.546744585582296,0,21.546744585582296,37.178255414417706,0,0,0,0,37.178255414417706,37.178255414417706]
["h8320",{"$f":"IF($C$10=2012,profiles!C8324,IF($C$10=2013,profiles!E8324,IF($C$10=2014,profiles!G8324,IF($C$10=2015,profiles!I8324,IF($C$10=2016,profiles!K8324)))))","v":58.901000000000003},{"$f":"IF($C$10=2012,profiles!D8324,IF($C$10=2013,profiles!F8324,IF($C$10=2014,profiles!H8324,IF($C$10=2015,profiles!J8324,IF($C$10=2016,profiles!L8324)))))","v":8.6224855592981889E-2},17.244971118596379,0,17.244971118596379,41.656028881403628,0,0,0,0,41.656028881403628,41.656028881403628]
["h8321",{"$f":"IF($C$10=2012,profiles!C8325,IF($C$10=2013,profiles!E8325,IF($C$10=2014,profiles!G8325,IF($C$10=2015,profiles!I8325,IF($C$10=2016,profiles!K8325)))))","v":61.692999999999998},{"$f":"IF($C$10=2012,profiles!D8325,IF($C$10=2013,profiles!F8325,IF($C$10=2014,profiles!H8325,IF($C$10=2015,profiles!J8325,IF($C$10=2016,profiles!L8325)))))","v":7.8365326082545345E-2},15.67306521650907,{"$f":"D8338-F8338","v":0},{"$f":"MIN(D8338,B8338)","v":15.67306521650907},{"$f":"B8338-F8338","v":46.019934783490925},{"$f":"-MIN(-E8338+$C$3,0)","v":0},{"$f":"E8338-H8338","v":0},0,0,46.019934783490925,46.019934783490925]
["h8322",{"$f":"IF($C$10=2012,profiles!C8326,IF($C$10=2013,profiles!E8326,IF($C$10=2014,profiles!G8326,IF($C$10=2015,profiles!I8326,IF($C$10=2016,profiles!K8326)))))","v":64.013999999999996},{"$f":"IF($C$10=2012,profiles!D8326,IF($C$10=2013,profiles!F8326,IF($C$10=2014,profiles!H8326,IF($C$10=2015,profiles!J8326,IF($C$10=2016,profiles!L8326)))))","v":7.5172814956102965E-2},{"$f":"C8339*$C$2","v":15.034562991220593},0,15.034562991220593,48.979437008779399,0,0,0,0,{"$f":"MAX(G8339-J8339,0)","v":48.979437008779399},{"$f":"B8339-D8339","v":48.979437008779399}]
["h8323",{"$f":"IF($C$10=2012,profiles!C8327,IF($C$10=2013,profiles!E8327,IF($C$10=2014,profiles!G8327,IF($C$10=2015,profiles!I8327,IF($C$10=2016,profiles!K8327)))))","v":63.563000000000002},{"$f":"IF($C$10=2012,profiles!D8327,IF($C$10=2013,profiles!F8327,IF($C$10=2014,profiles!H8327,IF($C$10=2015,profiles!J8327,IF($C$10=2016,profiles!L8327)))))","v":7.149331060698294E-2},14.298662121396589,0,14.298662121396589,49.264337878603413,0,0,0,{"$f":"K8339+I8340*$F$2-J8340/$F$3","v":0},49.264337878603413,49.264337878603413]
["h8324",{"$f":"IF($C$10=2012,profiles!C8328,IF($C$10=2013,profiles!E8328,IF($C$10=2014,profiles!G8328,IF($C$10=2015,profiles!I8328,IF($C$10=2016,profiles!K8328)))))","v":61.402999999999999},{"$f":"IF($C$10=2012,profiles!D8328,IF($C$10=2013,profiles!F8328,IF($C$10=2014,profiles!H8328,IF($C$10=2015,profiles!J8328,IF($C$10=2016,profiles!L8328)))))","v":7.3806528414701783E-2},14.761305682940357,0,14.761305682940357,46.641694317059645,0,0,0,0,46.641694317059645,46.641694317059645]
["h8325",{"$f":"IF($C$10=2012,profiles!C8329,IF($C$10=2013,profiles!E8329,IF($C$10=2014,profiles!G8329,IF($C$10=2015,profiles!I8329,IF($C$10=2016,profiles!K8329)))))","v":57.854999999999997},{"$f":"IF($C$10=2012,profiles!D8329,IF($C$10=2013,profiles!F8329,IF($C$10=2014,profiles!H8329,IF($C$10=2015,profiles!J8329,IF($C$10=2016,profiles!L8329)))))","v":7.1533893375539406E-2},14.306778675107882,0,14.306778675107882,43.548221324892111,0,0,0,0,43.548221324892111,43.548221324892111]
["h8326",{"$f":"IF($C$10=2012,profiles!C8330,IF($C$10=2013,profiles!E8330,IF($C$10=2014,profiles!G8330,IF($C$10=2015,profiles!I8330,IF($C$10=2016,profiles!K8330)))))","v":55.447000000000003},{"$f":"IF($C$10=2012,profiles!D8330,IF($C$10=2013,profiles!F8330,IF($C$10=2014,profiles!H8330,IF($C$10=2015,profiles!J8330,IF($C$10=2016,profiles!L8330)))))","v":6.498654004842877E-2},12.997308009685755,0,12.997308009685755,42.44969199031425,0,0,0,0,42.44969199031425,42.44969199031425]
["h8327",{"$f":"IF($C$10=2012,profiles!C8331,IF($C$10=2013,profiles!E8331,IF($C$10=2014,profiles!G8331,IF($C$10=2015,profiles!I8331,IF($C$10=2016,profiles!K8331)))))","v":54.463999999999999},{"$f":"IF($C$10=2012,profiles!D8331,IF($C$10=2013,profiles!F8331,IF($C$10=2014,profiles!H8331,IF($C$10=2015,profiles!J8331,IF($C$10=2016,profiles!L8331)))))","v":6.0211300948284023E-2},12.042260189656805,0,12.042260189656805,42.421739810343198,0,0,0,0,42.421739810343198,42.421739810343198]
["h8328",{"$f":"IF($C$10=2012,profiles!C8332,IF($C$10=2013,profiles!E8332,IF($C$10=2014,profiles!G8332,IF($C$10=2015,profiles!I8332,IF($C$10=2016,profiles!K8332)))))","v":50.902000000000001},{"$f":"IF($C$10=2012,profiles!D8332,IF($C$10=2013,profiles!F8332,IF($C$10=2014,profiles!H8332,IF($C$10=2015,profiles!J8332,IF($C$10=2016,profiles!L8332)))))","v":5.3082261271863967E-2},10.616452254372794,0,10.616452254372794,40.285547745627206,0,0,{"$f":"MIN(MAX(0,G8345),K8344*$F$3)","v":0},0,40.285547745627206,40.285547745627206]
["h8329",{"$f":"IF($C$10=2012,profiles!C8333,IF($C$10=2013,profiles!E8333,IF($C$10=2014,profiles!G8333,IF($C$10=2015,profiles!I8333,IF($C$10=2016,profiles!K8333)))))","v":47.555},{"$f":"IF($C$10=2012,profiles!D8333,IF($C$10=2013,profiles!F8333,IF($C$10=2014,profiles!H8333,IF($C$10=2015,profiles!J8333,IF($C$10=2016,profiles!L8333)))))","v":5.0618185753320888E-2},10.123637150664177,0,10.123637150664177,37.431362849335827,0,0,0,0,37.431362849335827,37.431362849335827]
["h8330",{"$f":"IF($C$10=2012,profiles!C8334,IF($C$10=2013,profiles!E8334,IF($C$10=2014,profiles!G8334,IF($C$10=2015,profiles!I8334,IF($C$10=2016,profiles!K8334)))))","v":45.225000000000001},{"$f":"IF($C$10=2012,profiles!D8334,IF($C$10=2013,profiles!F8334,IF($C$10=2014,profiles!H8334,IF($C$10=2015,profiles!J8334,IF($C$10=2016,profiles!L8334)))))","v":4.5166788410031654E-2},9.033357682006331,0,9.033357682006331,36.191642317993669,0,0,0,0,36.191642317993669,36.191642317993669]
["h8331",{"$f":"IF($C$10=2012,profiles!C8335,IF($C$10=2013,profiles!E8335,IF($C$10=2014,profiles!G8335,IF($C$10=2015,profiles!I8335,IF($C$10=2016,profiles!K8335)))))","v":43.918999999999997},{"$f":"IF($C$10=2012,profiles!D8335,IF($C$10=2013,profiles!F8335,IF($C$10=2014,profiles!H8335,IF($C$10=2015,profiles!J8335,IF($C$10=2016,profiles!L8335)))))","v":3.9661282904526148E-2},7.9322565809052294,0,7.9322565809052294,35.986743419094765,0,0,0,0,35.986743419094765,35.986743419094765]
["h8332",{"$f":"IF($C$10=2012,profiles!C8336,IF($C$10=2013,profiles!E8336,IF($C$10=2014,profiles!G8336,IF($C$10=2015,profiles!I8336,IF($C$10=2016,profiles!K8336)))))","v":43.600999999999999},{"$f":"IF($C$10=2012,profiles!D8336,IF($C$10=2013,profiles!F8336,IF($C$10=2014,profiles!H8336,IF($C$10=2015,profiles!J8336,IF($C$10=2016,profiles!L8336)))))","v":3.7266996726456184E-2},7.4533993452912366,0,7.4533993452912366,36.147600654708761,0,0,0,0,36.147600654708761,36.147600654708761]
["h8333",{"$f":"IF($C$10=2012,profiles!C8337,IF($C$10=2013,profiles!E8337,IF($C$10=2014,profiles!G8337,IF($C$10=2015,profiles!I8337,IF($C$10=2016,profiles!K8337)))))","v":43.74},{"$f":"IF($C$10=2012,profiles!D8337,IF($C$10=2013,profiles!F8337,IF($C$10=2014,profiles!H8337,IF($C$10=2015,profiles!J8337,IF($C$10=2016,profiles!L8337)))))","v":3.7510483456429405E-2},7.5020966912858809,0,7.5020966912858809,36.237903308714124,0,0,0,0,36.237903308714124,36.237903308714124]
["h8334",{"$f":"IF($C$10=2012,profiles!C8338,IF($C$10=2013,profiles!E8338,IF($C$10=2014,profiles!G8338,IF($C$10=2015,profiles!I8338,IF($C$10=2016,profiles!K8338)))))","v":43.447000000000003},{"$f":"IF($C$10=2012,profiles!D8338,IF($C$10=2013,profiles!F8338,IF($C$10=2014,profiles!H8338,IF($C$10=2015,profiles!J8338,IF($C$10=2016,profiles!L8338)))))","v":3.9228417606795983E-2},7.8456835213591969,0,7.8456835213591969,35.601316478640804,0,0,0,0,35.601316478640804,35.601316478640804]
["h8335",{"$f":"IF($C$10=2012,profiles!C8339,IF($C$10=2013,profiles!E8339,IF($C$10=2014,profiles!G8339,IF($C$10=2015,profiles!I8339,IF($C$10=2016,profiles!K8339)))))","v":43.026000000000003},{"$f":"IF($C$10=2012,profiles!D8339,IF($C$10=2013,profiles!F8339,IF($C$10=2014,profiles!H8339,IF($C$10=2015,profiles!J8339,IF($C$10=2016,profiles!L8339)))))","v":4.0770500229959691E-2},8.1541000459919388,0,8.1541000459919388,34.871899954008065,0,0,0,0,34.871899954008065,34.871899954008065]
["h8336",{"$f":"IF($C$10=2012,profiles!C8340,IF($C$10=2013,profiles!E8340,IF($C$10=2014,profiles!G8340,IF($C$10=2015,profiles!I8340,IF($C$10=2016,profiles!K8340)))))","v":45.213000000000001},{"$f":"IF($C$10=2012,profiles!D8340,IF($C$10=2013,profiles!F8340,IF($C$10=2014,profiles!H8340,IF($C$10=2015,profiles!J8340,IF($C$10=2016,profiles!L8340)))))","v":4.518031545058572E-2},9.0360630901171444,0,9.0360630901171444,36.176936909882855,0,0,0,0,36.176936909882855,36.176936909882855]
["h8337",{"$f":"IF($C$10=2012,profiles!C8341,IF($C$10=2013,profiles!E8341,IF($C$10=2014,profiles!G8341,IF($C$10=2015,profiles!I8341,IF($C$10=2016,profiles!K8341)))))","v":48.518000000000001},{"$f":"IF($C$10=2012,profiles!D8341,IF($C$10=2013,profiles!F8341,IF($C$10=2014,profiles!H8341,IF($C$10=2015,profiles!J8341,IF($C$10=2016,profiles!L8341)))))","v":4.9671292914536161E-2},9.9342585829072316,0,9.9342585829072316,38.583741417092767,0,0,0,0,38.583741417092767,38.583741417092767]
["h8338",{"$f":"IF($C$10=2012,profiles!C8342,IF($C$10=2013,profiles!E8342,IF($C$10=2014,profiles!G8342,IF($C$10=2015,profiles!I8342,IF($C$10=2016,profiles!K8342)))))","v":51.920999999999999},{"$f":"IF($C$10=2012,profiles!D8342,IF($C$10=2013,profiles!F8342,IF($C$10=2014,profiles!H8342,IF($C$10=2015,profiles!J8342,IF($C$10=2016,profiles!L8342)))))","v":6.2035007980953925E-2},12.407001596190785,0,12.407001596190785,39.513998403809211,0,0,0,0,39.513998403809211,39.513998403809211]
["h8339",{"$f":"IF($C$10=2012,profiles!C8343,IF($C$10=2013,profiles!E8343,IF($C$10=2014,profiles!G8343,IF($C$10=2015,profiles!I8343,IF($C$10=2016,profiles!K8343)))))","v":54.707999999999998},{"$f":"IF($C$10=2012,profiles!D8343,IF($C$10=2013,profiles!F8343,IF($C$10=2014,profiles!H8343,IF($C$10=2015,profiles!J8343,IF($C$10=2016,profiles!L8343)))))","v":8.5626166707247792E-2},17.125233341449558,0,17.125233341449558,37.58276665855044,0,0,0,0,37.58276665855044,37.58276665855044]
["h8340",{"$f":"IF($C$10=2012,profiles!C8344,IF($C$10=2013,profiles!E8344,IF($C$10=2014,profiles!G8344,IF($C$10=2015,profiles!I8344,IF($C$10=2016,profiles!K8344)))))","v":57.368000000000002},{"$f":"IF($C$10=2012,profiles!D8344,IF($C$10=2013,profiles!F8344,IF($C$10=2014,profiles!H8344,IF($C$10=2015,profiles!J8344,IF($C$10=2016,profiles!L8344)))))","v":0.10709358006655303},21.418716013310608,0,21.418716013310608,35.949283986689395,0,0,0,0,35.949283986689395,35.949283986689395]
["h8341",{"$f":"IF($C$10=2012,profiles!C8345,IF($C$10=2013,profiles!E8345,IF($C$10=2014,profiles!G8345,IF($C$10=2015,profiles!I8345,IF($C$10=2016,profiles!K8345)))))","v":56.972000000000001},{"$f":"IF($C$10=2012,profiles!D8345,IF($C$10=2013,profiles!F8345,IF($C$10=2014,profiles!H8345,IF($C$10=2015,profiles!J8345,IF($C$10=2016,profiles!L8345)))))","v":0.11315369423477531},22.630738846955062,0,22.630738846955062,34.34126115304494,0,0,0,0,34.34126115304494,34.34126115304494]
["h8342",{"$f":"IF($C$10=2012,profiles!C8346,IF($C$10=2013,profiles!E8346,IF($C$10=2014,profiles!G8346,IF($C$10=2015,profiles!I8346,IF($C$10=2016,profiles!K8346)))))","v":54.959000000000003},{"$f":"IF($C$10=2012,profiles!D8346,IF($C$10=2013,profiles!F8346,IF($C$10=2014,profiles!H8346,IF($C$10=2015,profiles!J8346,IF($C$10=2016,profiles!L8346)))))","v":0.10515921326732137},21.031842653464274,0,21.031842653464274,33.927157346535729,0,0,0,0,33.927157346535729,33.927157346535729]
["h8343",{"$f":"IF($C$10=2012,profiles!C8347,IF($C$10=2013,profiles!E8347,IF($C$10=2014,profiles!G8347,IF($C$10=2015,profiles!I8347,IF($C$10=2016,profiles!K8347)))))","v":53.494},{"$f":"IF($C$10=2012,profiles!D8347,IF($C$10=2013,profiles!F8347,IF($C$10=2014,profiles!H8347,IF($C$10=2015,profiles!J8347,IF($C$10=2016,profiles!L8347)))))","v":8.6708329951573196E-2},17.341665990314638,0,17.341665990314638,36.152334009685362,0,0,0,0,36.152334009685362,36.152334009685362]
["h8344",{"$f":"IF($C$10=2012,profiles!C8348,IF($C$10=2013,profiles!E8348,IF($C$10=2014,profiles!G8348,IF($C$10=2015,profiles!I8348,IF($C$10=2016,profiles!K8348)))))","v":53.430999999999997},{"$f":"IF($C$10=2012,profiles!D8348,IF($C$10=2013,profiles!F8348,IF($C$10=2014,profiles!H8348,IF($C$10=2015,profiles!J8348,IF($C$10=2016,profiles!L8348)))))","v":6.7445824202580953E-2},13.489164840516191,0,13.489164840516191,39.941835159483809,0,0,0,0,39.941835159483809,39.941835159483809]
["h8345",{"$f":"IF($C$10=2012,profiles!C8349,IF($C$10=2013,profiles!E8349,IF($C$10=2014,profiles!G8349,IF($C$10=2015,profiles!I8349,IF($C$10=2016,profiles!K8349)))))","v":56.183},{"$f":"IF($C$10=2012,profiles!D8349,IF($C$10=2013,profiles!F8349,IF($C$10=2014,profiles!H8349,IF($C$10=2015,profiles!J8349,IF($C$10=2016,profiles!L8349)))))","v":7.0678786895003107E-2},14.135757379000621,0,14.135757379000621,42.047242620999377,0,0,0,0,42.047242620999377,42.047242620999377]
["h8346",{"$f":"IF($C$10=2012,profiles!C8350,IF($C$10=2013,profiles!E8350,IF($C$10=2014,profiles!G8350,IF($C$10=2015,profiles!I8350,IF($C$10=2016,profiles!K8350)))))","v":59.847999999999999},{"$f":"IF($C$10=2012,profiles!D8350,IF($C$10=2013,profiles!F8350,IF($C$10=2014,profiles!H8350,IF($C$10=2015,profiles!J8350,IF($C$10=2016,profiles!L8350)))))","v":8.9521954386819258E-2},17.904390877363852,0,17.904390877363852,41.943609122636147,0,0,0,0,41.943609122636147,41.943609122636147]
["h8347",{"$f":"IF($C$10=2012,profiles!C8351,IF($C$10=2013,profiles!E8351,IF($C$10=2014,profiles!G8351,IF($C$10=2015,profiles!I8351,IF($C$10=2016,profiles!K8351)))))","v":60.927999999999997},{"$f":"IF($C$10=2012,profiles!D8351,IF($C$10=2013,profiles!F8351,IF($C$10=2014,profiles!H8351,IF($C$10=2015,profiles!J8351,IF($C$10=2016,profiles!L8351)))))","v":0.10641722803884966},21.283445607769931,0,21.283445607769931,39.644554392230063,0,0,0,0,39.644554392230063,39.644554392230063]
["h8348",{"$f":"IF($C$10=2012,profiles!C8352,IF($C$10=2013,profiles!E8352,IF($C$10=2014,profiles!G8352,IF($C$10=2015,profiles!I8352,IF($C$10=2016,profiles!K8352)))))","v":59.890999999999998},{"$f":"IF($C$10=2012,profiles!D8352,IF($C$10=2013,profiles!F8352,IF($C$10=2014,profiles!H8352,IF($C$10=2015,profiles!J8352,IF($C$10=2016,profiles!L8352)))))","v":0.11703595487379272},23.407190974758542,0,23.407190974758542,36.483809025241456,0,0,0,0,36.483809025241456,36.483809025241456]
["h8349",{"$f":"IF($C$10=2012,profiles!C8353,IF($C$10=2013,profiles!E8353,IF($C$10=2014,profiles!G8353,IF($C$10=2015,profiles!I8353,IF($C$10=2016,profiles!K8353)))))","v":57.813000000000002},{"$f":"IF($C$10=2012,profiles!D8353,IF($C$10=2013,profiles!F8353,IF($C$10=2014,profiles!H8353,IF($C$10=2015,profiles!J8353,IF($C$10=2016,profiles!L8353)))))","v":0.12777642507372236},25.555285014744474,0,25.555285014744474,32.257714985255532,0,0,0,0,32.257714985255532,32.257714985255532]
["h8350",{"$f":"IF($C$10=2012,profiles!C8354,IF($C$10=2013,profiles!E8354,IF($C$10=2014,profiles!G8354,IF($C$10=2015,profiles!I8354,IF($C$10=2016,profiles!K8354)))))","v":56.348999999999997},{"$f":"IF($C$10=2012,profiles!D8354,IF($C$10=2013,profiles!F8354,IF($C$10=2014,profiles!H8354,IF($C$10=2015,profiles!J8354,IF($C$10=2016,profiles!L8354)))))","v":0.13602791981170359},27.205583962340718,0,27.205583962340718,29.143416037659279,0,0,0,0,29.143416037659279,29.143416037659279]
["h8351",{"$f":"IF($C$10=2012,profiles!C8355,IF($C$10=2013,profiles!E8355,IF($C$10=2014,profiles!G8355,IF($C$10=2015,profiles!I8355,IF($C$10=2016,profiles!K8355)))))","v":55.698},{"$f":"IF($C$10=2012,profiles!D8355,IF($C$10=2013,profiles!F8355,IF($C$10=2014,profiles!H8355,IF($C$10=2015,profiles!J8355,IF($C$10=2016,profiles!L8355)))))","v":0.13617671725779834},27.235343451559668,0,27.235343451559668,28.462656548440332,0,0,0,0,28.462656548440332,28.462656548440332]
["h8352",{"$f":"IF($C$10=2012,profiles!C8356,IF($C$10=2013,profiles!E8356,IF($C$10=2014,profiles!G8356,IF($C$10=2015,profiles!I8356,IF($C$10=2016,profiles!K8356)))))","v":51.905000000000001},{"$f":"IF($C$10=2012,profiles!D8356,IF($C$10=2013,profiles!F8356,IF($C$10=2014,profiles!H8356,IF($C$10=2015,profiles!J8356,IF($C$10=2016,profiles!L8356)))))","v":0.14246679111543975},28.493358223087949,0,28.493358223087949,23.411641776912052,0,0,0,0,23.411641776912052,23.411641776912052]
["h8353",{"$f":"IF($C$10=2012,profiles!C8357,IF($C$10=2013,profiles!E8357,IF($C$10=2014,profiles!G8357,IF($C$10=2015,profiles!I8357,IF($C$10=2016,profiles!K8357)))))","v":48.692999999999998},{"$f":"IF($C$10=2012,profiles!D8357,IF($C$10=2013,profiles!F8357,IF($C$10=2014,profiles!H8357,IF($C$10=2015,profiles!J8357,IF($C$10=2016,profiles!L8357)))))","v":0.14648157659971345},29.296315319942689,0,29.296315319942689,19.396684680057309,0,0,0,0,19.396684680057309,19.396684680057309]
["h8354",{"$f":"IF($C$10=2012,profiles!C8358,IF($C$10=2013,profiles!E8358,IF($C$10=2014,profiles!G8358,IF($C$10=2015,profiles!I8358,IF($C$10=2016,profiles!K8358)))))","v":47.085999999999999},{"$f":"IF($C$10=2012,profiles!D8358,IF($C$10=2013,profiles!F8358,IF($C$10=2014,profiles!H8358,IF($C$10=2015,profiles!J8358,IF($C$10=2016,profiles!L8358)))))","v":0.15419967019004624},30.839934038009247,0,30.839934038009247,16.246065961990752,0,0,0,0,16.246065961990752,16.246065961990752]
["h8355",{"$f":"IF($C$10=2012,profiles!C8359,IF($C$10=2013,profiles!E8359,IF($C$10=2014,profiles!G8359,IF($C$10=2015,profiles!I8359,IF($C$10=2016,profiles!K8359)))))","v":46.552},{"$f":"IF($C$10=2012,profiles!D8359,IF($C$10=2013,profiles!F8359,IF($C$10=2014,profiles!H8359,IF($C$10=2015,profiles!J8359,IF($C$10=2016,profiles!L8359)))))","v":0.15733556811116217},31.467113622232436,0,31.467113622232436,15.084886377767564,0,0,0,0,15.084886377767564,15.084886377767564]
["h8356",{"$f":"IF($C$10=2012,profiles!C8360,IF($C$10=2013,profiles!E8360,IF($C$10=2014,profiles!G8360,IF($C$10=2015,profiles!I8360,IF($C$10=2016,profiles!K8360)))))","v":46.984000000000002},{"$f":"IF($C$10=2012,profiles!D8360,IF($C$10=2013,profiles!F8360,IF($C$10=2014,profiles!H8360,IF($C$10=2015,profiles!J8360,IF($C$10=2016,profiles!L8360)))))","v":0.164945527290422},32.989105458084403,0,32.989105458084403,13.994894541915599,0,0,0,0,13.994894541915599,13.994894541915599]
["h8357",{"$f":"IF($C$10=2012,profiles!C8361,IF($C$10=2013,profiles!E8361,IF($C$10=2014,profiles!G8361,IF($C$10=2015,profiles!I8361,IF($C$10=2016,profiles!K8361)))))","v":48.813000000000002},{"$f":"IF($C$10=2012,profiles!D8361,IF($C$10=2013,profiles!F8361,IF($C$10=2014,profiles!H8361,IF($C$10=2015,profiles!J8361,IF($C$10=2016,profiles!L8361)))))","v":0.1725554864696818},34.511097293936359,0,34.511097293936359,14.301902706063643,0,0,0,0,14.301902706063643,14.301902706063643]
["h8358",{"$f":"IF($C$10=2012,profiles!C8362,IF($C$10=2013,profiles!E8362,IF($C$10=2014,profiles!G8362,IF($C$10=2015,profiles!I8362,IF($C$10=2016,profiles!K8362)))))","v":52.933999999999997},{"$f":"IF($C$10=2012,profiles!D8362,IF($C$10=2013,profiles!F8362,IF($C$10=2014,profiles!H8362,IF($C$10=2015,profiles!J8362,IF($C$10=2016,profiles!L8362)))))","v":0.18063853369738586},36.127706739477169,0,36.127706739477169,16.806293260522828,0,0,0,0,16.806293260522828,16.806293260522828]
["h8359",{"$f":"IF($C$10=2012,profiles!C8363,IF($C$10=2013,profiles!E8363,IF($C$10=2014,profiles!G8363,IF($C$10=2015,profiles!I8363,IF($C$10=2016,profiles!K8363)))))","v":61.905000000000001},{"$f":"IF($C$10=2012,profiles!D8363,IF($C$10=2013,profiles!F8363,IF($C$10=2014,profiles!H8363,IF($C$10=2015,profiles!J8363,IF($C$10=2016,profiles!L8363)))))","v":0.18424751966694602},36.849503933389208,0,36.849503933389208,25.055496066610793,0,0,0,0,25.055496066610793,25.055496066610793]
["h8360",{"$f":"IF($C$10=2012,profiles!C8364,IF($C$10=2013,profiles!E8364,IF($C$10=2014,profiles!G8364,IF($C$10=2015,profiles!I8364,IF($C$10=2016,profiles!K8364)))))","v":70.019000000000005},{"$f":"IF($C$10=2012,profiles!D8364,IF($C$10=2013,profiles!F8364,IF($C$10=2014,profiles!H8364,IF($C$10=2015,profiles!J8364,IF($C$10=2016,profiles!L8364)))))","v":0.187613203211592},37.5226406423184,0,37.5226406423184,32.496359357681605,0,0,0,0,32.496359357681605,32.496359357681605]
["h8361",{"$f":"IF($C$10=2012,profiles!C8365,IF($C$10=2013,profiles!E8365,IF($C$10=2014,profiles!G8365,IF($C$10=2015,profiles!I8365,IF($C$10=2016,profiles!K8365)))))","v":72.534999999999997},{"$f":"IF($C$10=2012,profiles!D8365,IF($C$10=2013,profiles!F8365,IF($C$10=2014,profiles!H8365,IF($C$10=2015,profiles!J8365,IF($C$10=2016,profiles!L8365)))))","v":0.19170879403098051},38.341758806196104,0,38.341758806196104,34.193241193803892,0,0,0,0,34.193241193803892,34.193241193803892]
["h8362",{"$f":"IF($C$10=2012,profiles!C8366,IF($C$10=2013,profiles!E8366,IF($C$10=2014,profiles!G8366,IF($C$10=2015,profiles!I8366,IF($C$10=2016,profiles!K8366)))))","v":72.305999999999997},{"$f":"IF($C$10=2012,profiles!D8366,IF($C$10=2013,profiles!F8366,IF($C$10=2014,profiles!H8366,IF($C$10=2015,profiles!J8366,IF($C$10=2016,profiles!L8366)))))","v":0.20444162093482199},40.888324186964397,0,40.888324186964397,31.417675813035601,0,0,0,0,31.417675813035601,31.417675813035601]
["h8363",{"$f":"IF($C$10=2012,profiles!C8367,IF($C$10=2013,profiles!E8367,IF($C$10=2014,profiles!G8367,IF($C$10=2015,profiles!I8367,IF($C$10=2016,profiles!K8367)))))","v":73.347999999999999},{"$f":"IF($C$10=2012,profiles!D8367,IF($C$10=2013,profiles!F8367,IF($C$10=2014,profiles!H8367,IF($C$10=2015,profiles!J8367,IF($C$10=2016,profiles!L8367)))))","v":0.2167283933929875},43.345678678597501,0,43.345678678597501,30.002321321402498,0,0,0,0,30.002321321402498,30.002321321402498]
["h8364",{"$f":"IF($C$10=2012,profiles!C8368,IF($C$10=2013,profiles!E8368,IF($C$10=2014,profiles!G8368,IF($C$10=2015,profiles!I8368,IF($C$10=2016,profiles!K8368)))))","v":74.210999999999999},{"$f":"IF($C$10=2012,profiles!D8368,IF($C$10=2013,profiles!F8368,IF($C$10=2014,profiles!H8368,IF($C$10=2015,profiles!J8368,IF($C$10=2016,profiles!L8368)))))","v":0.2347057392338677},46.941147846773539,0,46.941147846773539,27.269852153226459,0,0,0,0,27.269852153226459,27.269852153226459]
["h8365",{"$f":"IF($C$10=2012,profiles!C8369,IF($C$10=2013,profiles!E8369,IF($C$10=2014,profiles!G8369,IF($C$10=2015,profiles!I8369,IF($C$10=2016,profiles!K8369)))))","v":73.650000000000006},{"$f":"IF($C$10=2012,profiles!D8369,IF($C$10=2013,profiles!F8369,IF($C$10=2014,profiles!H8369,IF($C$10=2015,profiles!J8369,IF($C$10=2016,profiles!L8369)))))","v":0.23108323646292342},46.216647292584682,0,46.216647292584682,27.433352707415324,0,0,0,0,27.433352707415324,27.433352707415324]
["h8366",{"$f":"IF($C$10=2012,profiles!C8370,IF($C$10=2013,profiles!E8370,IF($C$10=2014,profiles!G8370,IF($C$10=2015,profiles!I8370,IF($C$10=2016,profiles!K8370)))))","v":73.088999999999999},{"$f":"IF($C$10=2012,profiles!D8370,IF($C$10=2013,profiles!F8370,IF($C$10=2014,profiles!H8370,IF($C$10=2015,profiles!J8370,IF($C$10=2016,profiles!L8370)))))","v":0.20594198588845936},41.188397177691868,0,41.188397177691868,31.90060282230813,0,0,0,0,31.90060282230813,31.90060282230813]
["h8367",{"$f":"IF($C$10=2012,profiles!C8371,IF($C$10=2013,profiles!E8371,IF($C$10=2014,profiles!G8371,IF($C$10=2015,profiles!I8371,IF($C$10=2016,profiles!K8371)))))","v":72.164000000000001},{"$f":"IF($C$10=2012,profiles!D8371,IF($C$10=2013,profiles!F8371,IF($C$10=2014,profiles!H8371,IF($C$10=2015,profiles!J8371,IF($C$10=2016,profiles!L8371)))))","v":0.18062501689600172},36.125003379200344,0,36.125003379200344,36.038996620799658,0,0,0,0,36.038996620799658,36.038996620799658]
["h8368",{"$f":"IF($C$10=2012,profiles!C8372,IF($C$10=2013,profiles!E8372,IF($C$10=2014,profiles!G8372,IF($C$10=2015,profiles!I8372,IF($C$10=2016,profiles!K8372)))))","v":71.852000000000004},{"$f":"IF($C$10=2012,profiles!D8372,IF($C$10=2013,profiles!F8372,IF($C$10=2014,profiles!H8372,IF($C$10=2015,profiles!J8372,IF($C$10=2016,profiles!L8372)))))","v":0.15678137925441324},31.356275850882646,0,31.356275850882646,40.495724149117358,0,0,0,0,40.495724149117358,40.495724149117358]
["h8369",{"$f":"IF($C$10=2012,profiles!C8373,IF($C$10=2013,profiles!E8373,IF($C$10=2014,profiles!G8373,IF($C$10=2015,profiles!I8373,IF($C$10=2016,profiles!K8373)))))","v":73.183000000000007},{"$f":"IF($C$10=2012,profiles!D8373,IF($C$10=2013,profiles!F8373,IF($C$10=2014,profiles!H8373,IF($C$10=2015,profiles!J8373,IF($C$10=2016,profiles!L8373)))))","v":0.14448108999486362},28.896217998972723,0,28.896217998972723,44.286782001027284,0,0,0,0,44.286782001027284,44.286782001027284]
["h8370",{"$f":"IF($C$10=2012,profiles!C8374,IF($C$10=2013,profiles!E8374,IF($C$10=2014,profiles!G8374,IF($C$10=2015,profiles!I8374,IF($C$10=2016,profiles!K8374)))))","v":74.903000000000006},{"$f":"IF($C$10=2012,profiles!D8374,IF($C$10=2013,profiles!F8374,IF($C$10=2014,profiles!H8374,IF($C$10=2015,profiles!J8374,IF($C$10=2016,profiles!L8374)))))","v":0.1304641669595307},26.09283339190614,0,26.09283339190614,48.810166608093866,0,0,0,0,48.810166608093866,48.810166608093866]
["h8371",{"$f":"IF($C$10=2012,profiles!C8375,IF($C$10=2013,profiles!E8375,IF($C$10=2014,profiles!G8375,IF($C$10=2015,profiles!I8375,IF($C$10=2016,profiles!K8375)))))","v":73.902000000000001},{"$f":"IF($C$10=2012,profiles!D8375,IF($C$10=2013,profiles!F8375,IF($C$10=2014,profiles!H8375,IF($C$10=2015,profiles!J8375,IF($C$10=2016,profiles!L8375)))))","v":0.12058338514773864},24.116677029547727,0,24.116677029547727,49.78532297045227,0,0,0,0,49.78532297045227,49.78532297045227]
["h8372",{"$f":"IF($C$10=2012,profiles!C8376,IF($C$10=2013,profiles!E8376,IF($C$10=2014,profiles!G8376,IF($C$10=2015,profiles!I8376,IF($C$10=2016,profiles!K8376)))))","v":71.924999999999997},{"$f":"IF($C$10=2012,profiles!D8376,IF($C$10=2013,profiles!F8376,IF($C$10=2014,profiles!H8376,IF($C$10=2015,profiles!J8376,IF($C$10=2016,profiles!L8376)))))","v":0.11371685004460544},22.743370008921087,0,22.743370008921087,49.181629991078907,0,0,0,0,49.181629991078907,49.181629991078907]
["h8373",{"$f":"IF($C$10=2012,profiles!C8377,IF($C$10=2013,profiles!E8377,IF($C$10=2014,profiles!G8377,IF($C$10=2015,profiles!I8377,IF($C$10=2016,profiles!K8377)))))","v":67.813000000000002},{"$f":"IF($C$10=2012,profiles!D8377,IF($C$10=2013,profiles!F8377,IF($C$10=2014,profiles!H8377,IF($C$10=2015,profiles!J8377,IF($C$10=2016,profiles!L8377)))))","v":0.10376848422589278},20.753696845178556,0,20.753696845178556,47.05930315482145,0,0,0,0,47.05930315482145,47.05930315482145]
["h8374",{"$f":"IF($C$10=2012,profiles!C8378,IF($C$10=2013,profiles!E8378,IF($C$10=2014,profiles!G8378,IF($C$10=2015,profiles!I8378,IF($C$10=2016,profiles!K8378)))))","v":64.19},{"$f":"IF($C$10=2012,profiles!D8378,IF($C$10=2013,profiles!F8378,IF($C$10=2014,profiles!H8378,IF($C$10=2015,profiles!J8378,IF($C$10=2016,profiles!L8378)))))","v":9.7253385958746719E-2},19.450677191749342,0,19.450677191749342,44.739322808250655,0,0,0,0,44.739322808250655,44.739322808250655]
["h8375",{"$f":"IF($C$10=2012,profiles!C8379,IF($C$10=2013,profiles!E8379,IF($C$10=2014,profiles!G8379,IF($C$10=2015,profiles!I8379,IF($C$10=2016,profiles!K8379)))))","v":60.750999999999998},{"$f":"IF($C$10=2012,profiles!D8379,IF($C$10=2013,profiles!F8379,IF($C$10=2014,profiles!H8379,IF($C$10=2015,profiles!J8379,IF($C$10=2016,profiles!L8379)))))","v":9.1157308534508388E-2},18.231461706901676,0,18.231461706901676,42.519538293098321,0,0,0,0,42.519538293098321,42.519538293098321]
["h8376",{"$f":"IF($C$10=2012,profiles!C8380,IF($C$10=2013,profiles!E8380,IF($C$10=2014,profiles!G8380,IF($C$10=2015,profiles!I8380,IF($C$10=2016,profiles!K8380)))))","v":55.472999999999999},{"$f":"IF($C$10=2012,profiles!D8380,IF($C$10=2013,profiles!F8380,IF($C$10=2014,profiles!H8380,IF($C$10=2015,profiles!J8380,IF($C$10=2016,profiles!L8380)))))","v":8.5737071179476085E-2},17.147414235895216,0,17.147414235895216,38.325585764104787,0,0,0,0,38.325585764104787,38.325585764104787]
["h8377",{"$f":"IF($C$10=2012,profiles!C8381,IF($C$10=2013,profiles!E8381,IF($C$10=2014,profiles!G8381,IF($C$10=2015,profiles!I8381,IF($C$10=2016,profiles!K8381)))))","v":51.709000000000003},{"$f":"IF($C$10=2012,profiles!D8381,IF($C$10=2013,profiles!F8381,IF($C$10=2014,profiles!H8381,IF($C$10=2015,profiles!J8381,IF($C$10=2016,profiles!L8381)))))","v":8.1901674770394381E-2},16.380334954078876,0,16.380334954078876,35.328665045921127,0,0,0,0,35.328665045921127,35.328665045921127]
["h8378",{"$f":"IF($C$10=2012,profiles!C8382,IF($C$10=2013,profiles!E8382,IF($C$10=2014,profiles!G8382,IF($C$10=2015,profiles!I8382,IF($C$10=2016,profiles!K8382)))))","v":49.475000000000001},{"$f":"IF($C$10=2012,profiles!D8382,IF($C$10=2013,profiles!F8382,IF($C$10=2014,profiles!H8382,IF($C$10=2015,profiles!J8382,IF($C$10=2016,profiles!L8382)))))","v":7.7930848190167476E-2},15.586169638033494,0,15.586169638033494,33.888830361966505,0,0,0,0,33.888830361966505,33.888830361966505]
["h8379",{"$f":"IF($C$10=2012,profiles!C8383,IF($C$10=2013,profiles!E8383,IF($C$10=2014,profiles!G8383,IF($C$10=2015,profiles!I8383,IF($C$10=2016,profiles!K8383)))))","v":48.414999999999999},{"$f":"IF($C$10=2012,profiles!D8383,IF($C$10=2013,profiles!F8383,IF($C$10=2014,profiles!H8383,IF($C$10=2015,profiles!J8383,IF($C$10=2016,profiles!L8383)))))","v":7.3392760669908158E-2},14.678552133981631,0,14.678552133981631,33.736447866018366,0,0,0,0,33.736447866018366,33.736447866018366]
["h8380",{"$f":"IF($C$10=2012,profiles!C8384,IF($C$10=2013,profiles!E8384,IF($C$10=2014,profiles!G8384,IF($C$10=2015,profiles!I8384,IF($C$10=2016,profiles!K8384)))))","v":48.875999999999998},{"$f":"IF($C$10=2012,profiles!D8384,IF($C$10=2013,profiles!F8384,IF($C$10=2014,profiles!H8384,IF($C$10=2015,profiles!J8384,IF($C$10=2016,profiles!L8384)))))","v":6.8530524041058888E-2},13.706104808211778,0,13.706104808211778,35.169895191788221,0,0,0,0,35.169895191788221,35.169895191788221]
["h8381",{"$f":"IF($C$10=2012,profiles!C8385,IF($C$10=2013,profiles!E8385,IF($C$10=2014,profiles!G8385,IF($C$10=2015,profiles!I8385,IF($C$10=2016,profiles!K8385)))))","v":50.377000000000002},{"$f":"IF($C$10=2012,profiles!D8385,IF($C$10=2013,profiles!F8385,IF($C$10=2014,profiles!H8385,IF($C$10=2015,profiles!J8385,IF($C$10=2016,profiles!L8385)))))","v":7.2015126958400871E-2},14.403025391680174,0,14.403025391680174,35.973974608319828,0,0,0,0,35.973974608319828,35.973974608319828]
["h8382",{"$f":"IF($C$10=2012,profiles!C8386,IF($C$10=2013,profiles!E8386,IF($C$10=2014,profiles!G8386,IF($C$10=2015,profiles!I8386,IF($C$10=2016,profiles!K8386)))))","v":54.014000000000003},{"$f":"IF($C$10=2012,profiles!D8386,IF($C$10=2013,profiles!F8386,IF($C$10=2014,profiles!H8386,IF($C$10=2015,profiles!J8386,IF($C$10=2016,profiles!L8386)))))","v":7.8592652620205289E-2},15.718530524041057,0,15.718530524041057,38.295469475958946,0,0,0,0,38.295469475958946,38.295469475958946]
["h8383",{"$f":"IF($C$10=2012,profiles!C8387,IF($C$10=2013,profiles!E8387,IF($C$10=2014,profiles!G8387,IF($C$10=2015,profiles!I8387,IF($C$10=2016,profiles!K8387)))))","v":62.484999999999999},{"$f":"IF($C$10=2012,profiles!D8387,IF($C$10=2013,profiles!F8387,IF($C$10=2014,profiles!H8387,IF($C$10=2015,profiles!J8387,IF($C$10=2016,profiles!L8387)))))","v":8.9100486223662886E-2},17.820097244732576,0,17.820097244732576,44.66490275526742,0,0,0,0,44.66490275526742,44.66490275526742]
["h8384",{"$f":"IF($C$10=2012,profiles!C8388,IF($C$10=2013,profiles!E8388,IF($C$10=2014,profiles!G8388,IF($C$10=2015,profiles!I8388,IF($C$10=2016,profiles!K8388)))))","v":70.210999999999999},{"$f":"IF($C$10=2012,profiles!D8388,IF($C$10=2013,profiles!F8388,IF($C$10=2014,profiles!H8388,IF($C$10=2015,profiles!J8388,IF($C$10=2016,profiles!L8388)))))","v":9.6164235548352239E-2},19.232847109670448,0,19.232847109670448,50.978152890329554,0,0,0,0,50.978152890329554,50.978152890329554]
["h8385",{"$f":"IF($C$10=2012,profiles!C8389,IF($C$10=2013,profiles!E8389,IF($C$10=2014,profiles!G8389,IF($C$10=2015,profiles!I8389,IF($C$10=2016,profiles!K8389)))))","v":72.855999999999995},{"$f":"IF($C$10=2012,profiles!D8389,IF($C$10=2013,profiles!F8389,IF($C$10=2014,profiles!H8389,IF($C$10=2015,profiles!J8389,IF($C$10=2016,profiles!L8389)))))","v":0.10482171799027552},20.964343598055105,{"$f":"D8402-F8402","v":0},{"$f":"MIN(D8402,B8402)","v":20.964343598055105},{"$f":"B8402-F8402","v":51.891656401944886},{"$f":"-MIN(-E8402+$C$3,0)","v":0},{"$f":"E8402-H8402","v":0},0,0,51.891656401944886,51.891656401944886]
["h8386",{"$f":"IF($C$10=2012,profiles!C8390,IF($C$10=2013,profiles!E8390,IF($C$10=2014,profiles!G8390,IF($C$10=2015,profiles!I8390,IF($C$10=2016,profiles!K8390)))))","v":72.561999999999998},{"$f":"IF($C$10=2012,profiles!D8390,IF($C$10=2013,profiles!F8390,IF($C$10=2014,profiles!H8390,IF($C$10=2015,profiles!J8390,IF($C$10=2016,profiles!L8390)))))","v":0.12237979470556457},{"$f":"C8403*$C$2","v":24.475958941112914},0,24.475958941112914,48.086041058887083,0,0,0,0,{"$f":"MAX(G8403-J8403,0)","v":48.086041058887083},{"$f":"B8403-D8403","v":48.086041058887083}]
["h8387",{"$f":"IF($C$10=2012,profiles!C8391,IF($C$10=2013,profiles!E8391,IF($C$10=2014,profiles!G8391,IF($C$10=2015,profiles!I8391,IF($C$10=2016,profiles!K8391)))))","v":73.182000000000002},{"$f":"IF($C$10=2012,profiles!D8391,IF($C$10=2013,profiles!F8391,IF($C$10=2014,profiles!H8391,IF($C$10=2015,profiles!J8391,IF($C$10=2016,profiles!L8391)))))","v":0.14347649918962724},28.695299837925447,0,28.695299837925447,44.486700162074555,0,0,0,{"$f":"K8403+I8404*$F$2-J8404/$F$3","v":0},44.486700162074555,44.486700162074555]
["h8388",{"$f":"IF($C$10=2012,profiles!C8392,IF($C$10=2013,profiles!E8392,IF($C$10=2014,profiles!G8392,IF($C$10=2015,profiles!I8392,IF($C$10=2016,profiles!K8392)))))","v":73.795000000000002},{"$f":"IF($C$10=2012,profiles!D8392,IF($C$10=2013,profiles!F8392,IF($C$10=2014,profiles!H8392,IF($C$10=2015,profiles!J8392,IF($C$10=2016,profiles!L8392)))))","v":0.16438411669367908},32.876823338735818,0,32.876823338735818,40.918176661264184,0,0,0,0,40.918176661264184,40.918176661264184]
["h8389",{"$f":"IF($C$10=2012,profiles!C8393,IF($C$10=2013,profiles!E8393,IF($C$10=2014,profiles!G8393,IF($C$10=2015,profiles!I8393,IF($C$10=2016,profiles!K8393)))))","v":73.188000000000002},{"$f":"IF($C$10=2012,profiles!D8393,IF($C$10=2013,profiles!F8393,IF($C$10=2014,profiles!H8393,IF($C$10=2015,profiles!J8393,IF($C$10=2016,profiles!L8393)))))","v":0.17290653700702324},34.581307401404651,0,34.581307401404651,38.606692598595352,0,0,0,0,38.606692598595352,38.606692598595352]
["h8390",{"$f":"IF($C$10=2012,profiles!C8394,IF($C$10=2013,profiles!E8394,IF($C$10=2014,profiles!G8394,IF($C$10=2015,profiles!I8394,IF($C$10=2016,profiles!K8394)))))","v":72.537999999999997},{"$f":"IF($C$10=2012,profiles!D8394,IF($C$10=2013,profiles!F8394,IF($C$10=2014,profiles!H8394,IF($C$10=2015,profiles!J8394,IF($C$10=2016,profiles!L8394)))))","v":0.16127768773635873},32.255537547271743,0,32.255537547271743,40.282462452728254,0,0,0,0,40.282462452728254,40.282462452728254]
["h8391",{"$f":"IF($C$10=2012,profiles!C8395,IF($C$10=2013,profiles!E8395,IF($C$10=2014,profiles!G8395,IF($C$10=2015,profiles!I8395,IF($C$10=2016,profiles!K8395)))))","v":71.924999999999997},{"$f":"IF($C$10=2012,profiles!D8395,IF($C$10=2013,profiles!F8395,IF($C$10=2014,profiles!H8395,IF($C$10=2015,profiles!J8395,IF($C$10=2016,profiles!L8395)))))","v":0.13822258238789845},27.644516477579689,0,27.644516477579689,44.280483522420312,0,0,0,0,44.280483522420312,44.280483522420312]
["h8392",{"$f":"IF($C$10=2012,profiles!C8396,IF($C$10=2013,profiles!E8396,IF($C$10=2014,profiles!G8396,IF($C$10=2015,profiles!I8396,IF($C$10=2016,profiles!K8396)))))","v":71.706999999999994},{"$f":"IF($C$10=2012,profiles!D8396,IF($C$10=2013,profiles!F8396,IF($C$10=2014,profiles!H8396,IF($C$10=2015,profiles!J8396,IF($C$10=2016,profiles!L8396)))))","v":0.12497298757428417},24.994597514856835,0,24.994597514856835,46.712402485143159,0,0,{"$f":"MIN(MAX(0,G8409),K8408*$F$3)","v":0},0,46.712402485143159,46.712402485143159]
["h8393",{"$f":"IF($C$10=2012,profiles!C8397,IF($C$10=2013,profiles!E8397,IF($C$10=2014,profiles!G8397,IF($C$10=2015,profiles!I8397,IF($C$10=2016,profiles!K8397)))))","v":73.364999999999995},{"$f":"IF($C$10=2012,profiles!D8397,IF($C$10=2013,profiles!F8397,IF($C$10=2014,profiles!H8397,IF($C$10=2015,profiles!J8397,IF($C$10=2016,profiles!L8397)))))","v":0.12244732576985413},24.489465153970826,0,24.489465153970826,48.875534846029169,0,0,0,0,48.875534846029169,48.875534846029169]
["h8394",{"$f":"IF($C$10=2012,profiles!C8398,IF($C$10=2013,profiles!E8398,IF($C$10=2014,profiles!G8398,IF($C$10=2015,profiles!I8398,IF($C$10=2016,profiles!K8398)))))","v":75.497},{"$f":"IF($C$10=2012,profiles!D8398,IF($C$10=2013,profiles!F8398,IF($C$10=2014,profiles!H8398,IF($C$10=2015,profiles!J8398,IF($C$10=2016,profiles!L8398)))))","v":0.12429767693138843},24.859535386277688,0,24.859535386277688,50.637464613722315,0,0,0,0,50.637464613722315,50.637464613722315]
["h8395",{"$f":"IF($C$10=2012,profiles!C8399,IF($C$10=2013,profiles!E8399,IF($C$10=2014,profiles!G8399,IF($C$10=2015,profiles!I8399,IF($C$10=2016,profiles!K8399)))))","v":74.317999999999998},{"$f":"IF($C$10=2012,profiles!D8399,IF($C$10=2013,profiles!F8399,IF($C$10=2014,profiles!H8399,IF($C$10=2015,profiles!J8399,IF($C$10=2016,profiles!L8399)))))","v":0.1202052944354403},24.041058887088059,0,24.041058887088059,50.276941112911942,0,0,0,0,50.276941112911942,50.276941112911942]
["h8396",{"$f":"IF($C$10=2012,profiles!C8400,IF($C$10=2013,profiles!E8400,IF($C$10=2014,profiles!G8400,IF($C$10=2015,profiles!I8400,IF($C$10=2016,profiles!K8400)))))","v":72.361999999999995},{"$f":"IF($C$10=2012,profiles!D8400,IF($C$10=2013,profiles!F8400,IF($C$10=2014,profiles!H8400,IF($C$10=2015,profiles!J8400,IF($C$10=2016,profiles!L8400)))))","v":0.1235278227984873},24.705564559697461,0,24.705564559697461,47.656435440302531,0,0,0,0,47.656435440302531,47.656435440302531]
["h8397",{"$f":"IF($C$10=2012,profiles!C8401,IF($C$10=2013,profiles!E8401,IF($C$10=2014,profiles!G8401,IF($C$10=2015,profiles!I8401,IF($C$10=2016,profiles!K8401)))))","v":68.369},{"$f":"IF($C$10=2012,profiles!D8401,IF($C$10=2013,profiles!F8401,IF($C$10=2014,profiles!H8401,IF($C$10=2015,profiles!J8401,IF($C$10=2016,profiles!L8401)))))","v":0.12213668287412209},24.42733657482442,0,24.42733657482442,43.941663425175577,0,0,0,0,43.941663425175577,43.941663425175577]
["h8398",{"$f":"IF($C$10=2012,profiles!C8402,IF($C$10=2013,profiles!E8402,IF($C$10=2014,profiles!G8402,IF($C$10=2015,profiles!I8402,IF($C$10=2016,profiles!K8402)))))","v":64.56},{"$f":"IF($C$10=2012,profiles!D8402,IF($C$10=2013,profiles!F8402,IF($C$10=2014,profiles!H8402,IF($C$10=2015,profiles!J8402,IF($C$10=2016,profiles!L8402)))))","v":0.12899783900594272},25.799567801188545,0,25.799567801188545,38.760432198811458,0,0,0,0,38.760432198811458,38.760432198811458]
["h8399",{"$f":"IF($C$10=2012,profiles!C8403,IF($C$10=2013,profiles!E8403,IF($C$10=2014,profiles!G8403,IF($C$10=2015,profiles!I8403,IF($C$10=2016,profiles!K8403)))))","v":61.133000000000003},{"$f":"IF($C$10=2012,profiles!D8403,IF($C$10=2013,profiles!F8403,IF($C$10=2014,profiles!H8403,IF($C$10=2015,profiles!J8403,IF($C$10=2016,profiles!L8403)))))","v":0.1282279848730416},25.645596974608321,0,25.645596974608321,35.487403025391686,0,0,0,0,35.487403025391686,35.487403025391686]
["h8400",{"$f":"IF($C$10=2012,profiles!C8404,IF($C$10=2013,profiles!E8404,IF($C$10=2014,profiles!G8404,IF($C$10=2015,profiles!I8404,IF($C$10=2016,profiles!K8404)))))","v":56.058999999999997},{"$f":"IF($C$10=2012,profiles!D8404,IF($C$10=2013,profiles!F8404,IF($C$10=2014,profiles!H8404,IF($C$10=2015,profiles!J8404,IF($C$10=2016,profiles!L8404)))))","v":0.13476499189627228},26.952998379254456,0,26.952998379254456,29.106001620745541,0,0,0,0,29.106001620745541,29.106001620745541]
["h8401",{"$f":"IF($C$10=2012,profiles!C8405,IF($C$10=2013,profiles!E8405,IF($C$10=2014,profiles!G8405,IF($C$10=2015,profiles!I8405,IF($C$10=2016,profiles!K8405)))))","v":52.417000000000002},{"$f":"IF($C$10=2012,profiles!D8405,IF($C$10=2013,profiles!F8405,IF($C$10=2014,profiles!H8405,IF($C$10=2015,profiles!J8405,IF($C$10=2016,profiles!L8405)))))","v":0.14003617319943851},28.007234639887702,0,28.007234639887702,24.409765360112299,0,0,0,0,24.409765360112299,24.409765360112299]
["h8402",{"$f":"IF($C$10=2012,profiles!C8406,IF($C$10=2013,profiles!E8406,IF($C$10=2014,profiles!G8406,IF($C$10=2015,profiles!I8406,IF($C$10=2016,profiles!K8406)))))","v":50.238},{"$f":"IF($C$10=2012,profiles!D8406,IF($C$10=2013,profiles!F8406,IF($C$10=2014,profiles!H8406,IF($C$10=2015,profiles!J8406,IF($C$10=2016,profiles!L8406)))))","v":0.1429381276320052},28.587625526401041,0,28.587625526401041,21.650374473598959,0,0,0,0,21.650374473598959,21.650374473598959]
["h8403",{"$f":"IF($C$10=2012,profiles!C8407,IF($C$10=2013,profiles!E8407,IF($C$10=2014,profiles!G8407,IF($C$10=2015,profiles!I8407,IF($C$10=2016,profiles!K8407)))))","v":49.351999999999997},{"$f":"IF($C$10=2012,profiles!D8407,IF($C$10=2013,profiles!F8407,IF($C$10=2014,profiles!H8407,IF($C$10=2015,profiles!J8407,IF($C$10=2016,profiles!L8407)))))","v":0.1450572292409027},29.011445848180539,0,29.011445848180539,20.340554151819457,0,0,0,0,20.340554151819457,20.340554151819457]
["h8404",{"$f":"IF($C$10=2012,profiles!C8408,IF($C$10=2013,profiles!E8408,IF($C$10=2014,profiles!G8408,IF($C$10=2015,profiles!I8408,IF($C$10=2016,profiles!K8408)))))","v":49.853000000000002},{"$f":"IF($C$10=2012,profiles!D8408,IF($C$10=2013,profiles!F8408,IF($C$10=2014,profiles!H8408,IF($C$10=2015,profiles!J8408,IF($C$10=2016,profiles!L8408)))))","v":0.14037360976136487},28.074721952272974,0,28.074721952272974,21.778278047727028,0,0,0,0,21.778278047727028,21.778278047727028]
["h8405",{"$f":"IF($C$10=2012,profiles!C8409,IF($C$10=2013,profiles!E8409,IF($C$10=2014,profiles!G8409,IF($C$10=2015,profiles!I8409,IF($C$10=2016,profiles!K8409)))))","v":51.220999999999997},{"$f":"IF($C$10=2012,profiles!D8409,IF($C$10=2013,profiles!F8409,IF($C$10=2014,profiles!H8409,IF($C$10=2015,profiles!J8409,IF($C$10=2016,profiles!L8409)))))","v":0.13887539142641184},27.775078285282369,0,27.775078285282369,23.445921714717628,0,0,0,0,23.445921714717628,23.445921714717628]
["h8406",{"$f":"IF($C$10=2012,profiles!C8410,IF($C$10=2013,profiles!E8410,IF($C$10=2014,profiles!G8410,IF($C$10=2015,profiles!I8410,IF($C$10=2016,profiles!K8410)))))","v":54.62},{"$f":"IF($C$10=2012,profiles!D8410,IF($C$10=2013,profiles!F8410,IF($C$10=2014,profiles!H8410,IF($C$10=2015,profiles!J8410,IF($C$10=2016,profiles!L8410)))))","v":0.14253320375769354},28.506640751538708,0,28.506640751538708,26.11335924846129,0,0,0,0,26.11335924846129,26.11335924846129]
["h8407",{"$f":"IF($C$10=2012,profiles!C8411,IF($C$10=2013,profiles!E8411,IF($C$10=2014,profiles!G8411,IF($C$10=2015,profiles!I8411,IF($C$10=2016,profiles!K8411)))))","v":63.027000000000001},{"$f":"IF($C$10=2012,profiles!D8411,IF($C$10=2013,profiles!F8411,IF($C$10=2014,profiles!H8411,IF($C$10=2015,profiles!J8411,IF($C$10=2016,profiles!L8411)))))","v":0.14755425979915776},29.510851959831552,0,29.510851959831552,33.516148040168446,0,0,0,0,33.516148040168446,33.516148040168446]
["h8408",{"$f":"IF($C$10=2012,profiles!C8412,IF($C$10=2013,profiles!E8412,IF($C$10=2014,profiles!G8412,IF($C$10=2015,profiles!I8412,IF($C$10=2016,profiles!K8412)))))","v":70.296999999999997},{"$f":"IF($C$10=2012,profiles!D8412,IF($C$10=2013,profiles!F8412,IF($C$10=2014,profiles!H8412,IF($C$10=2015,profiles!J8412,IF($C$10=2016,profiles!L8412)))))","v":0.15346614836410755},30.693229672821509,0,30.693229672821509,39.603770327178488,0,0,0,0,39.603770327178488,39.603770327178488]
["h8409",{"$f":"IF($C$10=2012,profiles!C8413,IF($C$10=2013,profiles!E8413,IF($C$10=2014,profiles!G8413,IF($C$10=2015,profiles!I8413,IF($C$10=2016,profiles!K8413)))))","v":72.561999999999998},{"$f":"IF($C$10=2012,profiles!D8413,IF($C$10=2013,profiles!F8413,IF($C$10=2014,profiles!H8413,IF($C$10=2015,profiles!J8413,IF($C$10=2016,profiles!L8413)))))","v":0.16797592052694094},33.595184105388185,0,33.595184105388185,38.966815894611813,0,0,0,0,38.966815894611813,38.966815894611813]
["h8410",{"$f":"IF($C$10=2012,profiles!C8414,IF($C$10=2013,profiles!E8414,IF($C$10=2014,profiles!G8414,IF($C$10=2015,profiles!I8414,IF($C$10=2016,profiles!K8414)))))","v":72.539000000000001},{"$f":"IF($C$10=2012,profiles!D8414,IF($C$10=2013,profiles!F8414,IF($C$10=2014,profiles!H8414,IF($C$10=2015,profiles!J8414,IF($C$10=2016,profiles!L8414)))))","v":0.19537576935536119},39.075153871072239,0,39.075153871072239,33.463846128927763,0,0,0,0,33.463846128927763,33.463846128927763]
["h8411",{"$f":"IF($C$10=2012,profiles!C8415,IF($C$10=2013,profiles!E8415,IF($C$10=2014,profiles!G8415,IF($C$10=2015,profiles!I8415,IF($C$10=2016,profiles!K8415)))))","v":73.628},{"$f":"IF($C$10=2012,profiles!D8415,IF($C$10=2013,profiles!F8415,IF($C$10=2014,profiles!H8415,IF($C$10=2015,profiles!J8415,IF($C$10=2016,profiles!L8415)))))","v":0.204027642803153},40.805528560630599,0,40.805528560630599,32.822471439369401,0,0,0,0,32.822471439369401,32.822471439369401]
["h8412",{"$f":"IF($C$10=2012,profiles!C8416,IF($C$10=2013,profiles!E8416,IF($C$10=2014,profiles!G8416,IF($C$10=2015,profiles!I8416,IF($C$10=2016,profiles!K8416)))))","v":74.38},{"$f":"IF($C$10=2012,profiles!D8416,IF($C$10=2013,profiles!F8416,IF($C$10=2014,profiles!H8416,IF($C$10=2015,profiles!J8416,IF($C$10=2016,profiles!L8416)))))","v":0.20649767843645395},41.299535687290792,0,41.299535687290792,33.080464312709204,0,0,0,0,33.080464312709204,33.080464312709204]
["h8413",{"$f":"IF($C$10=2012,profiles!C8417,IF($C$10=2013,profiles!E8417,IF($C$10=2014,profiles!G8417,IF($C$10=2015,profiles!I8417,IF($C$10=2016,profiles!K8417)))))","v":73.930999999999997},{"$f":"IF($C$10=2012,profiles!D8417,IF($C$10=2013,profiles!F8417,IF($C$10=2014,profiles!H8417,IF($C$10=2015,profiles!J8417,IF($C$10=2016,profiles!L8417)))))","v":0.19656354605334198},39.312709210668395,0,39.312709210668395,34.618290789331603,0,0,0,0,34.618290789331603,34.618290789331603]
["h8414",{"$f":"IF($C$10=2012,profiles!C8418,IF($C$10=2013,profiles!E8418,IF($C$10=2014,profiles!G8418,IF($C$10=2015,profiles!I8418,IF($C$10=2016,profiles!K8418)))))","v":73.664000000000001},{"$f":"IF($C$10=2012,profiles!D8418,IF($C$10=2013,profiles!F8418,IF($C$10=2014,profiles!H8418,IF($C$10=2015,profiles!J8418,IF($C$10=2016,profiles!L8418)))))","v":0.17996166720656517},35.992333441313036,0,35.992333441313036,37.671666558686965,0,0,0,0,37.671666558686965,37.671666558686965]
["h8415",{"$f":"IF($C$10=2012,profiles!C8419,IF($C$10=2013,profiles!E8419,IF($C$10=2014,profiles!G8419,IF($C$10=2015,profiles!I8419,IF($C$10=2016,profiles!K8419)))))","v":73.016999999999996},{"$f":"IF($C$10=2012,profiles!D8419,IF($C$10=2013,profiles!F8419,IF($C$10=2014,profiles!H8419,IF($C$10=2015,profiles!J8419,IF($C$10=2016,profiles!L8419)))))","v":0.15654356980887593},31.308713961775187,0,31.308713961775187,41.708286038224813,0,0,0,0,41.708286038224813,41.708286038224813]
["h8416",{"$f":"IF($C$10=2012,profiles!C8420,IF($C$10=2013,profiles!E8420,IF($C$10=2014,profiles!G8420,IF($C$10=2015,profiles!I8420,IF($C$10=2016,profiles!K8420)))))","v":72.759},{"$f":"IF($C$10=2012,profiles!D8420,IF($C$10=2013,profiles!F8420,IF($C$10=2014,profiles!H8420,IF($C$10=2015,profiles!J8420,IF($C$10=2016,profiles!L8420)))))","v":0.14897149335924847},29.794298671849695,0,29.794298671849695,42.964701328150305,0,0,0,0,42.964701328150305,42.964701328150305]
["h8417",{"$f":"IF($C$10=2012,profiles!C8421,IF($C$10=2013,profiles!E8421,IF($C$10=2014,profiles!G8421,IF($C$10=2015,profiles!I8421,IF($C$10=2016,profiles!K8421)))))","v":73.787000000000006},{"$f":"IF($C$10=2012,profiles!D8421,IF($C$10=2013,profiles!F8421,IF($C$10=2014,profiles!H8421,IF($C$10=2015,profiles!J8421,IF($C$10=2016,profiles!L8421)))))","v":0.14498974192851743},28.997948385703488,0,28.997948385703488,44.789051614296518,0,0,0,0,44.789051614296518,44.789051614296518]
["h8418",{"$f":"IF($C$10=2012,profiles!C8422,IF($C$10=2013,profiles!E8422,IF($C$10=2014,profiles!G8422,IF($C$10=2015,profiles!I8422,IF($C$10=2016,profiles!K8422)))))","v":74.692999999999998},{"$f":"IF($C$10=2012,profiles!D8422,IF($C$10=2013,profiles!F8422,IF($C$10=2014,profiles!H8422,IF($C$10=2015,profiles!J8422,IF($C$10=2016,profiles!L8422)))))","v":0.13674279235503725},27.348558471007451,0,27.348558471007451,47.344441528992547,0,0,0,0,47.344441528992547,47.344441528992547]
["h8419",{"$f":"IF($C$10=2012,profiles!C8423,IF($C$10=2013,profiles!E8423,IF($C$10=2014,profiles!G8423,IF($C$10=2015,profiles!I8423,IF($C$10=2016,profiles!K8423)))))","v":73.350999999999999},{"$f":"IF($C$10=2012,profiles!D8423,IF($C$10=2013,profiles!F8423,IF($C$10=2014,profiles!H8423,IF($C$10=2015,profiles!J8423,IF($C$10=2016,profiles!L8423)))))","v":0.13668880250512905},27.337760501025809,0,27.337760501025809,46.013239498974187,0,0,0,0,46.013239498974187,46.013239498974187]
["h8420",{"$f":"IF($C$10=2012,profiles!C8424,IF($C$10=2013,profiles!E8424,IF($C$10=2014,profiles!G8424,IF($C$10=2015,profiles!I8424,IF($C$10=2016,profiles!K8424)))))","v":71.131},{"$f":"IF($C$10=2012,profiles!D8424,IF($C$10=2013,profiles!F8424,IF($C$10=2014,profiles!H8424,IF($C$10=2015,profiles!J8424,IF($C$10=2016,profiles!L8424)))))","v":0.13262606629953569},26.525213259907137,0,26.525213259907137,44.605786740092867,0,0,0,0,44.605786740092867,44.605786740092867]
["h8421",{"$f":"IF($C$10=2012,profiles!C8425,IF($C$10=2013,profiles!E8425,IF($C$10=2014,profiles!G8425,IF($C$10=2015,profiles!I8425,IF($C$10=2016,profiles!K8425)))))","v":67.093000000000004},{"$f":"IF($C$10=2012,profiles!D8425,IF($C$10=2013,profiles!F8425,IF($C$10=2014,profiles!H8425,IF($C$10=2015,profiles!J8425,IF($C$10=2016,profiles!L8425)))))","v":0.13497462477054314},26.99492495410863,0,26.99492495410863,40.098075045891377,0,0,0,0,40.098075045891377,40.098075045891377]
["h8422",{"$f":"IF($C$10=2012,profiles!C8426,IF($C$10=2013,profiles!E8426,IF($C$10=2014,profiles!G8426,IF($C$10=2015,profiles!I8426,IF($C$10=2016,profiles!K8426)))))","v":63.465000000000003},{"$f":"IF($C$10=2012,profiles!D8426,IF($C$10=2013,profiles!F8426,IF($C$10=2014,profiles!H8426,IF($C$10=2015,profiles!J8426,IF($C$10=2016,profiles!L8426)))))","v":0.13535255371990065},27.07051074398013,0,27.07051074398013,36.394489256019874,0,0,0,0,36.394489256019874,36.394489256019874]
["h8423",{"$f":"IF($C$10=2012,profiles!C8427,IF($C$10=2013,profiles!E8427,IF($C$10=2014,profiles!G8427,IF($C$10=2015,profiles!I8427,IF($C$10=2016,profiles!K8427)))))","v":60.186},{"$f":"IF($C$10=2012,profiles!D8427,IF($C$10=2013,profiles!F8427,IF($C$10=2014,profiles!H8427,IF($C$10=2015,profiles!J8427,IF($C$10=2016,profiles!L8427)))))","v":0.13697224921714718},27.394449843429435,0,27.394449843429435,32.791550156570565,0,0,0,0,32.791550156570565,32.791550156570565]
["h8424",{"$f":"IF($C$10=2012,profiles!C8428,IF($C$10=2013,profiles!E8428,IF($C$10=2014,profiles!G8428,IF($C$10=2015,profiles!I8428,IF($C$10=2016,profiles!K8428)))))","v":55.127000000000002},{"$f":"IF($C$10=2012,profiles!D8428,IF($C$10=2013,profiles!F8428,IF($C$10=2014,profiles!H8428,IF($C$10=2015,profiles!J8428,IF($C$10=2016,profiles!L8428)))))","v":0.1392668178382464},27.853363567649282,0,27.853363567649282,27.27363643235072,0,0,0,0,27.27363643235072,27.27363643235072]
["h8425",{"$f":"IF($C$10=2012,profiles!C8429,IF($C$10=2013,profiles!E8429,IF($C$10=2014,profiles!G8429,IF($C$10=2015,profiles!I8429,IF($C$10=2016,profiles!K8429)))))","v":50.991},{"$f":"IF($C$10=2012,profiles!D8429,IF($C$10=2013,profiles!F8429,IF($C$10=2014,profiles!H8429,IF($C$10=2015,profiles!J8429,IF($C$10=2016,profiles!L8429)))))","v":0.13864804002211464},27.729608004422929,0,27.729608004422929,23.261391995577071,0,0,0,0,23.261391995577071,23.261391995577071]
["h8426",{"$f":"IF($C$10=2012,profiles!C8430,IF($C$10=2013,profiles!E8430,IF($C$10=2014,profiles!G8430,IF($C$10=2015,profiles!I8430,IF($C$10=2016,profiles!K8430)))))","v":48.459000000000003},{"$f":"IF($C$10=2012,profiles!D8430,IF($C$10=2013,profiles!F8430,IF($C$10=2014,profiles!H8430,IF($C$10=2015,profiles!J8430,IF($C$10=2016,profiles!L8430)))))","v":0.14110222629754987},28.220445259509972,0,28.220445259509972,20.238554740490031,0,0,0,0,20.238554740490031,20.238554740490031]
["h8427",{"$f":"IF($C$10=2012,profiles!C8431,IF($C$10=2013,profiles!E8431,IF($C$10=2014,profiles!G8431,IF($C$10=2015,profiles!I8431,IF($C$10=2016,profiles!K8431)))))","v":47.326000000000001},{"$f":"IF($C$10=2012,profiles!D8431,IF($C$10=2013,profiles!F8431,IF($C$10=2014,profiles!H8431,IF($C$10=2015,profiles!J8431,IF($C$10=2016,profiles!L8431)))))","v":0.14424412411170592},28.848824822341186,0,28.848824822341186,18.477175177658815,0,0,0,0,18.477175177658815,18.477175177658815]
["h8428",{"$f":"IF($C$10=2012,profiles!C8432,IF($C$10=2013,profiles!E8432,IF($C$10=2014,profiles!G8432,IF($C$10=2015,profiles!I8432,IF($C$10=2016,profiles!K8432)))))","v":47.587000000000003},{"$f":"IF($C$10=2012,profiles!D8432,IF($C$10=2013,profiles!F8432,IF($C$10=2014,profiles!H8432,IF($C$10=2015,profiles!J8432,IF($C$10=2016,profiles!L8432)))))","v":0.13930878248088566},27.861756496177133,0,27.861756496177133,19.72524350382287,0,0,0,0,19.72524350382287,19.72524350382287]
["h8429",{"$f":"IF($C$10=2012,profiles!C8433,IF($C$10=2013,profiles!E8433,IF($C$10=2014,profiles!G8433,IF($C$10=2015,profiles!I8433,IF($C$10=2016,profiles!K8433)))))","v":49.014000000000003},{"$f":"IF($C$10=2012,profiles!D8433,IF($C$10=2013,profiles!F8433,IF($C$10=2014,profiles!H8433,IF($C$10=2015,profiles!J8433,IF($C$10=2016,profiles!L8433)))))","v":0.13918742162111139},27.837484324222277,0,27.837484324222277,21.176515675777726,0,0,0,0,21.176515675777726,21.176515675777726]
["h8430",{"$f":"IF($C$10=2012,profiles!C8434,IF($C$10=2013,profiles!E8434,IF($C$10=2014,profiles!G8434,IF($C$10=2015,profiles!I8434,IF($C$10=2016,profiles!K8434)))))","v":52.445},{"$f":"IF($C$10=2012,profiles!D8434,IF($C$10=2013,profiles!F8434,IF($C$10=2014,profiles!H8434,IF($C$10=2015,profiles!J8434,IF($C$10=2016,profiles!L8434)))))","v":0.133941935570868},26.788387114173602,0,26.788387114173602,25.656612885826398,0,0,0,0,25.656612885826398,25.656612885826398]
["h8431",{"$f":"IF($C$10=2012,profiles!C8435,IF($C$10=2013,profiles!E8435,IF($C$10=2014,profiles!G8435,IF($C$10=2015,profiles!I8435,IF($C$10=2016,profiles!K8435)))))","v":60.493000000000002},{"$f":"IF($C$10=2012,profiles!D8435,IF($C$10=2013,profiles!F8435,IF($C$10=2014,profiles!H8435,IF($C$10=2015,profiles!J8435,IF($C$10=2016,profiles!L8435)))))","v":0.13280923421297483},26.561846842594967,0,26.561846842594967,33.931153157405035,0,0,0,0,33.931153157405035,33.931153157405035]
["h8432",{"$f":"IF($C$10=2012,profiles!C8436,IF($C$10=2013,profiles!E8436,IF($C$10=2014,profiles!G8436,IF($C$10=2015,profiles!I8436,IF($C$10=2016,profiles!K8436)))))","v":68.180999999999997},{"$f":"IF($C$10=2012,profiles!D8436,IF($C$10=2013,profiles!F8436,IF($C$10=2014,profiles!H8436,IF($C$10=2015,profiles!J8436,IF($C$10=2016,profiles!L8436)))))","v":0.13930878248088566},27.861756496177133,0,27.861756496177133,40.319243503822861,0,0,0,0,40.319243503822861,40.319243503822861]
["h8433",{"$f":"IF($C$10=2012,profiles!C8437,IF($C$10=2013,profiles!E8437,IF($C$10=2014,profiles!G8437,IF($C$10=2015,profiles!I8437,IF($C$10=2016,profiles!K8437)))))","v":70.436000000000007},{"$f":"IF($C$10=2012,profiles!D8437,IF($C$10=2013,profiles!F8437,IF($C$10=2014,profiles!H8437,IF($C$10=2015,profiles!J8437,IF($C$10=2016,profiles!L8437)))))","v":0.14826251702423171},29.652503404846343,0,29.652503404846343,40.783496595153665,0,0,0,0,40.783496595153665,40.783496595153665]
["h8434",{"$f":"IF($C$10=2012,profiles!C8438,IF($C$10=2013,profiles!E8438,IF($C$10=2014,profiles!G8438,IF($C$10=2015,profiles!I8438,IF($C$10=2016,profiles!K8438)))))","v":70.316999999999993},{"$f":"IF($C$10=2012,profiles!D8438,IF($C$10=2013,profiles!F8438,IF($C$10=2014,profiles!H8438,IF($C$10=2015,profiles!J8438,IF($C$10=2016,profiles!L8438)))))","v":0.15867258188486899},31.734516376973797,0,31.734516376973797,38.582483623026192,0,0,0,0,38.582483623026192,38.582483623026192]
["h8435",{"$f":"IF($C$10=2012,profiles!C8439,IF($C$10=2013,profiles!E8439,IF($C$10=2014,profiles!G8439,IF($C$10=2015,profiles!I8439,IF($C$10=2016,profiles!K8439)))))","v":71.028000000000006},{"$f":"IF($C$10=2012,profiles!D8439,IF($C$10=2013,profiles!F8439,IF($C$10=2014,profiles!H8439,IF($C$10=2015,profiles!J8439,IF($C$10=2016,profiles!L8439)))))","v":0.17702504079073342},35.405008158146686,0,35.405008158146686,35.62299184185332,0,0,0,0,35.62299184185332,35.62299184185332]
["h8436",{"$f":"IF($C$10=2012,profiles!C8440,IF($C$10=2013,profiles!E8440,IF($C$10=2014,profiles!G8440,IF($C$10=2015,profiles!I8440,IF($C$10=2016,profiles!K8440)))))","v":71.945999999999998},{"$f":"IF($C$10=2012,profiles!D8440,IF($C$10=2013,profiles!F8440,IF($C$10=2014,profiles!H8440,IF($C$10=2015,profiles!J8440,IF($C$10=2016,profiles!L8440)))))","v":0.19557976779622163},39.115953559244325,0,39.115953559244325,32.830046440755673,0,0,0,0,32.830046440755673,32.830046440755673]
["h8437",{"$f":"IF($C$10=2012,profiles!C8441,IF($C$10=2013,profiles!E8441,IF($C$10=2014,profiles!G8441,IF($C$10=2015,profiles!I8441,IF($C$10=2016,profiles!K8441)))))","v":71.340999999999994},{"$f":"IF($C$10=2012,profiles!D8441,IF($C$10=2013,profiles!F8441,IF($C$10=2014,profiles!H8441,IF($C$10=2015,profiles!J8441,IF($C$10=2016,profiles!L8441)))))","v":0.20418290430021979},40.836580860043959,0,40.836580860043959,30.504419139956035,0,0,0,0,30.504419139956035,30.504419139956035]
["h8438",{"$f":"IF($C$10=2012,profiles!C8442,IF($C$10=2013,profiles!E8442,IF($C$10=2014,profiles!G8442,IF($C$10=2015,profiles!I8442,IF($C$10=2016,profiles!K8442)))))","v":70.756},{"$f":"IF($C$10=2012,profiles!D8442,IF($C$10=2013,profiles!F8442,IF($C$10=2014,profiles!H8442,IF($C$10=2015,profiles!J8442,IF($C$10=2016,profiles!L8442)))))","v":0.21215226742539678},42.430453485079354,0,42.430453485079354,28.325546514920646,0,0,0,0,28.325546514920646,28.325546514920646]
["h8439",{"$f":"IF($C$10=2012,profiles!C8443,IF($C$10=2013,profiles!E8443,IF($C$10=2014,profiles!G8443,IF($C$10=2015,profiles!I8443,IF($C$10=2016,profiles!K8443)))))","v":69.998999999999995},{"$f":"IF($C$10=2012,profiles!D8443,IF($C$10=2013,profiles!F8443,IF($C$10=2014,profiles!H8443,IF($C$10=2015,profiles!J8443,IF($C$10=2016,profiles!L8443)))))","v":0.21911029005245486},43.82205801049097,0,43.82205801049097,26.176941989509025,0,0,0,0,26.176941989509025,26.176941989509025]
["h8440",{"$f":"IF($C$10=2012,profiles!C8444,IF($C$10=2013,profiles!E8444,IF($C$10=2014,profiles!G8444,IF($C$10=2015,profiles!I8444,IF($C$10=2016,profiles!K8444)))))","v":69.997},{"$f":"IF($C$10=2012,profiles!D8444,IF($C$10=2013,profiles!F8444,IF($C$10=2014,profiles!H8444,IF($C$10=2015,profiles!J8444,IF($C$10=2016,profiles!L8444)))))","v":0.23386237678501598},46.772475357003195,0,46.772475357003195,23.224524642996805,0,0,0,0,23.224524642996805,23.224524642996805]
["h8441",{"$f":"IF($C$10=2012,profiles!C8445,IF($C$10=2013,profiles!E8445,IF($C$10=2014,profiles!G8445,IF($C$10=2015,profiles!I8445,IF($C$10=2016,profiles!K8445)))))","v":71.52},{"$f":"IF($C$10=2012,profiles!D8445,IF($C$10=2013,profiles!F8445,IF($C$10=2014,profiles!H8445,IF($C$10=2015,profiles!J8445,IF($C$10=2016,profiles!L8445)))))","v":0.26029207513585673},52.058415027171343,0,52.058415027171343,19.461584972828653,0,0,0,0,19.461584972828653,19.461584972828653]
["h8442",{"$f":"IF($C$10=2012,profiles!C8446,IF($C$10=2013,profiles!E8446,IF($C$10=2014,profiles!G8446,IF($C$10=2015,profiles!I8446,IF($C$10=2016,profiles!K8446)))))","v":73.305000000000007},{"$f":"IF($C$10=2012,profiles!D8446,IF($C$10=2013,profiles!F8446,IF($C$10=2014,profiles!H8446,IF($C$10=2015,profiles!J8446,IF($C$10=2016,profiles!L8446)))))","v":0.2985611995846762},59.712239916935239,0,59.712239916935239,13.592760083064768,0,0,0,0,13.592760083064768,13.592760083064768]
["h8443",{"$f":"IF($C$10=2012,profiles!C8447,IF($C$10=2013,profiles!E8447,IF($C$10=2014,profiles!G8447,IF($C$10=2015,profiles!I8447,IF($C$10=2016,profiles!K8447)))))","v":72.33},{"$f":"IF($C$10=2012,profiles!D8447,IF($C$10=2013,profiles!F8447,IF($C$10=2014,profiles!H8447,IF($C$10=2015,profiles!J8447,IF($C$10=2016,profiles!L8447)))))","v":0.32468075351609382},64.936150703218772,0,64.936150703218772,7.3938492967812266,0,0,0,0,7.3938492967812266,7.3938492967812266]
["h8444",{"$f":"IF($C$10=2012,profiles!C8448,IF($C$10=2013,profiles!E8448,IF($C$10=2014,profiles!G8448,IF($C$10=2015,profiles!I8448,IF($C$10=2016,profiles!K8448)))))","v":70.260000000000005},{"$f":"IF($C$10=2012,profiles!D8448,IF($C$10=2013,profiles!F8448,IF($C$10=2014,profiles!H8448,IF($C$10=2015,profiles!J8448,IF($C$10=2016,profiles!L8448)))))","v":0.34451651181919929},68.903302363839856,0,68.903302363839856,1.356697636160149,0,0,0,0,1.356697636160149,1.356697636160149]
["h8445",{"$f":"IF($C$10=2012,profiles!C8449,IF($C$10=2013,profiles!E8449,IF($C$10=2014,profiles!G8449,IF($C$10=2015,profiles!I8449,IF($C$10=2016,profiles!K8449)))))","v":66.075000000000003},{"$f":"IF($C$10=2012,profiles!D8449,IF($C$10=2013,profiles!F8449,IF($C$10=2014,profiles!H8449,IF($C$10=2015,profiles!J8449,IF($C$10=2016,profiles!L8449)))))","v":0.34980245148936745},69.960490297873491,3.8854902978734884,66.075000000000003,0,0,3.8854902978734884,0,3.1472471412775258,0,-3.8854902978734884]
["h8446",{"$f":"IF($C$10=2012,profiles!C8450,IF($C$10=2013,profiles!E8450,IF($C$10=2014,profiles!G8450,IF($C$10=2015,profiles!I8450,IF($C$10=2016,profiles!K8450)))))","v":62.53},{"$f":"IF($C$10=2012,profiles!D8450,IF($C$10=2013,profiles!F8450,IF($C$10=2014,profiles!H8450,IF($C$10=2015,profiles!J8450,IF($C$10=2016,profiles!L8450)))))","v":0.35073288474763681},70.146576949527358,7.6165769495273565,62.53,0,0,7.6165769495273565,0,9.316674470394684,0,-7.6165769495273565]
["h8447",{"$f":"IF($C$10=2012,profiles!C8451,IF($C$10=2013,profiles!E8451,IF($C$10=2014,profiles!G8451,IF($C$10=2015,profiles!I8451,IF($C$10=2016,profiles!K8451)))))","v":59.414999999999999},{"$f":"IF($C$10=2012,profiles!D8451,IF($C$10=2013,profiles!F8451,IF($C$10=2014,profiles!H8451,IF($C$10=2015,profiles!J8451,IF($C$10=2016,profiles!L8451)))))","v":0.34792810043285372},69.585620086570742,10.170620086570743,59.414999999999999,0,0.17062008657074301,10,0,17.416674470394685,0,-10.170620086570743]
["h8448",{"$f":"IF($C$10=2012,profiles!C8452,IF($C$10=2013,profiles!E8452,IF($C$10=2014,profiles!G8452,IF($C$10=2015,profiles!I8452,IF($C$10=2016,profiles!K8452)))))","v":54.231999999999999},{"$f":"IF($C$10=2012,profiles!D8452,IF($C$10=2013,profiles!F8452,IF($C$10=2014,profiles!H8452,IF($C$10=2015,profiles!J8452,IF($C$10=2016,profiles!L8452)))))","v":0.33912269582923177},67.82453916584636,13.592539165846361,54.231999999999999,0,3.592539165846361,10,0,25.516674470394687,0,-13.592539165846361]
["h8449",{"$f":"IF($C$10=2012,profiles!C8453,IF($C$10=2013,profiles!E8453,IF($C$10=2014,profiles!G8453,IF($C$10=2015,profiles!I8453,IF($C$10=2016,profiles!K8453)))))","v":49.975999999999999},{"$f":"IF($C$10=2012,profiles!D8453,IF($C$10=2013,profiles!F8453,IF($C$10=2014,profiles!H8453,IF($C$10=2015,profiles!J8453,IF($C$10=2016,profiles!L8453)))))","v":0.33521020515376432},67.04204103075287,{"$f":"D8466-F8466","v":17.066041030752871},{"$f":"MIN(D8466,B8466)","v":49.975999999999999},{"$f":"B8466-F8466","v":0},{"$f":"-MIN(-E8466+$C$3,0)","v":7.0660410307528707},{"$f":"E8466-H8466","v":10},0,33.616674470394685,0,-17.066041030752871]
["h8450",{"$f":"IF($C$10=2012,profiles!C8454,IF($C$10=2013,profiles!E8454,IF($C$10=2014,profiles!G8454,IF($C$10=2015,profiles!I8454,IF($C$10=2016,profiles!K8454)))))","v":47.424999999999997},{"$f":"IF($C$10=2012,profiles!D8454,IF($C$10=2013,profiles!F8454,IF($C$10=2014,profiles!H8454,IF($C$10=2015,profiles!J8454,IF($C$10=2016,profiles!L8454)))))","v":0.33022616754448592},{"$f":"C8467*$C$2","v":66.045233508897184},18.620233508897186,47.424999999999997,0,8.6202335088971864,10,0,41.716674470394686,{"$f":"MAX(G8467-J8467,0)","v":0},{"$f":"B8467-D8467","v":-18.620233508897186}]
["h8451",{"$f":"IF($C$10=2012,profiles!C8455,IF($C$10=2013,profiles!E8455,IF($C$10=2014,profiles!G8455,IF($C$10=2015,profiles!I8455,IF($C$10=2016,profiles!K8455)))))","v":46.374000000000002},{"$f":"IF($C$10=2012,profiles!D8455,IF($C$10=2013,profiles!F8455,IF($C$10=2014,profiles!H8455,IF($C$10=2015,profiles!J8455,IF($C$10=2016,profiles!L8455)))))","v":0.3257944151838032},65.158883036760642,18.78488303676064,46.374000000000002,0,8.7848830367606396,10,0,{"$f":"K8467+I8468*$F$2-J8468/$F$3","v":49.816674470394688},0,-18.78488303676064]
["h8452",{"$f":"IF($C$10=2012,profiles!C8456,IF($C$10=2013,profiles!E8456,IF($C$10=2014,profiles!G8456,IF($C$10=2015,profiles!I8456,IF($C$10=2016,profiles!K8456)))))","v":46.69},{"$f":"IF($C$10=2012,profiles!D8456,IF($C$10=2013,profiles!F8456,IF($C$10=2014,profiles!H8456,IF($C$10=2015,profiles!J8456,IF($C$10=2016,profiles!L8456)))))","v":0.31749666608295057},63.499333216590117,16.809333216590119,46.69,0,6.8093332165901188,10,0,57.916674470394689,0,-16.809333216590119]
["h8453",{"$f":"IF($C$10=2012,profiles!C8457,IF($C$10=2013,profiles!E8457,IF($C$10=2014,profiles!G8457,IF($C$10=2015,profiles!I8457,IF($C$10=2016,profiles!K8457)))))","v":48.268999999999998},{"$f":"IF($C$10=2012,profiles!D8457,IF($C$10=2013,profiles!F8457,IF($C$10=2014,profiles!H8457,IF($C$10=2015,profiles!J8457,IF($C$10=2016,profiles!L8457)))))","v":0.3141829545913763},62.836590918275256,14.567590918275258,48.268999999999998,0,4.5675909182752576,10,0,66.01667447039469,0,-14.567590918275258]
["h8454",{"$f":"IF($C$10=2012,profiles!C8458,IF($C$10=2013,profiles!E8458,IF($C$10=2014,profiles!G8458,IF($C$10=2015,profiles!I8458,IF($C$10=2016,profiles!K8458)))))","v":51.597000000000001},{"$f":"IF($C$10=2012,profiles!D8458,IF($C$10=2013,profiles!F8458,IF($C$10=2014,profiles!H8458,IF($C$10=2015,profiles!J8458,IF($C$10=2016,profiles!L8458)))))","v":0.31878982178697957},63.757964357395913,12.160964357395912,51.597000000000001,0,2.1609643573959119,10,0,74.116674470394685,0,-12.160964357395912]
["h8455",{"$f":"IF($C$10=2012,profiles!C8459,IF($C$10=2013,profiles!E8459,IF($C$10=2014,profiles!G8459,IF($C$10=2015,profiles!I8459,IF($C$10=2016,profiles!K8459)))))","v":59.255000000000003},{"$f":"IF($C$10=2012,profiles!D8459,IF($C$10=2013,profiles!F8459,IF($C$10=2014,profiles!H8459,IF($C$10=2015,profiles!J8459,IF($C$10=2016,profiles!L8459)))))","v":0.33275859746487602},66.551719492975209,7.2967194929752068,59.255000000000003,0,0,7.2967194929752068,0,80.027017259704607,0,-7.2967194929752068]
["h8456",{"$f":"IF($C$10=2012,profiles!C8460,IF($C$10=2013,profiles!E8460,IF($C$10=2014,profiles!G8460,IF($C$10=2015,profiles!I8460,IF($C$10=2016,profiles!K8460)))))","v":66.492000000000004},{"$f":"IF($C$10=2012,profiles!D8460,IF($C$10=2013,profiles!F8460,IF($C$10=2014,profiles!H8460,IF($C$10=2015,profiles!J8460,IF($C$10=2016,profiles!L8460)))))","v":0.33453668655791585},66.907337311583177,0.41533731158317266,66.492000000000004,0,0,0.41533731158317266,{"$f":"MIN(MAX(0,G8473),K8472*$F$3)","v":0},80.363440482086972,0,-0.41533731158317266]
["h8457",{"$f":"IF($C$10=2012,profiles!C8461,IF($C$10=2013,profiles!E8461,IF($C$10=2014,profiles!G8461,IF($C$10=2015,profiles!I8461,IF($C$10=2016,profiles!K8461)))))","v":68.853999999999999},{"$f":"IF($C$10=2012,profiles!D8461,IF($C$10=2013,profiles!F8461,IF($C$10=2014,profiles!H8461,IF($C$10=2015,profiles!J8461,IF($C$10=2016,profiles!L8461)))))","v":0.33110174171908885},66.220348343817776,0,66.220348343817776,2.6336516561822236,0,0,2.6336516561822236,77.519324222710921,0,2.6336516561822236]
["h8458",{"$f":"IF($C$10=2012,profiles!C8462,IF($C$10=2013,profiles!E8462,IF($C$10=2014,profiles!G8462,IF($C$10=2015,profiles!I8462,IF($C$10=2016,profiles!K8462)))))","v":68.641999999999996},{"$f":"IF($C$10=2012,profiles!D8462,IF($C$10=2013,profiles!F8462,IF($C$10=2014,profiles!H8462,IF($C$10=2015,profiles!J8462,IF($C$10=2016,profiles!L8462)))))","v":0.33813327585974651},67.626655171949295,0,67.626655171949295,1.0153448280507007,0,0,1.0153448280507007,76.422839527191812,0,1.0153448280507007]
["h8459",{"$f":"IF($C$10=2012,profiles!C8463,IF($C$10=2013,profiles!E8463,IF($C$10=2014,profiles!G8463,IF($C$10=2015,profiles!I8463,IF($C$10=2016,profiles!K8463)))))","v":69.171000000000006},{"$f":"IF($C$10=2012,profiles!D8463,IF($C$10=2013,profiles!F8463,IF($C$10=2014,profiles!H8463,IF($C$10=2015,profiles!J8463,IF($C$10=2016,profiles!L8463)))))","v":0.33956113528294518},67.912227056589032,0,67.912227056589032,1.2587729434109747,0,0,1.2587729434109747,75.063473497590323,0,1.2587729434109747]
["h8460",{"$f":"IF($C$10=2012,profiles!C8464,IF($C$10=2013,profiles!E8464,IF($C$10=2014,profiles!G8464,IF($C$10=2015,profiles!I8464,IF($C$10=2016,profiles!K8464)))))","v":69.495999999999995},{"$f":"IF($C$10=2012,profiles!D8464,IF($C$10=2013,profiles!F8464,IF($C$10=2014,profiles!H8464,IF($C$10=2015,profiles!J8464,IF($C$10=2016,profiles!L8464)))))","v":0.35128035885070785},70.256071770141574,0.7600717701415789,69.495999999999995,0,0,0.7600717701415789,0,75.679131631404999,0,-0.7600717701415789]
["h8461",{"$f":"IF($C$10=2012,profiles!C8465,IF($C$10=2013,profiles!E8465,IF($C$10=2014,profiles!G8465,IF($C$10=2015,profiles!I8465,IF($C$10=2016,profiles!K8465)))))","v":68.563999999999993},{"$f":"IF($C$10=2012,profiles!D8465,IF($C$10=2013,profiles!F8465,IF($C$10=2014,profiles!H8465,IF($C$10=2015,profiles!J8465,IF($C$10=2016,profiles!L8465)))))","v":0.34011342053154087},68.022684106308176,0,68.022684106308176,0.54131589369181654,0,0,0.54131589369181654,75.094557232169777,0,0.54131589369181654]
["h8462",{"$f":"IF($C$10=2012,profiles!C8466,IF($C$10=2013,profiles!E8466,IF($C$10=2014,profiles!G8466,IF($C$10=2015,profiles!I8466,IF($C$10=2016,profiles!K8466)))))","v":66.912999999999997},{"$f":"IF($C$10=2012,profiles!D8466,IF($C$10=2013,profiles!F8466,IF($C$10=2014,profiles!H8466,IF($C$10=2015,profiles!J8466,IF($C$10=2016,profiles!L8466)))))","v":0.32436655576060452},64.873311152120905,0,64.873311152120905,2.0396888478790913,0,0,2.0396888478790913,72.891869491479611,0,2.0396888478790913]
["h8463",{"$f":"IF($C$10=2012,profiles!C8467,IF($C$10=2013,profiles!E8467,IF($C$10=2014,profiles!G8467,IF($C$10=2015,profiles!I8467,IF($C$10=2016,profiles!K8467)))))","v":65.625},{"$f":"IF($C$10=2012,profiles!D8467,IF($C$10=2013,profiles!F8467,IF($C$10=2014,profiles!H8467,IF($C$10=2015,profiles!J8467,IF($C$10=2016,profiles!L8467)))))","v":0.30518474615084124},61.036949230168247,0,61.036949230168247,4.588050769831753,0,0,4.588050769831753,67.937171035937766,0,4.588050769831753]
["h8464",{"$f":"IF($C$10=2012,profiles!C8468,IF($C$10=2013,profiles!E8468,IF($C$10=2014,profiles!G8468,IF($C$10=2015,profiles!I8468,IF($C$10=2016,profiles!K8468)))))","v":65.427999999999997},{"$f":"IF($C$10=2012,profiles!D8468,IF($C$10=2013,profiles!F8468,IF($C$10=2014,profiles!H8468,IF($C$10=2015,profiles!J8468,IF($C$10=2016,profiles!L8468)))))","v":0.28933011840456913},57.866023680913827,0,57.866023680913827,7.5619763190861704,0,0,7.5619763190861704,59.770889913814472,0,7.5619763190861704]
["h8465",{"$f":"IF($C$10=2012,profiles!C8469,IF($C$10=2013,profiles!E8469,IF($C$10=2014,profiles!G8469,IF($C$10=2015,profiles!I8469,IF($C$10=2016,profiles!K8469)))))","v":67.533000000000001},{"$f":"IF($C$10=2012,profiles!D8469,IF($C$10=2013,profiles!F8469,IF($C$10=2014,profiles!H8469,IF($C$10=2015,profiles!J8469,IF($C$10=2016,profiles!L8469)))))","v":0.28278351765292242},56.556703530584485,0,56.556703530584485,10.976296469415516,0,0,10.976296469415516,47.91743800299858,0,10.976296469415516]
["h8466",{"$f":"IF($C$10=2012,profiles!C8470,IF($C$10=2013,profiles!E8470,IF($C$10=2014,profiles!G8470,IF($C$10=2015,profiles!I8470,IF($C$10=2016,profiles!K8470)))))","v":69.566000000000003},{"$f":"IF($C$10=2012,profiles!D8470,IF($C$10=2013,profiles!F8470,IF($C$10=2014,profiles!H8470,IF($C$10=2015,profiles!J8470,IF($C$10=2016,profiles!L8470)))))","v":0.27763783558064037},55.527567116128075,0,55.527567116128075,14.038432883871927,0,0,14.038432883871927,32.757143311992181,0,14.038432883871927]
["h8467",{"$f":"IF($C$10=2012,profiles!C8471,IF($C$10=2013,profiles!E8471,IF($C$10=2014,profiles!G8471,IF($C$10=2015,profiles!I8471,IF($C$10=2016,profiles!K8471)))))","v":68.403000000000006},{"$f":"IF($C$10=2012,profiles!D8471,IF($C$10=2013,profiles!F8471,IF($C$10=2014,profiles!H8471,IF($C$10=2015,profiles!J8471,IF($C$10=2016,profiles!L8471)))))","v":0.2820157064536552},56.403141290731043,0,56.403141290731043,11.999858709268963,0,0,11.999858709268963,19.798332610837793,0,11.999858709268963]
["h8468",{"$f":"IF($C$10=2012,profiles!C8472,IF($C$10=2013,profiles!E8472,IF($C$10=2014,profiles!G8472,IF($C$10=2015,profiles!I8472,IF($C$10=2016,profiles!K8472)))))","v":65.918000000000006},{"$f":"IF($C$10=2012,profiles!D8472,IF($C$10=2013,profiles!F8472,IF($C$10=2014,profiles!H8472,IF($C$10=2015,profiles!J8472,IF($C$10=2016,profiles!L8472)))))","v":0.28419790670420408},56.839581340840816,0,56.839581340840816,9.0784186591591904,0,0,9.0784186591591904,9.9944247715730086,0,9.0784186591591904]
["h8469",{"$f":"IF($C$10=2012,profiles!C8473,IF($C$10=2013,profiles!E8473,IF($C$10=2014,profiles!G8473,IF($C$10=2015,profiles!I8473,IF($C$10=2016,profiles!K8473)))))","v":62.076000000000001},{"$f":"IF($C$10=2012,profiles!D8473,IF($C$10=2013,profiles!F8473,IF($C$10=2014,profiles!H8473,IF($C$10=2015,profiles!J8473,IF($C$10=2016,profiles!L8473)))))","v":0.28765979228686506},57.531958457373008,0,57.531958457373008,4.5440415426269922,0,0,4.5440415426269922,5.0872524793192371,0,4.5440415426269922]
["h8470",{"$f":"IF($C$10=2012,profiles!C8474,IF($C$10=2013,profiles!E8474,IF($C$10=2014,profiles!G8474,IF($C$10=2015,profiles!I8474,IF($C$10=2016,profiles!K8474)))))","v":59.161000000000001},{"$f":"IF($C$10=2012,profiles!D8474,IF($C$10=2013,profiles!F8474,IF($C$10=2014,profiles!H8474,IF($C$10=2015,profiles!J8474,IF($C$10=2016,profiles!L8474)))))","v":0.29877284911836416},59.754569823672831,0.59356982367282995,59.161000000000001,0,0,0.59356982367282995,0,5.5680440364942294,0,-0.59356982367282995]
["h8471",{"$f":"IF($C$10=2012,profiles!C8475,IF($C$10=2013,profiles!E8475,IF($C$10=2014,profiles!G8475,IF($C$10=2015,profiles!I8475,IF($C$10=2016,profiles!K8475)))))","v":56.981999999999999},{"$f":"IF($C$10=2012,profiles!D8475,IF($C$10=2013,profiles!F8475,IF($C$10=2014,profiles!H8475,IF($C$10=2015,profiles!J8475,IF($C$10=2016,profiles!L8475)))))","v":0.29520320056036747},59.040640112073497,2.0586401120734976,56.981999999999999,0,0,2.0586401120734976,0,7.235542527273763,0,-2.0586401120734976]
["h8472",{"$f":"IF($C$10=2012,profiles!C8476,IF($C$10=2013,profiles!E8476,IF($C$10=2014,profiles!G8476,IF($C$10=2015,profiles!I8476,IF($C$10=2016,profiles!K8476)))))","v":52.976999999999997},{"$f":"IF($C$10=2012,profiles!D8476,IF($C$10=2013,profiles!F8476,IF($C$10=2014,profiles!H8476,IF($C$10=2015,profiles!J8476,IF($C$10=2016,profiles!L8476)))))","v":0.30195185689076876},60.390371378153752,7.4133713781537551,52.976999999999997,0,0,7.4133713781537551,0,13.240373343578305,0,-7.4133713781537551]
["h8473",{"$f":"IF($C$10=2012,profiles!C8477,IF($C$10=2013,profiles!E8477,IF($C$10=2014,profiles!G8477,IF($C$10=2015,profiles!I8477,IF($C$10=2016,profiles!K8477)))))","v":49.055},{"$f":"IF($C$10=2012,profiles!D8477,IF($C$10=2013,profiles!F8477,IF($C$10=2014,profiles!H8477,IF($C$10=2015,profiles!J8477,IF($C$10=2016,profiles!L8477)))))","v":0.30368854114763594},60.737708229527186,11.682708229527186,49.055,0,1.6827082295271865,10,0,21.340373343578307,0,-11.682708229527186]
["h8474",{"$f":"IF($C$10=2012,profiles!C8478,IF($C$10=2013,profiles!E8478,IF($C$10=2014,profiles!G8478,IF($C$10=2015,profiles!I8478,IF($C$10=2016,profiles!K8478)))))","v":46.813000000000002},{"$f":"IF($C$10=2012,profiles!D8478,IF($C$10=2013,profiles!F8478,IF($C$10=2014,profiles!H8478,IF($C$10=2015,profiles!J8478,IF($C$10=2016,profiles!L8478)))))","v":0.30472548042608777},60.945096085217557,14.132096085217555,46.813000000000002,0,4.1320960852175546,10,0,29.440373343578308,0,-14.132096085217555]
["h8475",{"$f":"IF($C$10=2012,profiles!C8479,IF($C$10=2013,profiles!E8479,IF($C$10=2014,profiles!G8479,IF($C$10=2015,profiles!I8479,IF($C$10=2016,profiles!K8479)))))","v":45.683999999999997},{"$f":"IF($C$10=2012,profiles!D8479,IF($C$10=2013,profiles!F8479,IF($C$10=2014,profiles!H8479,IF($C$10=2015,profiles!J8479,IF($C$10=2016,profiles!L8479)))))","v":0.31687248340223817},63.374496680447635,17.690496680447637,45.683999999999997,0,7.6904966804476373,10,0,37.54037334357831,0,-17.690496680447637]
["h8476",{"$f":"IF($C$10=2012,profiles!C8480,IF($C$10=2013,profiles!E8480,IF($C$10=2014,profiles!G8480,IF($C$10=2015,profiles!I8480,IF($C$10=2016,profiles!K8480)))))","v":45.648000000000003},{"$f":"IF($C$10=2012,profiles!D8480,IF($C$10=2013,profiles!F8480,IF($C$10=2014,profiles!H8480,IF($C$10=2015,profiles!J8480,IF($C$10=2016,profiles!L8480)))))","v":0.31644154759820625},63.288309519641253,17.640309519641249,45.648000000000003,0,7.6403095196412494,10,0,45.640373343578311,0,-17.640309519641249]
["h8477",{"$f":"IF($C$10=2012,profiles!C8481,IF($C$10=2013,profiles!E8481,IF($C$10=2014,profiles!G8481,IF($C$10=2015,profiles!I8481,IF($C$10=2016,profiles!K8481)))))","v":45.948999999999998},{"$f":"IF($C$10=2012,profiles!D8481,IF($C$10=2013,profiles!F8481,IF($C$10=2014,profiles!H8481,IF($C$10=2015,profiles!J8481,IF($C$10=2016,profiles!L8481)))))","v":0.3152430073932424},63.048601478648479,17.099601478648481,45.948999999999998,0,7.0996014786484807,10,0,53.740373343578312,0,-17.099601478648481]
["h8478",{"$f":"IF($C$10=2012,profiles!C8482,IF($C$10=2013,profiles!E8482,IF($C$10=2014,profiles!G8482,IF($C$10=2015,profiles!I8482,IF($C$10=2016,profiles!K8482)))))","v":46.151000000000003},{"$f":"IF($C$10=2012,profiles!D8482,IF($C$10=2013,profiles!F8482,IF($C$10=2014,profiles!H8482,IF($C$10=2015,profiles!J8482,IF($C$10=2016,profiles!L8482)))))","v":0.32244771536690142},64.48954307338029,18.338543073380286,46.151000000000003,0,8.3385430733802863,10,0,61.840373343578314,0,-18.338543073380286]
["h8479",{"$f":"IF($C$10=2012,profiles!C8483,IF($C$10=2013,profiles!E8483,IF($C$10=2014,profiles!G8483,IF($C$10=2015,profiles!I8483,IF($C$10=2016,profiles!K8483)))))","v":47.048000000000002},{"$f":"IF($C$10=2012,profiles!D8483,IF($C$10=2013,profiles!F8483,IF($C$10=2014,profiles!H8483,IF($C$10=2015,profiles!J8483,IF($C$10=2016,profiles!L8483)))))","v":0.33244003932289212},66.488007864578421,19.440007864578419,47.048000000000002,0,9.4400078645784191,10,0,69.940373343578315,0,-19.440007864578419]
["h8480",{"$f":"IF($C$10=2012,profiles!C8484,IF($C$10=2013,profiles!E8484,IF($C$10=2014,profiles!G8484,IF($C$10=2015,profiles!I8484,IF($C$10=2016,profiles!K8484)))))","v":50.47},{"$f":"IF($C$10=2012,profiles!D8484,IF($C$10=2013,profiles!F8484,IF($C$10=2014,profiles!H8484,IF($C$10=2015,profiles!J8484,IF($C$10=2016,profiles!L8484)))))","v":0.34235156281562679},68.470312563125361,18.000312563125362,50.47,0,8.0003125631253624,10,0,78.040373343578324,0,-18.000312563125362]
["h8481",{"$f":"IF($C$10=2012,profiles!C8485,IF($C$10=2013,profiles!E8485,IF($C$10=2014,profiles!G8485,IF($C$10=2015,profiles!I8485,IF($C$10=2016,profiles!K8485)))))","v":54.121000000000002},{"$f":"IF($C$10=2012,profiles!D8485,IF($C$10=2013,profiles!F8485,IF($C$10=2014,profiles!H8485,IF($C$10=2015,profiles!J8485,IF($C$10=2016,profiles!L8485)))))","v":0.36155513958280028},72.31102791656005,18.190027916560048,54.121000000000002,0,8.190027916560048,10,0,86.140373343578318,0,-18.190027916560048]
["h8482",{"$f":"IF($C$10=2012,profiles!C8486,IF($C$10=2013,profiles!E8486,IF($C$10=2014,profiles!G8486,IF($C$10=2015,profiles!I8486,IF($C$10=2016,profiles!K8486)))))","v":56.957000000000001},{"$f":"IF($C$10=2012,profiles!D8486,IF($C$10=2013,profiles!F8486,IF($C$10=2014,profiles!H8486,IF($C$10=2015,profiles!J8486,IF($C$10=2016,profiles!L8486)))))","v":0.3779980338553941},75.599606771078825,18.642606771078825,56.957000000000001,0,8.6426067710788246,10,0,94.240373343578312,0,-18.642606771078825]
["h8483",{"$f":"IF($C$10=2012,profiles!C8487,IF($C$10=2013,profiles!E8487,IF($C$10=2014,profiles!G8487,IF($C$10=2015,profiles!I8487,IF($C$10=2016,profiles!K8487)))))","v":59.192},{"$f":"IF($C$10=2012,profiles!D8487,IF($C$10=2013,profiles!F8487,IF($C$10=2014,profiles!H8487,IF($C$10=2015,profiles!J8487,IF($C$10=2016,profiles!L8487)))))","v":0.39555866786969579},79.111733573939162,19.919733573939162,59.192,0,9.9197335739391619,10,0,102.34037334357831,0,-19.919733573939162]
["h8484",{"$f":"IF($C$10=2012,profiles!C8488,IF($C$10=2013,profiles!E8488,IF($C$10=2014,profiles!G8488,IF($C$10=2015,profiles!I8488,IF($C$10=2016,profiles!K8488)))))","v":60.755000000000003},{"$f":"IF($C$10=2012,profiles!D8488,IF($C$10=2013,profiles!F8488,IF($C$10=2014,profiles!H8488,IF($C$10=2015,profiles!J8488,IF($C$10=2016,profiles!L8488)))))","v":0.39604347064923173},79.20869412984635,18.453694129846347,60.755000000000003,0,8.4536941298463475,10,0,110.4403733435783,0,-18.453694129846347]
["h8485",{"$f":"IF($C$10=2012,profiles!C8489,IF($C$10=2013,profiles!E8489,IF($C$10=2014,profiles!G8489,IF($C$10=2015,profiles!I8489,IF($C$10=2016,profiles!K8489)))))","v":60.473999999999997},{"$f":"IF($C$10=2012,profiles!D8489,IF($C$10=2013,profiles!F8489,IF($C$10=2014,profiles!H8489,IF($C$10=2015,profiles!J8489,IF($C$10=2016,profiles!L8489)))))","v":0.39681107505016361},79.362215010032727,18.888215010032731,60.473999999999997,0,8.8882150100327308,10,0,118.5403733435783,0,-18.888215010032731]
["h8486",{"$f":"IF($C$10=2012,profiles!C8490,IF($C$10=2013,profiles!E8490,IF($C$10=2014,profiles!G8490,IF($C$10=2015,profiles!I8490,IF($C$10=2016,profiles!K8490)))))","v":58.904000000000003},{"$f":"IF($C$10=2012,profiles!D8490,IF($C$10=2013,profiles!F8490,IF($C$10=2014,profiles!H8490,IF($C$10=2015,profiles!J8490,IF($C$10=2016,profiles!L8490)))))","v":0.39022583729480048},78.045167458960094,19.141167458960091,58.904000000000003,0,9.1411674589600906,10,0,126.64037334357829,0,-19.141167458960091]
["h8487",{"$f":"IF($C$10=2012,profiles!C8491,IF($C$10=2013,profiles!E8491,IF($C$10=2014,profiles!G8491,IF($C$10=2015,profiles!I8491,IF($C$10=2016,profiles!K8491)))))","v":57.95},{"$f":"IF($C$10=2012,profiles!D8491,IF($C$10=2013,profiles!F8491,IF($C$10=2014,profiles!H8491,IF($C$10=2015,profiles!J8491,IF($C$10=2016,profiles!L8491)))))","v":0.36835584524017939},73.671169048035878,15.721169048035875,57.95,0,5.7211690480358754,10,0,134.74037334357828,0,-15.721169048035875]
["h8488",{"$f":"IF($C$10=2012,profiles!C8492,IF($C$10=2013,profiles!E8492,IF($C$10=2014,profiles!G8492,IF($C$10=2015,profiles!I8492,IF($C$10=2016,profiles!K8492)))))","v":58.313000000000002},{"$f":"IF($C$10=2012,profiles!D8492,IF($C$10=2013,profiles!F8492,IF($C$10=2014,profiles!H8492,IF($C$10=2015,profiles!J8492,IF($C$10=2016,profiles!L8492)))))","v":0.35603377459364099},71.206754918728194,12.893754918728192,58.313000000000002,0,2.8937549187281917,10,0,142.84037334357828,0,-12.893754918728192]
["h8489",{"$f":"IF($C$10=2012,profiles!C8493,IF($C$10=2013,profiles!E8493,IF($C$10=2014,profiles!G8493,IF($C$10=2015,profiles!I8493,IF($C$10=2016,profiles!K8493)))))","v":60.604999999999997},{"$f":"IF($C$10=2012,profiles!D8493,IF($C$10=2013,profiles!F8493,IF($C$10=2014,profiles!H8493,IF($C$10=2015,profiles!J8493,IF($C$10=2016,profiles!L8493)))))","v":0.35269402211239342},70.538804422478691,9.9338044224786941,60.604999999999997,0,0,9.9338044224786941,0,150.88675492578602,0,-9.9338044224786941]
["h8490",{"$f":"IF($C$10=2012,profiles!C8494,IF($C$10=2013,profiles!E8494,IF($C$10=2014,profiles!G8494,IF($C$10=2015,profiles!I8494,IF($C$10=2016,profiles!K8494)))))","v":63.198999999999998},{"$f":"IF($C$10=2012,profiles!D8494,IF($C$10=2013,profiles!F8494,IF($C$10=2014,profiles!H8494,IF($C$10=2015,profiles!J8494,IF($C$10=2016,profiles!L8494)))))","v":0.35431003137751321},70.862006275502637,7.6630062755026387,63.198999999999998,0,0,7.6630062755026387,0,157.09379000894316,0,-7.6630062755026387]
["h8491",{"$f":"IF($C$10=2012,profiles!C8495,IF($C$10=2013,profiles!E8495,IF($C$10=2014,profiles!G8495,IF($C$10=2015,profiles!I8495,IF($C$10=2016,profiles!K8495)))))","v":62.673000000000002},{"$f":"IF($C$10=2012,profiles!D8495,IF($C$10=2013,profiles!F8495,IF($C$10=2014,profiles!H8495,IF($C$10=2015,profiles!J8495,IF($C$10=2016,profiles!L8495)))))","v":0.33975248124755913},67.950496249511829,5.2774962495118274,62.673000000000002,0,0,5.2774962495118274,0,161.36856197104774,0,-5.2774962495118274]
["h8492",{"$f":"IF($C$10=2012,profiles!C8496,IF($C$10=2013,profiles!E8496,IF($C$10=2014,profiles!G8496,IF($C$10=2015,profiles!I8496,IF($C$10=2016,profiles!K8496)))))","v":60.497},{"$f":"IF($C$10=2012,profiles!D8496,IF($C$10=2013,profiles!F8496,IF($C$10=2014,profiles!H8496,IF($C$10=2015,profiles!J8496,IF($C$10=2016,profiles!L8496)))))","v":0.33365204627173195},66.730409254346384,6.2334092543463839,60.497,0,0,6.2334092543463839,0,166.41762346706832,0,-6.2334092543463839]
["h8493",{"$f":"IF($C$10=2012,profiles!C8497,IF($C$10=2013,profiles!E8497,IF($C$10=2014,profiles!G8497,IF($C$10=2015,profiles!I8497,IF($C$10=2016,profiles!K8497)))))","v":56.93},{"$f":"IF($C$10=2012,profiles!D8497,IF($C$10=2013,profiles!F8497,IF($C$10=2014,profiles!H8497,IF($C$10=2015,profiles!J8497,IF($C$10=2016,profiles!L8497)))))","v":0.3271476089796248},65.429521795924956,8.4995217959249558,56.93,0,0,8.4995217959249558,0,173.30223612176755,0,-8.4995217959249558]
["h8494",{"$f":"IF($C$10=2012,profiles!C8498,IF($C$10=2013,profiles!E8498,IF($C$10=2014,profiles!G8498,IF($C$10=2015,profiles!I8498,IF($C$10=2016,profiles!K8498)))))","v":54.664999999999999},{"$f":"IF($C$10=2012,profiles!D8498,IF($C$10=2013,profiles!F8498,IF($C$10=2014,profiles!H8498,IF($C$10=2015,profiles!J8498,IF($C$10=2016,profiles!L8498)))))","v":0.33056816192412836},66.113632384825678,11.448632384825679,54.664999999999999,0,1.4486323848256788,10,0,181.40223612176754,0,-11.448632384825679]
["h8495",{"$f":"IF($C$10=2012,profiles!C8499,IF($C$10=2013,profiles!E8499,IF($C$10=2014,profiles!G8499,IF($C$10=2015,profiles!I8499,IF($C$10=2016,profiles!K8499)))))","v":53.326000000000001},{"$f":"IF($C$10=2012,profiles!D8499,IF($C$10=2013,profiles!F8499,IF($C$10=2014,profiles!H8499,IF($C$10=2015,profiles!J8499,IF($C$10=2016,profiles!L8499)))))","v":0.31789595593681402},63.579191187362802,10.253191187362802,53.326000000000001,0,0.25319118736280188,10,0,189.50223612176754,0,-10.253191187362802]
["h8496",{"$f":"IF($C$10=2012,profiles!C8500,IF($C$10=2013,profiles!E8500,IF($C$10=2014,profiles!G8500,IF($C$10=2015,profiles!I8500,IF($C$10=2016,profiles!K8500)))))","v":49.722999999999999},{"$f":"IF($C$10=2012,profiles!D8500,IF($C$10=2013,profiles!F8500,IF($C$10=2014,profiles!H8500,IF($C$10=2015,profiles!J8500,IF($C$10=2016,profiles!L8500)))))","v":0.31148578585183889},62.297157170367775,12.574157170367776,49.722999999999999,0,2.5741571703677764,10,0,197.60223612176753,0,-12.574157170367776]
["h8497",{"$f":"IF($C$10=2012,profiles!C8501,IF($C$10=2013,profiles!E8501,IF($C$10=2014,profiles!G8501,IF($C$10=2015,profiles!I8501,IF($C$10=2016,profiles!K8501)))))","v":46.149000000000001},{"$f":"IF($C$10=2012,profiles!D8501,IF($C$10=2013,profiles!F8501,IF($C$10=2014,profiles!H8501,IF($C$10=2015,profiles!J8501,IF($C$10=2016,profiles!L8501)))))","v":0.30046050682681175},60.092101365362346,13.943101365362345,46.149000000000001,0,3.9431013653623452,10,0,205.70223612176753,0,-13.943101365362345]
["h8498",{"$f":"IF($C$10=2012,profiles!C8502,IF($C$10=2013,profiles!E8502,IF($C$10=2014,profiles!G8502,IF($C$10=2015,profiles!I8502,IF($C$10=2016,profiles!K8502)))))","v":43.706000000000003},{"$f":"IF($C$10=2012,profiles!D8502,IF($C$10=2013,profiles!F8502,IF($C$10=2014,profiles!H8502,IF($C$10=2015,profiles!J8502,IF($C$10=2016,profiles!L8502)))))","v":0.28547383728758785},57.09476745751757,13.388767457517567,43.706000000000003,0,3.3887674575175666,10,0,213.80223612176752,0,-13.388767457517567]
["h8499",{"$f":"IF($C$10=2012,profiles!C8503,IF($C$10=2013,profiles!E8503,IF($C$10=2014,profiles!G8503,IF($C$10=2015,profiles!I8503,IF($C$10=2016,profiles!K8503)))))","v":42.289000000000001},{"$f":"IF($C$10=2012,profiles!D8503,IF($C$10=2013,profiles!F8503,IF($C$10=2014,profiles!H8503,IF($C$10=2015,profiles!J8503,IF($C$10=2016,profiles!L8503)))))","v":0.26660921552258099},53.321843104516198,11.032843104516196,42.289000000000001,0,1.0328431045161963,10,0,221.90223612176752,0,-11.032843104516196]
["h8500",{"$f":"IF($C$10=2012,profiles!C8504,IF($C$10=2013,profiles!E8504,IF($C$10=2014,profiles!G8504,IF($C$10=2015,profiles!I8504,IF($C$10=2016,profiles!K8504)))))","v":41.762999999999998},{"$f":"IF($C$10=2012,profiles!D8504,IF($C$10=2013,profiles!F8504,IF($C$10=2014,profiles!H8504,IF($C$10=2015,profiles!J8504,IF($C$10=2016,profiles!L8504)))))","v":0.25290173161338969},50.58034632267794,8.8173463226779418,41.762999999999998,0,0,8.8173463226779418,0,229.04428664313664,0,-8.8173463226779418]
["h8501",{"$f":"IF($C$10=2012,profiles!C8505,IF($C$10=2013,profiles!E8505,IF($C$10=2014,profiles!G8505,IF($C$10=2015,profiles!I8505,IF($C$10=2016,profiles!K8505)))))","v":41.896999999999998},{"$f":"IF($C$10=2012,profiles!D8505,IF($C$10=2013,profiles!F8505,IF($C$10=2014,profiles!H8505,IF($C$10=2015,profiles!J8505,IF($C$10=2016,profiles!L8505)))))","v":0.24078313090781783},48.156626181563567,6.2596261815635685,41.896999999999998,0,0,6.2596261815635685,0,234.11458385020313,0,-6.2596261815635685]
["h8502",{"$f":"IF($C$10=2012,profiles!C8506,IF($C$10=2013,profiles!E8506,IF($C$10=2014,profiles!G8506,IF($C$10=2015,profiles!I8506,IF($C$10=2016,profiles!K8506)))))","v":41.572000000000003},{"$f":"IF($C$10=2012,profiles!D8506,IF($C$10=2013,profiles!F8506,IF($C$10=2014,profiles!H8506,IF($C$10=2015,profiles!J8506,IF($C$10=2016,profiles!L8506)))))","v":0.22107020709342096},44.214041418684189,2.6420414186841867,41.572000000000003,0,0,2.6420414186841867,0,236.25463739933733,0,-2.6420414186841867]
["h8503",{"$f":"IF($C$10=2012,profiles!C8507,IF($C$10=2013,profiles!E8507,IF($C$10=2014,profiles!G8507,IF($C$10=2015,profiles!I8507,IF($C$10=2016,profiles!K8507)))))","v":41.052},{"$f":"IF($C$10=2012,profiles!D8507,IF($C$10=2013,profiles!F8507,IF($C$10=2014,profiles!H8507,IF($C$10=2015,profiles!J8507,IF($C$10=2016,profiles!L8507)))))","v":0.21180621010960601},42.3612420219212,1.3092420219212002,41.052,0,0,1.3092420219212002,0,237.31512343709349,0,-1.3092420219212002]
["h8504",{"$f":"IF($C$10=2012,profiles!C8508,IF($C$10=2013,profiles!E8508,IF($C$10=2014,profiles!G8508,IF($C$10=2015,profiles!I8508,IF($C$10=2016,profiles!K8508)))))","v":43.052999999999997},{"$f":"IF($C$10=2012,profiles!D8508,IF($C$10=2013,profiles!F8508,IF($C$10=2014,profiles!H8508,IF($C$10=2015,profiles!J8508,IF($C$10=2016,profiles!L8508)))))","v":0.20523523550480705},41.047047100961407,0,41.047047100961407,2.00595289903859,0,0,2.00595289903859,235.14886760659826,0,2.00595289903859]
["h8505",{"$f":"IF($C$10=2012,profiles!C8509,IF($C$10=2013,profiles!E8509,IF($C$10=2014,profiles!G8509,IF($C$10=2015,profiles!I8509,IF($C$10=2016,profiles!K8509)))))","v":45.954000000000001},{"$f":"IF($C$10=2012,profiles!D8509,IF($C$10=2013,profiles!F8509,IF($C$10=2014,profiles!H8509,IF($C$10=2015,profiles!J8509,IF($C$10=2016,profiles!L8509)))))","v":0.21086365227695042},42.172730455390081,0,42.172730455390081,3.7812695446099198,0,0,3.7812695446099198,231.06542317397415,0,3.7812695446099198]
["h8506",{"$f":"IF($C$10=2012,profiles!C8510,IF($C$10=2013,profiles!E8510,IF($C$10=2014,profiles!G8510,IF($C$10=2015,profiles!I8510,IF($C$10=2016,profiles!K8510)))))","v":49.006},{"$f":"IF($C$10=2012,profiles!D8510,IF($C$10=2013,profiles!F8510,IF($C$10=2014,profiles!H8510,IF($C$10=2015,profiles!J8510,IF($C$10=2016,profiles!L8510)))))","v":0.23065736676271781},46.131473352543559,0,46.131473352543559,2.8745266474564417,0,0,2.8745266474564417,227.96118273395641,0,2.8745266474564417]
["h8507",{"$f":"IF($C$10=2012,profiles!C8511,IF($C$10=2013,profiles!E8511,IF($C$10=2014,profiles!G8511,IF($C$10=2015,profiles!I8511,IF($C$10=2016,profiles!K8511)))))","v":51.703000000000003},{"$f":"IF($C$10=2012,profiles!D8511,IF($C$10=2013,profiles!F8511,IF($C$10=2014,profiles!H8511,IF($C$10=2015,profiles!J8511,IF($C$10=2016,profiles!L8511)))))","v":0.25871865995206422},51.743731990412847,4.0731990412844254E-2,51.703000000000003,0,0,4.0731990412844254E-2,0,227.9941756461908,0,-4.0731990412844254E-2]
["h8508",{"$f":"IF($C$10=2012,profiles!C8512,IF($C$10=2013,profiles!E8512,IF($C$10=2014,profiles!G8512,IF($C$10=2015,profiles!I8512,IF($C$10=2016,profiles!K8512)))))","v":54.750999999999998},{"$f":"IF($C$10=2012,profiles!D8512,IF($C$10=2013,profiles!F8512,IF($C$10=2014,profiles!H8512,IF($C$10=2015,profiles!J8512,IF($C$10=2016,profiles!L8512)))))","v":0.29060404491961328},58.120808983922657,3.3698089839226597,54.750999999999998,0,0,3.3698089839226597,0,230.72372092316814,0,-3.3698089839226597]
["h8509",{"$f":"IF($C$10=2012,profiles!C8513,IF($C$10=2013,profiles!E8513,IF($C$10=2014,profiles!G8513,IF($C$10=2015,profiles!I8513,IF($C$10=2016,profiles!K8513)))))","v":55.003999999999998},{"$f":"IF($C$10=2012,profiles!D8513,IF($C$10=2013,profiles!F8513,IF($C$10=2014,profiles!H8513,IF($C$10=2015,profiles!J8513,IF($C$10=2016,profiles!L8513)))))","v":0.30272264562518514},60.54452912503703,5.5405291250370325,55.003999999999998,0,0,5.5405291250370325,0,235.21154951444814,0,-5.5405291250370325]
["h8510",{"$f":"IF($C$10=2012,profiles!C8514,IF($C$10=2013,profiles!E8514,IF($C$10=2014,profiles!G8514,IF($C$10=2015,profiles!I8514,IF($C$10=2016,profiles!K8514)))))","v":53.594000000000001},{"$f":"IF($C$10=2012,profiles!D8514,IF($C$10=2013,profiles!F8514,IF($C$10=2014,profiles!H8514,IF($C$10=2015,profiles!J8514,IF($C$10=2016,profiles!L8514)))))","v":0.29522257829962567},59.044515659925132,5.4505156599251308,53.594000000000001,0,0,5.4505156599251308,0,239.62646719898748,0,-5.4505156599251308]
["h8511",{"$f":"IF($C$10=2012,profiles!C8515,IF($C$10=2013,profiles!E8515,IF($C$10=2014,profiles!G8515,IF($C$10=2015,profiles!I8515,IF($C$10=2016,profiles!K8515)))))","v":52.377000000000002},{"$f":"IF($C$10=2012,profiles!D8515,IF($C$10=2013,profiles!F8515,IF($C$10=2014,profiles!H8515,IF($C$10=2015,profiles!J8515,IF($C$10=2016,profiles!L8515)))))","v":0.27902404868984459},55.804809737968917,3.4278097379689143,52.377000000000002,0,0,3.4278097379689143,0,242.4029930867423,0,-3.4278097379689143]
["h8512",{"$f":"IF($C$10=2012,profiles!C8516,IF($C$10=2013,profiles!E8516,IF($C$10=2014,profiles!G8516,IF($C$10=2015,profiles!I8516,IF($C$10=2016,profiles!K8516)))))","v":52.465000000000003},{"$f":"IF($C$10=2012,profiles!D8516,IF($C$10=2013,profiles!F8516,IF($C$10=2014,profiles!H8516,IF($C$10=2015,profiles!J8516,IF($C$10=2016,profiles!L8516)))))","v":0.27145665580480977},54.291331160961953,1.8263311609619493,52.465000000000003,0,0,1.8263311609619493,0,243.88232132712147,0,-1.8263311609619493]
["h8513",{"$f":"IF($C$10=2012,profiles!C8517,IF($C$10=2013,profiles!E8517,IF($C$10=2014,profiles!G8517,IF($C$10=2015,profiles!I8517,IF($C$10=2016,profiles!K8517)))))","v":54.786999999999999},{"$f":"IF($C$10=2012,profiles!D8517,IF($C$10=2013,profiles!F8517,IF($C$10=2014,profiles!H8517,IF($C$10=2015,profiles!J8517,IF($C$10=2016,profiles!L8517)))))","v":0.27361107370802251},54.722214741604503,{"$f":"D8530-F8530","v":0},{"$f":"MIN(D8530,B8530)","v":54.722214741604503},{"$f":"B8530-F8530","v":6.4785258395495759E-2},{"$f":"-MIN(-E8530+$C$3,0)","v":0},{"$f":"E8530-H8530","v":0},6.4785258395495759E-2,243.8123588450529,0,6.4785258395495759E-2]
["h8514",{"$f":"IF($C$10=2012,profiles!C8518,IF($C$10=2013,profiles!E8518,IF($C$10=2014,profiles!G8518,IF($C$10=2015,profiles!I8518,IF($C$10=2016,profiles!K8518)))))","v":57.747},{"$f":"IF($C$10=2012,profiles!D8518,IF($C$10=2013,profiles!F8518,IF($C$10=2014,profiles!H8518,IF($C$10=2015,profiles!J8518,IF($C$10=2016,profiles!L8518)))))","v":0.29235450946597369},{"$f":"C8531*$C$2","v":58.470901893194736},0.72390189319473564,57.747,0,0,0.72390189319473564,0,244.39871937854065,{"$f":"MAX(G8531-J8531,0)","v":0},{"$f":"B8531-D8531","v":-0.72390189319473564}]
["h8515",{"$f":"IF($C$10=2012,profiles!C8519,IF($C$10=2013,profiles!E8519,IF($C$10=2014,profiles!G8519,IF($C$10=2015,profiles!I8519,IF($C$10=2016,profiles!K8519)))))","v":58.22},{"$f":"IF($C$10=2012,profiles!D8519,IF($C$10=2013,profiles!F8519,IF($C$10=2014,profiles!H8519,IF($C$10=2015,profiles!J8519,IF($C$10=2016,profiles!L8519)))))","v":0.3078797834810007},61.575956696200137,3.3559566962001384,58.22,0,0,3.3559566962001384,0,{"$f":"K8531+I8532*$F$2-J8532/$F$3","v":247.11704430246277},0,-3.3559566962001384]
["h8516",{"$f":"IF($C$10=2012,profiles!C8520,IF($C$10=2013,profiles!E8520,IF($C$10=2014,profiles!G8520,IF($C$10=2015,profiles!I8520,IF($C$10=2016,profiles!K8520)))))","v":57.04},{"$f":"IF($C$10=2012,profiles!D8520,IF($C$10=2013,profiles!F8520,IF($C$10=2014,profiles!H8520,IF($C$10=2015,profiles!J8520,IF($C$10=2016,profiles!L8520)))))","v":0.33035305523388897},66.070611046777799,9.0306110467777998,57.04,0,0,9.0306110467777998,0,254.43183925035279,0,-9.0306110467777998]
["h8517",{"$f":"IF($C$10=2012,profiles!C8521,IF($C$10=2013,profiles!E8521,IF($C$10=2014,profiles!G8521,IF($C$10=2015,profiles!I8521,IF($C$10=2016,profiles!K8521)))))","v":54.951999999999998},{"$f":"IF($C$10=2012,profiles!D8521,IF($C$10=2013,profiles!F8521,IF($C$10=2014,profiles!H8521,IF($C$10=2015,profiles!J8521,IF($C$10=2016,profiles!L8521)))))","v":0.34438370182856221},68.876740365712436,13.924740365712438,54.951999999999998,0,3.924740365712438,10,0,262.53183925035279,0,-13.924740365712438]
["h8518",{"$f":"IF($C$10=2012,profiles!C8522,IF($C$10=2013,profiles!E8522,IF($C$10=2014,profiles!G8522,IF($C$10=2015,profiles!I8522,IF($C$10=2016,profiles!K8522)))))","v":56.082999999999998},{"$f":"IF($C$10=2012,profiles!D8522,IF($C$10=2013,profiles!F8522,IF($C$10=2014,profiles!H8522,IF($C$10=2015,profiles!J8522,IF($C$10=2016,profiles!L8522)))))","v":0.35387660571459351},70.775321142918699,14.692321142918701,56.082999999999998,0,4.6923211429187006,10,0,270.63183925035281,0,-14.692321142918701]
["h8519",{"$f":"IF($C$10=2012,profiles!C8523,IF($C$10=2013,profiles!E8523,IF($C$10=2014,profiles!G8523,IF($C$10=2015,profiles!I8523,IF($C$10=2016,profiles!K8523)))))","v":52.582999999999998},{"$f":"IF($C$10=2012,profiles!D8523,IF($C$10=2013,profiles!F8523,IF($C$10=2014,profiles!H8523,IF($C$10=2015,profiles!J8523,IF($C$10=2016,profiles!L8523)))))","v":0.35814504618533383},71.629009237066768,19.04600923706677,52.582999999999998,0,9.0460092370667695,10,0,278.73183925035283,0,-19.04600923706677]
["h8520",{"$f":"IF($C$10=2012,profiles!C8524,IF($C$10=2013,profiles!E8524,IF($C$10=2014,profiles!G8524,IF($C$10=2015,profiles!I8524,IF($C$10=2016,profiles!K8524)))))","v":48.875},{"$f":"IF($C$10=2012,profiles!D8524,IF($C$10=2013,profiles!F8524,IF($C$10=2014,profiles!H8524,IF($C$10=2015,profiles!J8524,IF($C$10=2016,profiles!L8524)))))","v":0.36279050978913635},72.558101957827276,23.683101957827276,48.875,0,13.683101957827276,10,{"$f":"MIN(MAX(0,G8537),K8536*$F$3)","v":0},286.83183925035286,0,-23.683101957827276]
["h8521",{"$f":"IF($C$10=2012,profiles!C8525,IF($C$10=2013,profiles!E8525,IF($C$10=2014,profiles!G8525,IF($C$10=2015,profiles!I8525,IF($C$10=2016,profiles!K8525)))))","v":45.088000000000001},{"$f":"IF($C$10=2012,profiles!D8525,IF($C$10=2013,profiles!F8525,IF($C$10=2014,profiles!H8525,IF($C$10=2015,profiles!J8525,IF($C$10=2016,profiles!L8525)))))","v":0.35695446226719774},71.390892453439548,26.302892453439547,45.088000000000001,0,16.302892453439547,10,0,294.93183925035288,0,-26.302892453439547]
["h8522",{"$f":"IF($C$10=2012,profiles!C8526,IF($C$10=2013,profiles!E8526,IF($C$10=2014,profiles!G8526,IF($C$10=2015,profiles!I8526,IF($C$10=2016,profiles!K8526)))))","v":42.78},{"$f":"IF($C$10=2012,profiles!D8526,IF($C$10=2013,profiles!F8526,IF($C$10=2014,profiles!H8526,IF($C$10=2015,profiles!J8526,IF($C$10=2016,profiles!L8526)))))","v":0.35581063623640863},71.162127247281731,28.38212724728173,42.78,0,18.38212724728173,10,0,303.0318392503529,0,-28.38212724728173]
["h8523",{"$f":"IF($C$10=2012,profiles!C8527,IF($C$10=2013,profiles!E8527,IF($C$10=2014,profiles!G8527,IF($C$10=2015,profiles!I8527,IF($C$10=2016,profiles!K8527)))))","v":42.024999999999999},{"$f":"IF($C$10=2012,profiles!D8527,IF($C$10=2013,profiles!F8527,IF($C$10=2014,profiles!H8527,IF($C$10=2015,profiles!J8527,IF($C$10=2016,profiles!L8527)))))","v":0.35591829045107115},71.183658090214237,29.158658090214239,42.024999999999999,0,19.158658090214239,10,0,311.13183925035293,0,-29.158658090214239]
["h8524",{"$f":"IF($C$10=2012,profiles!C8528,IF($C$10=2013,profiles!E8528,IF($C$10=2014,profiles!G8528,IF($C$10=2015,profiles!I8528,IF($C$10=2016,profiles!K8528)))))","v":42.194000000000003},{"$f":"IF($C$10=2012,profiles!D8528,IF($C$10=2013,profiles!F8528,IF($C$10=2014,profiles!H8528,IF($C$10=2015,profiles!J8528,IF($C$10=2016,profiles!L8528)))))","v":0.35723705458068683},71.447410916137372,29.253410916137369,42.194000000000003,0,19.253410916137369,10,0,319.23183925035295,0,-29.253410916137369]
["h8525",{"$f":"IF($C$10=2012,profiles!C8529,IF($C$10=2013,profiles!E8529,IF($C$10=2014,profiles!G8529,IF($C$10=2015,profiles!I8529,IF($C$10=2016,profiles!K8529)))))","v":43.706000000000003},{"$f":"IF($C$10=2012,profiles!D8529,IF($C$10=2013,profiles!F8529,IF($C$10=2014,profiles!H8529,IF($C$10=2015,profiles!J8529,IF($C$10=2016,profiles!L8529)))))","v":0.35852890515663688},71.705781031327376,27.999781031327373,43.706000000000003,0,17.999781031327373,10,0,327.33183925035297,0,-27.999781031327373]
["h8526",{"$f":"IF($C$10=2012,profiles!C8530,IF($C$10=2013,profiles!E8530,IF($C$10=2014,profiles!G8530,IF($C$10=2015,profiles!I8530,IF($C$10=2016,profiles!K8530)))))","v":46.271000000000001},{"$f":"IF($C$10=2012,profiles!D8530,IF($C$10=2013,profiles!F8530,IF($C$10=2014,profiles!H8530,IF($C$10=2015,profiles!J8530,IF($C$10=2016,profiles!L8530)))))","v":0.35908063300678222},71.816126601356444,25.545126601356444,46.271000000000001,0,15.545126601356444,10,0,335.43183925035299,0,-25.545126601356444]
["h8527",{"$f":"IF($C$10=2012,profiles!C8531,IF($C$10=2013,profiles!E8531,IF($C$10=2014,profiles!G8531,IF($C$10=2015,profiles!I8531,IF($C$10=2016,profiles!K8531)))))","v":51.515000000000001},{"$f":"IF($C$10=2012,profiles!D8531,IF($C$10=2013,profiles!F8531,IF($C$10=2014,profiles!H8531,IF($C$10=2015,profiles!J8531,IF($C$10=2016,profiles!L8531)))))","v":0.36759877274195285},73.519754548390566,22.004754548390565,51.515000000000001,0,12.004754548390565,10,0,343.53183925035302,0,-22.004754548390565]
["h8528",{"$f":"IF($C$10=2012,profiles!C8532,IF($C$10=2013,profiles!E8532,IF($C$10=2014,profiles!G8532,IF($C$10=2015,profiles!I8532,IF($C$10=2016,profiles!K8532)))))","v":57.942999999999998},{"$f":"IF($C$10=2012,profiles!D8532,IF($C$10=2013,profiles!F8532,IF($C$10=2014,profiles!H8532,IF($C$10=2015,profiles!J8532,IF($C$10=2016,profiles!L8532)))))","v":0.36562062654752936},73.124125309505871,15.181125309505873,57.942999999999998,0,5.1811253095058731,10,0,351.63183925035304,0,-15.181125309505873]
["h8529",{"$f":"IF($C$10=2012,profiles!C8533,IF($C$10=2013,profiles!E8533,IF($C$10=2014,profiles!G8533,IF($C$10=2015,profiles!I8533,IF($C$10=2016,profiles!K8533)))))","v":62.003999999999998},{"$f":"IF($C$10=2012,profiles!D8533,IF($C$10=2013,profiles!F8533,IF($C$10=2014,profiles!H8533,IF($C$10=2015,profiles!J8533,IF($C$10=2016,profiles!L8533)))))","v":0.36981914091936702},73.963828183873403,11.959828183873405,62.003999999999998,0,1.9598281838734053,10,0,359.73183925035306,0,-11.959828183873405]
["h8530",{"$f":"IF($C$10=2012,profiles!C8534,IF($C$10=2013,profiles!E8534,IF($C$10=2014,profiles!G8534,IF($C$10=2015,profiles!I8534,IF($C$10=2016,profiles!K8534)))))","v":63.555999999999997},{"$f":"IF($C$10=2012,profiles!D8534,IF($C$10=2013,profiles!F8534,IF($C$10=2014,profiles!H8534,IF($C$10=2015,profiles!J8534,IF($C$10=2016,profiles!L8534)))))","v":0.38697653138120358},77.395306276240717,13.83930627624072,63.555999999999997,0,3.8393062762407197,10,0,367.83183925035308,0,-13.83930627624072]
["h8531",{"$f":"IF($C$10=2012,profiles!C8535,IF($C$10=2013,profiles!E8535,IF($C$10=2014,profiles!G8535,IF($C$10=2015,profiles!I8535,IF($C$10=2016,profiles!K8535)))))","v":64.281000000000006},{"$f":"IF($C$10=2012,profiles!D8535,IF($C$10=2013,profiles!F8535,IF($C$10=2014,profiles!H8535,IF($C$10=2015,profiles!J8535,IF($C$10=2016,profiles!L8535)))))","v":0.40887070728819036},81.774141457638066,17.49314145763806,64.281000000000006,0,7.4931414576380604,10,0,375.93183925035311,0,-17.49314145763806]
["h8532",{"$f":"IF($C$10=2012,profiles!C8536,IF($C$10=2013,profiles!E8536,IF($C$10=2014,profiles!G8536,IF($C$10=2015,profiles!I8536,IF($C$10=2016,profiles!K8536)))))","v":65.010000000000005},{"$f":"IF($C$10=2012,profiles!D8536,IF($C$10=2013,profiles!F8536,IF($C$10=2014,profiles!H8536,IF($C$10=2015,profiles!J8536,IF($C$10=2016,profiles!L8536)))))","v":0.41671600818172033},83.343201636344062,18.333201636344057,65.010000000000005,0,8.3332016363440573,10,0,384.03183925035313,0,-18.333201636344057]
["h8533",{"$f":"IF($C$10=2012,profiles!C8537,IF($C$10=2013,profiles!E8537,IF($C$10=2014,profiles!G8537,IF($C$10=2015,profiles!I8537,IF($C$10=2016,profiles!K8537)))))","v":64.742999999999995},{"$f":"IF($C$10=2012,profiles!D8537,IF($C$10=2013,profiles!F8537,IF($C$10=2014,profiles!H8537,IF($C$10=2015,profiles!J8537,IF($C$10=2016,profiles!L8537)))))","v":0.41905748735062975},83.811497470125957,19.068497470125962,64.742999999999995,0,9.068497470125962,10,0,392.13183925035315,0,-19.068497470125962]
["h8534",{"$f":"IF($C$10=2012,profiles!C8538,IF($C$10=2013,profiles!E8538,IF($C$10=2014,profiles!G8538,IF($C$10=2015,profiles!I8538,IF($C$10=2016,profiles!K8538)))))","v":63.932000000000002},{"$f":"IF($C$10=2012,profiles!D8538,IF($C$10=2013,profiles!F8538,IF($C$10=2014,profiles!H8538,IF($C$10=2015,profiles!J8538,IF($C$10=2016,profiles!L8538)))))","v":0.41371514694800299},82.743029389600594,18.811029389600591,63.932000000000002,0,8.8110293896005913,10,0,400.23183925035318,0,-18.811029389600591]
["h8535",{"$f":"IF($C$10=2012,profiles!C8539,IF($C$10=2013,profiles!E8539,IF($C$10=2014,profiles!G8539,IF($C$10=2015,profiles!I8539,IF($C$10=2016,profiles!K8539)))))","v":63.064},{"$f":"IF($C$10=2012,profiles!D8539,IF($C$10=2013,profiles!F8539,IF($C$10=2014,profiles!H8539,IF($C$10=2015,profiles!J8539,IF($C$10=2016,profiles!L8539)))))","v":0.39805145871460867},79.610291742921731,16.546291742921731,63.064,0,6.5462917429217313,10,0,408.3318392503532,0,-16.546291742921731]
["h8536",{"$f":"IF($C$10=2012,profiles!C8540,IF($C$10=2013,profiles!E8540,IF($C$10=2014,profiles!G8540,IF($C$10=2015,profiles!I8540,IF($C$10=2016,profiles!K8540)))))","v":62.87},{"$f":"IF($C$10=2012,profiles!D8540,IF($C$10=2013,profiles!F8540,IF($C$10=2014,profiles!H8540,IF($C$10=2015,profiles!J8540,IF($C$10=2016,profiles!L8540)))))","v":0.38027505651846272},76.055011303692538,13.185011303692541,62.87,0,3.1850113036925407,10,0,416.43183925035322,0,-13.185011303692541]
["h8537",{"$f":"IF($C$10=2012,profiles!C8541,IF($C$10=2013,profiles!E8541,IF($C$10=2014,profiles!G8541,IF($C$10=2015,profiles!I8541,IF($C$10=2016,profiles!K8541)))))","v":64.567999999999998},{"$f":"IF($C$10=2012,profiles!D8541,IF($C$10=2013,profiles!F8541,IF($C$10=2014,profiles!H8541,IF($C$10=2015,profiles!J8541,IF($C$10=2016,profiles!L8541)))))","v":0.36907901819356226},73.815803638712453,9.2478036387124547,64.567999999999998,0,0,9.2478036387124547,0,423.92256019771031,0,-9.2478036387124547]
["h8538",{"$f":"IF($C$10=2012,profiles!C8542,IF($C$10=2013,profiles!E8542,IF($C$10=2014,profiles!G8542,IF($C$10=2015,profiles!I8542,IF($C$10=2016,profiles!K8542)))))","v":66.501999999999995},{"$f":"IF($C$10=2012,profiles!D8542,IF($C$10=2013,profiles!F8542,IF($C$10=2014,profiles!H8542,IF($C$10=2015,profiles!J8542,IF($C$10=2016,profiles!L8542)))))","v":0.36796210571643878},73.592421143287751,7.090421143287756,66.501999999999995,0,0,7.090421143287756,0,429.66580132377339,0,-7.090421143287756]
["h8539",{"$f":"IF($C$10=2012,profiles!C8543,IF($C$10=2013,profiles!E8543,IF($C$10=2014,profiles!G8543,IF($C$10=2015,profiles!I8543,IF($C$10=2016,profiles!K8543)))))","v":65.953999999999994},{"$f":"IF($C$10=2012,profiles!D8543,IF($C$10=2013,profiles!F8543,IF($C$10=2014,profiles!H8543,IF($C$10=2015,profiles!J8543,IF($C$10=2016,profiles!L8543)))))","v":0.3601975454839057},72.039509096781146,6.085509096781152,65.953999999999994,0,0,6.085509096781152,0,434.59506369216615,0,-6.085509096781152]
["h8540",{"$f":"IF($C$10=2012,profiles!C8544,IF($C$10=2013,profiles!E8544,IF($C$10=2014,profiles!G8544,IF($C$10=2015,profiles!I8544,IF($C$10=2016,profiles!K8544)))))","v":63.774999999999999},{"$f":"IF($C$10=2012,profiles!D8544,IF($C$10=2013,profiles!F8544,IF($C$10=2014,profiles!H8544,IF($C$10=2015,profiles!J8544,IF($C$10=2016,profiles!L8544)))))","v":0.35936322532027126},71.872645064054254,8.0976450640542552,63.774999999999999,0,0,8.0976450640542552,0,441.15415619405007,0,-8.0976450640542552]
["h8541",{"$f":"IF($C$10=2012,profiles!C8545,IF($C$10=2013,profiles!E8545,IF($C$10=2014,profiles!G8545,IF($C$10=2015,profiles!I8545,IF($C$10=2016,profiles!K8545)))))","v":59.886000000000003},{"$f":"IF($C$10=2012,profiles!D8545,IF($C$10=2013,profiles!F8545,IF($C$10=2014,profiles!H8545,IF($C$10=2015,profiles!J8545,IF($C$10=2016,profiles!L8545)))))","v":0.35472063731295078},70.94412746259016,11.058127462590157,59.886000000000003,0,1.0581274625901571,10,0,449.2541561940501,0,-11.058127462590157]
["h8542",{"$f":"IF($C$10=2012,profiles!C8546,IF($C$10=2013,profiles!E8546,IF($C$10=2014,profiles!G8546,IF($C$10=2015,profiles!I8546,IF($C$10=2016,profiles!K8546)))))","v":57.055},{"$f":"IF($C$10=2012,profiles!D8546,IF($C$10=2013,profiles!F8546,IF($C$10=2014,profiles!H8546,IF($C$10=2015,profiles!J8546,IF($C$10=2016,profiles!L8546)))))","v":0.3566718699537087},71.334373990741739,14.279373990741739,57.055,0,4.279373990741739,10,0,457.35415619405012,0,-14.279373990741739]
["h8543",{"$f":"IF($C$10=2012,profiles!C8547,IF($C$10=2013,profiles!E8547,IF($C$10=2014,profiles!G8547,IF($C$10=2015,profiles!I8547,IF($C$10=2016,profiles!K8547)))))","v":54.359000000000002},{"$f":"IF($C$10=2012,profiles!D8547,IF($C$10=2013,profiles!F8547,IF($C$10=2014,profiles!H8547,IF($C$10=2015,profiles!J8547,IF($C$10=2016,profiles!L8547)))))","v":0.34726558294757237},69.45311658951448,15.094116589514478,54.359000000000002,0,5.0941165895144778,10,0,465.45415619405014,0,-15.094116589514478]
["h8544",{"$f":"IF($C$10=2012,profiles!C8548,IF($C$10=2013,profiles!E8548,IF($C$10=2014,profiles!G8548,IF($C$10=2015,profiles!I8548,IF($C$10=2016,profiles!K8548)))))","v":49.677},{"$f":"IF($C$10=2012,profiles!D8548,IF($C$10=2013,profiles!F8548,IF($C$10=2014,profiles!H8548,IF($C$10=2015,profiles!J8548,IF($C$10=2016,profiles!L8548)))))","v":0.34906879104316935},69.813758208633871,20.136758208633871,49.677,0,10.136758208633871,10,0,473.55415619405017,0,-20.136758208633871]
["h8545",{"$f":"IF($C$10=2012,profiles!C8549,IF($C$10=2013,profiles!E8549,IF($C$10=2014,profiles!G8549,IF($C$10=2015,profiles!I8549,IF($C$10=2016,profiles!K8549)))))","v":45.47},{"$f":"IF($C$10=2012,profiles!D8549,IF($C$10=2013,profiles!F8549,IF($C$10=2014,profiles!H8549,IF($C$10=2015,profiles!J8549,IF($C$10=2016,profiles!L8549)))))","v":0.34884815556960153},69.769631113920312,24.299631113920313,45.47,0,14.299631113920313,10,0,481.65415619405019,0,-24.299631113920313]
["h8546",{"$f":"IF($C$10=2012,profiles!C8550,IF($C$10=2013,profiles!E8550,IF($C$10=2014,profiles!G8550,IF($C$10=2015,profiles!I8550,IF($C$10=2016,profiles!K8550)))))","v":43.034999999999997},{"$f":"IF($C$10=2012,profiles!D8550,IF($C$10=2013,profiles!F8550,IF($C$10=2014,profiles!H8550,IF($C$10=2015,profiles!J8550,IF($C$10=2016,profiles!L8550)))))","v":0.35113436167780632},70.226872335561268,27.191872335561271,43.034999999999997,0,17.191872335561271,10,0,489.75415619405021,0,-27.191872335561271]
["h8547",{"$f":"IF($C$10=2012,profiles!C8551,IF($C$10=2013,profiles!E8551,IF($C$10=2014,profiles!G8551,IF($C$10=2015,profiles!I8551,IF($C$10=2016,profiles!K8551)))))","v":42.014000000000003},{"$f":"IF($C$10=2012,profiles!D8551,IF($C$10=2013,profiles!F8551,IF($C$10=2014,profiles!H8551,IF($C$10=2015,profiles!J8551,IF($C$10=2016,profiles!L8551)))))","v":0.35087884452453638},70.175768904907272,28.161768904907269,42.014000000000003,0,18.161768904907269,10,0,497.85415619405023,0,-28.161768904907269]
["h8548",{"$f":"IF($C$10=2012,profiles!C8552,IF($C$10=2013,profiles!E8552,IF($C$10=2014,profiles!G8552,IF($C$10=2015,profiles!I8552,IF($C$10=2016,profiles!K8552)))))","v":42.213999999999999},{"$f":"IF($C$10=2012,profiles!D8552,IF($C$10=2013,profiles!F8552,IF($C$10=2014,profiles!H8552,IF($C$10=2015,profiles!J8552,IF($C$10=2016,profiles!L8552)))))","v":0.35434849850051775},70.869699700103553,28.655699700103554,42.213999999999999,0,18.655699700103554,10,0,505.95415619405026,0,-28.655699700103554]
["h8549",{"$f":"IF($C$10=2012,profiles!C8553,IF($C$10=2013,profiles!E8553,IF($C$10=2014,profiles!G8553,IF($C$10=2015,profiles!I8553,IF($C$10=2016,profiles!K8553)))))","v":43.527000000000001},{"$f":"IF($C$10=2012,profiles!D8553,IF($C$10=2013,profiles!F8553,IF($C$10=2014,profiles!H8553,IF($C$10=2015,profiles!J8553,IF($C$10=2016,profiles!L8553)))))","v":0.35099987896555895},70.19997579311179,26.672975793111789,43.527000000000001,0,16.672975793111789,10,0,514.05415619405028,0,-26.672975793111789]
["h8550",{"$f":"IF($C$10=2012,profiles!C8554,IF($C$10=2013,profiles!E8554,IF($C$10=2014,profiles!G8554,IF($C$10=2015,profiles!I8554,IF($C$10=2016,profiles!K8554)))))","v":45.755000000000003},{"$f":"IF($C$10=2012,profiles!D8554,IF($C$10=2013,profiles!F8554,IF($C$10=2014,profiles!H8554,IF($C$10=2015,profiles!J8554,IF($C$10=2016,profiles!L8554)))))","v":0.34904987963797252},69.809975927594508,24.054975927594505,45.755000000000003,0,14.054975927594505,10,0,522.1541561940503,0,-24.054975927594505]
["h8551",{"$f":"IF($C$10=2012,profiles!C8555,IF($C$10=2013,profiles!E8555,IF($C$10=2014,profiles!G8555,IF($C$10=2015,profiles!I8555,IF($C$10=2016,profiles!K8555)))))","v":50.286999999999999},{"$f":"IF($C$10=2012,profiles!D8555,IF($C$10=2013,profiles!F8555,IF($C$10=2014,profiles!H8555,IF($C$10=2015,profiles!J8555,IF($C$10=2016,profiles!L8555)))))","v":0.3578853938326228},71.577078766524565,21.290078766524566,50.286999999999999,0,11.290078766524566,10,0,530.25415619405032,0,-21.290078766524566]
["h8552",{"$f":"IF($C$10=2012,profiles!C8556,IF($C$10=2013,profiles!E8556,IF($C$10=2014,profiles!G8556,IF($C$10=2015,profiles!I8556,IF($C$10=2016,profiles!K8556)))))","v":55.945999999999998},{"$f":"IF($C$10=2012,profiles!D8556,IF($C$10=2013,profiles!F8556,IF($C$10=2014,profiles!H8556,IF($C$10=2015,profiles!J8556,IF($C$10=2016,profiles!L8556)))))","v":0.35826194542691536},71.652389085383078,15.70638908538308,55.945999999999998,0,5.7063890853830799,10,0,538.35415619405035,0,-15.70638908538308]
["h8553",{"$f":"IF($C$10=2012,profiles!C8557,IF($C$10=2013,profiles!E8557,IF($C$10=2014,profiles!G8557,IF($C$10=2015,profiles!I8557,IF($C$10=2016,profiles!K8557)))))","v":59.817999999999998},{"$f":"IF($C$10=2012,profiles!D8557,IF($C$10=2013,profiles!F8557,IF($C$10=2014,profiles!H8557,IF($C$10=2015,profiles!J8557,IF($C$10=2016,profiles!L8557)))))","v":0.36269987493107764},72.539974986215526,12.721974986215528,59.817999999999998,0,2.7219749862155282,10,0,546.45415619405037,0,-12.721974986215528]
["h8554",{"$f":"IF($C$10=2012,profiles!C8558,IF($C$10=2013,profiles!E8558,IF($C$10=2014,profiles!G8558,IF($C$10=2015,profiles!I8558,IF($C$10=2016,profiles!K8558)))))","v":61.497999999999998},{"$f":"IF($C$10=2012,profiles!D8558,IF($C$10=2013,profiles!F8558,IF($C$10=2014,profiles!H8558,IF($C$10=2015,profiles!J8558,IF($C$10=2016,profiles!L8558)))))","v":0.3838136607539101},76.762732150782014,15.264732150782017,61.497999999999998,0,5.2647321507820166,10,0,554.55415619405039,0,-15.264732150782017]
["h8555",{"$f":"IF($C$10=2012,profiles!C8559,IF($C$10=2013,profiles!E8559,IF($C$10=2014,profiles!G8559,IF($C$10=2015,profiles!I8559,IF($C$10=2016,profiles!K8559)))))","v":62.503},{"$f":"IF($C$10=2012,profiles!D8559,IF($C$10=2013,profiles!F8559,IF($C$10=2014,profiles!H8559,IF($C$10=2015,profiles!J8559,IF($C$10=2016,profiles!L8559)))))","v":0.39511020858268669},79.022041716537345,16.519041716537345,62.503,0,6.5190417165373447,10,0,562.65415619405042,0,-16.519041716537345]
["h8556",{"$f":"IF($C$10=2012,profiles!C8560,IF($C$10=2013,profiles!E8560,IF($C$10=2014,profiles!G8560,IF($C$10=2015,profiles!I8560,IF($C$10=2016,profiles!K8560)))))","v":63.302},{"$f":"IF($C$10=2012,profiles!D8560,IF($C$10=2013,profiles!F8560,IF($C$10=2014,profiles!H8560,IF($C$10=2015,profiles!J8560,IF($C$10=2016,profiles!L8560)))))","v":0.41143640984951385},82.287281969902764,18.985281969902765,63.302,0,8.9852819699027648,10,0,570.75415619405044,0,-18.985281969902765]
["h8557",{"$f":"IF($C$10=2012,profiles!C8561,IF($C$10=2013,profiles!E8561,IF($C$10=2014,profiles!G8561,IF($C$10=2015,profiles!I8561,IF($C$10=2016,profiles!K8561)))))","v":63.107999999999997},{"$f":"IF($C$10=2012,profiles!D8561,IF($C$10=2013,profiles!F8561,IF($C$10=2014,profiles!H8561,IF($C$10=2015,profiles!J8561,IF($C$10=2016,profiles!L8561)))))","v":0.41926330370230908},83.852660740461815,20.744660740461818,63.107999999999997,0,10.744660740461818,10,0,578.85415619405046,0,-20.744660740461818]
["h8558",{"$f":"IF($C$10=2012,profiles!C8562,IF($C$10=2013,profiles!E8562,IF($C$10=2014,profiles!G8562,IF($C$10=2015,profiles!I8562,IF($C$10=2016,profiles!K8562)))))","v":61.73},{"$f":"IF($C$10=2012,profiles!D8562,IF($C$10=2013,profiles!F8562,IF($C$10=2014,profiles!H8562,IF($C$10=2015,profiles!J8562,IF($C$10=2016,profiles!L8562)))))","v":0.40920399682620801},81.840799365241594,20.110799365241597,61.73,0,10.110799365241597,10,0,586.95415619405048,0,-20.110799365241597]
["h8559",{"$f":"IF($C$10=2012,profiles!C8563,IF($C$10=2013,profiles!E8563,IF($C$10=2014,profiles!G8563,IF($C$10=2015,profiles!I8563,IF($C$10=2016,profiles!K8563)))))","v":60.468000000000004},{"$f":"IF($C$10=2012,profiles!D8563,IF($C$10=2013,profiles!F8563,IF($C$10=2014,profiles!H8563,IF($C$10=2015,profiles!J8563,IF($C$10=2016,profiles!L8563)))))","v":0.38721607337376779},77.443214674753563,16.975214674753559,60.468000000000004,0,6.9752146747535591,10,0,595.05415619405051,0,-16.975214674753559]
["h8560",{"$f":"IF($C$10=2012,profiles!C8564,IF($C$10=2013,profiles!E8564,IF($C$10=2014,profiles!G8564,IF($C$10=2015,profiles!I8564,IF($C$10=2016,profiles!K8564)))))","v":59.975000000000001},{"$f":"IF($C$10=2012,profiles!D8564,IF($C$10=2013,profiles!F8564,IF($C$10=2014,profiles!H8564,IF($C$10=2015,profiles!J8564,IF($C$10=2016,profiles!L8564)))))","v":0.35753573878077971},71.507147756155945,11.532147756155943,59.975000000000001,0,1.5321477561559433,10,0,603.15415619405053,0,-11.532147756155943]
["h8561",{"$f":"IF($C$10=2012,profiles!C8565,IF($C$10=2013,profiles!E8565,IF($C$10=2014,profiles!G8565,IF($C$10=2015,profiles!I8565,IF($C$10=2016,profiles!K8565)))))","v":62.158999999999999},{"$f":"IF($C$10=2012,profiles!D8565,IF($C$10=2013,profiles!F8565,IF($C$10=2014,profiles!H8565,IF($C$10=2015,profiles!J8565,IF($C$10=2016,profiles!L8565)))))","v":0.33233367850562812},66.466735701125629,4.3077357011256296,62.158999999999999,0,0,4.3077357011256296,0,606.64342211196231,0,-4.3077357011256296]
["h8562",{"$f":"IF($C$10=2012,profiles!C8566,IF($C$10=2013,profiles!E8566,IF($C$10=2014,profiles!G8566,IF($C$10=2015,profiles!I8566,IF($C$10=2016,profiles!K8566)))))","v":64.981999999999999},{"$f":"IF($C$10=2012,profiles!D8566,IF($C$10=2013,profiles!F8566,IF($C$10=2014,profiles!H8566,IF($C$10=2015,profiles!J8566,IF($C$10=2016,profiles!L8566)))))","v":0.31919471751906292},63.838943503812587,0,63.838943503812587,1.1430564961874126,0,0,1.1430564961874126,605.40901984826098,0,1.1430564961874126]
["h8563",{"$f":"IF($C$10=2012,profiles!C8567,IF($C$10=2013,profiles!E8567,IF($C$10=2014,profiles!G8567,IF($C$10=2015,profiles!I8567,IF($C$10=2016,profiles!K8567)))))","v":64.459000000000003},{"$f":"IF($C$10=2012,profiles!D8567,IF($C$10=2013,profiles!F8567,IF($C$10=2014,profiles!H8567,IF($C$10=2015,profiles!J8567,IF($C$10=2016,profiles!L8567)))))","v":0.31101816861442461},62.203633722884923,0,62.203633722884923,2.2553662771150798,0,0,2.2553662771150798,602.97341911703518,0,2.2553662771150798]
["h8564",{"$f":"IF($C$10=2012,profiles!C8568,IF($C$10=2013,profiles!E8568,IF($C$10=2014,profiles!G8568,IF($C$10=2015,profiles!I8568,IF($C$10=2016,profiles!K8568)))))","v":62.142000000000003},{"$f":"IF($C$10=2012,profiles!D8568,IF($C$10=2013,profiles!F8568,IF($C$10=2014,profiles!H8568,IF($C$10=2015,profiles!J8568,IF($C$10=2016,profiles!L8568)))))","v":0.30394437795021451},60.788875590042899,0,60.788875590042899,1.353124409957104,0,0,1.353124409957104,601.51216165487847,0,1.353124409957104]
["h8565",{"$f":"IF($C$10=2012,profiles!C8569,IF($C$10=2013,profiles!E8569,IF($C$10=2014,profiles!G8569,IF($C$10=2015,profiles!I8569,IF($C$10=2016,profiles!K8569)))))","v":58.088999999999999},{"$f":"IF($C$10=2012,profiles!D8569,IF($C$10=2013,profiles!F8569,IF($C$10=2014,profiles!H8569,IF($C$10=2015,profiles!J8569,IF($C$10=2016,profiles!L8569)))))","v":0.2933336919538993},58.666738390779862,0.57773839077986366,58.088999999999999,0,0,0.57773839077986366,0,601.98012975141012,0,-0.57773839077986366]
["h8566",{"$f":"IF($C$10=2012,profiles!C8570,IF($C$10=2013,profiles!E8570,IF($C$10=2014,profiles!G8570,IF($C$10=2015,profiles!I8570,IF($C$10=2016,profiles!K8570)))))","v":54.838000000000001},{"$f":"IF($C$10=2012,profiles!D8570,IF($C$10=2013,profiles!F8570,IF($C$10=2014,profiles!H8570,IF($C$10=2015,profiles!J8570,IF($C$10=2016,profiles!L8570)))))","v":0.29322610578410147},58.645221156820291,3.8072211568202903,54.838000000000001,0,0,3.8072211568202903,0,605.06397888843458,0,-3.8072211568202903]
["h8567",{"$f":"IF($C$10=2012,profiles!C8571,IF($C$10=2013,profiles!E8571,IF($C$10=2014,profiles!G8571,IF($C$10=2015,profiles!I8571,IF($C$10=2016,profiles!K8571)))))","v":52.505000000000003},{"$f":"IF($C$10=2012,profiles!D8571,IF($C$10=2013,profiles!F8571,IF($C$10=2014,profiles!H8571,IF($C$10=2015,profiles!J8571,IF($C$10=2016,profiles!L8571)))))","v":0.28480748799741795},56.961497599483593,4.4564975994835905,52.505000000000003,0,0,4.4564975994835905,0,608.67374194401623,0,-4.4564975994835905]
["h8568",{"$f":"IF($C$10=2012,profiles!C8572,IF($C$10=2013,profiles!E8572,IF($C$10=2014,profiles!G8572,IF($C$10=2015,profiles!I8572,IF($C$10=2016,profiles!K8572)))))","v":48.176000000000002},{"$f":"IF($C$10=2012,profiles!D8572,IF($C$10=2013,profiles!F8572,IF($C$10=2014,profiles!H8572,IF($C$10=2015,profiles!J8572,IF($C$10=2016,profiles!L8572)))))","v":0.27734369746769055},55.468739493538109,7.2927394935381074,48.176000000000002,0,0,7.2927394935381074,0,614.58086093378211,0,-7.2927394935381074]
["h8569",{"$f":"IF($C$10=2012,profiles!C8573,IF($C$10=2013,profiles!E8573,IF($C$10=2014,profiles!G8573,IF($C$10=2015,profiles!I8573,IF($C$10=2016,profiles!K8573)))))","v":44.003},{"$f":"IF($C$10=2012,profiles!D8573,IF($C$10=2013,profiles!F8573,IF($C$10=2014,profiles!H8573,IF($C$10=2015,profiles!J8573,IF($C$10=2016,profiles!L8573)))))","v":0.28276335077125836},56.552670154251672,12.549670154251672,44.003,0,2.5496701542516718,10,0,622.68086093378213,0,-12.549670154251672]
["h8570",{"$f":"IF($C$10=2012,profiles!C8574,IF($C$10=2013,profiles!E8574,IF($C$10=2014,profiles!G8574,IF($C$10=2015,profiles!I8574,IF($C$10=2016,profiles!K8574)))))","v":41.514000000000003},{"$f":"IF($C$10=2012,profiles!D8574,IF($C$10=2013,profiles!F8574,IF($C$10=2014,profiles!H8574,IF($C$10=2015,profiles!J8574,IF($C$10=2016,profiles!L8574)))))","v":0.29490713968719323},58.981427937438646,17.467427937438643,41.514000000000003,0,7.467427937438643,10,0,630.78086093378215,0,-17.467427937438643]
["h8571",{"$f":"IF($C$10=2012,profiles!C8575,IF($C$10=2013,profiles!E8575,IF($C$10=2014,profiles!G8575,IF($C$10=2015,profiles!I8575,IF($C$10=2016,profiles!K8575)))))","v":40.344000000000001},{"$f":"IF($C$10=2012,profiles!D8575,IF($C$10=2013,profiles!F8575,IF($C$10=2014,profiles!H8575,IF($C$10=2015,profiles!J8575,IF($C$10=2016,profiles!L8575)))))","v":0.31009023789991796},62.018047579983595,21.674047579983593,40.344000000000001,0,11.674047579983593,10,0,638.88086093378217,0,-21.674047579983593]
["h8572",{"$f":"IF($C$10=2012,profiles!C8576,IF($C$10=2013,profiles!E8576,IF($C$10=2014,profiles!G8576,IF($C$10=2015,profiles!I8576,IF($C$10=2016,profiles!K8576)))))","v":40.198},{"$f":"IF($C$10=2012,profiles!D8576,IF($C$10=2013,profiles!F8576,IF($C$10=2014,profiles!H8576,IF($C$10=2015,profiles!J8576,IF($C$10=2016,profiles!L8576)))))","v":0.30613644615984614},61.22728923196923,21.02928923196923,40.198,0,11.02928923196923,10,0,646.9808609337822,0,-21.02928923196923]
["h8573",{"$f":"IF($C$10=2012,profiles!C8577,IF($C$10=2013,profiles!E8577,IF($C$10=2014,profiles!G8577,IF($C$10=2015,profiles!I8577,IF($C$10=2016,profiles!K8577)))))","v":40.831000000000003},{"$f":"IF($C$10=2012,profiles!D8577,IF($C$10=2013,profiles!F8577,IF($C$10=2014,profiles!H8577,IF($C$10=2015,profiles!J8577,IF($C$10=2016,profiles!L8577)))))","v":0.31240334055057223},62.480668110114443,21.64966811011444,40.831000000000003,0,11.64966811011444,10,0,655.08086093378222,0,-21.64966811011444]
["h8574",{"$f":"IF($C$10=2012,profiles!C8578,IF($C$10=2013,profiles!E8578,IF($C$10=2014,profiles!G8578,IF($C$10=2015,profiles!I8578,IF($C$10=2016,profiles!K8578)))))","v":41.613999999999997},{"$f":"IF($C$10=2012,profiles!D8578,IF($C$10=2013,profiles!F8578,IF($C$10=2014,profiles!H8578,IF($C$10=2015,profiles!J8578,IF($C$10=2016,profiles!L8578)))))","v":0.32296023346198849},64.592046692397702,22.978046692397704,41.613999999999997,0,12.978046692397704,10,0,663.18086093378224,0,-22.978046692397704]
["h8575",{"$f":"IF($C$10=2012,profiles!C8579,IF($C$10=2013,profiles!E8579,IF($C$10=2014,profiles!G8579,IF($C$10=2015,profiles!I8579,IF($C$10=2016,profiles!K8579)))))","v":42.526000000000003},{"$f":"IF($C$10=2012,profiles!D8579,IF($C$10=2013,profiles!F8579,IF($C$10=2014,profiles!H8579,IF($C$10=2015,profiles!J8579,IF($C$10=2016,profiles!L8579)))))","v":0.33546712570099113},67.093425140198221,24.567425140198218,42.526000000000003,0,14.567425140198218,10,0,671.28086093378226,0,-24.567425140198218]
["h8576",{"$f":"IF($C$10=2012,profiles!C8580,IF($C$10=2013,profiles!E8580,IF($C$10=2014,profiles!G8580,IF($C$10=2015,profiles!I8580,IF($C$10=2016,profiles!K8580)))))","v":46.021999999999998},{"$f":"IF($C$10=2012,profiles!D8580,IF($C$10=2013,profiles!F8580,IF($C$10=2014,profiles!H8580,IF($C$10=2015,profiles!J8580,IF($C$10=2016,profiles!L8580)))))","v":0.33708091824795922},67.416183649591844,21.394183649591845,46.021999999999998,0,11.394183649591845,10,0,679.38086093378229,0,-21.394183649591845]
["h8577",{"$f":"IF($C$10=2012,profiles!C8581,IF($C$10=2013,profiles!E8581,IF($C$10=2014,profiles!G8581,IF($C$10=2015,profiles!I8581,IF($C$10=2016,profiles!K8581)))))","v":50.180999999999997},{"$f":"IF($C$10=2012,profiles!D8581,IF($C$10=2013,profiles!F8581,IF($C$10=2014,profiles!H8581,IF($C$10=2015,profiles!J8581,IF($C$10=2016,profiles!L8581)))))","v":0.35038125848922119},70.076251697844242,{"$f":"D8594-F8594","v":19.895251697844245},{"$f":"MIN(D8594,B8594)","v":50.180999999999997},{"$f":"B8594-F8594","v":0},{"$f":"-MIN(-E8594+$C$3,0)","v":9.8952516978442446},{"$f":"E8594-H8594","v":10},0,687.48086093378231,0,-19.895251697844245]
["h8578",{"$f":"IF($C$10=2012,profiles!C8582,IF($C$10=2013,profiles!E8582,IF($C$10=2014,profiles!G8582,IF($C$10=2015,profiles!I8582,IF($C$10=2016,profiles!K8582)))))","v":53.720999999999997},{"$f":"IF($C$10=2012,profiles!D8582,IF($C$10=2013,profiles!F8582,IF($C$10=2014,profiles!H8582,IF($C$10=2015,profiles!J8582,IF($C$10=2016,profiles!L8582)))))","v":0.37239607848411088},{"$f":"C8595*$C$2","v":74.47921569682218},20.758215696822184,53.720999999999997,0,10.758215696822184,10,0,695.58086093378233,{"$f":"MAX(G8595-J8595,0)","v":0},{"$f":"B8595-D8595","v":-20.758215696822184}]
["h8579",{"$f":"IF($C$10=2012,profiles!C8583,IF($C$10=2013,profiles!E8583,IF($C$10=2014,profiles!G8583,IF($C$10=2015,profiles!I8583,IF($C$10=2016,profiles!K8583)))))","v":55.104999999999997},{"$f":"IF($C$10=2012,profiles!D8583,IF($C$10=2013,profiles!F8583,IF($C$10=2014,profiles!H8583,IF($C$10=2015,profiles!J8583,IF($C$10=2016,profiles!L8583)))))","v":0.40486020522061889},80.97204104412377,25.867041044123773,55.104999999999997,0,15.867041044123773,10,0,{"$f":"K8595+I8596*$F$2-J8596/$F$3","v":703.68086093378236},0,-25.867041044123773]
["h8580",{"$f":"IF($C$10=2012,profiles!C8584,IF($C$10=2013,profiles!E8584,IF($C$10=2014,profiles!G8584,IF($C$10=2015,profiles!I8584,IF($C$10=2016,profiles!K8584)))))","v":55.953000000000003},{"$f":"IF($C$10=2012,profiles!D8584,IF($C$10=2013,profiles!F8584,IF($C$10=2014,profiles!H8584,IF($C$10=2015,profiles!J8584,IF($C$10=2016,profiles!L8584)))))","v":0.41208192686830108},82.416385373660219,26.463385373660216,55.953000000000003,0,16.463385373660216,10,0,711.78086093378238,0,-26.463385373660216]
["h8581",{"$f":"IF($C$10=2012,profiles!C8585,IF($C$10=2013,profiles!E8585,IF($C$10=2014,profiles!G8585,IF($C$10=2015,profiles!I8585,IF($C$10=2016,profiles!K8585)))))","v":55.277999999999999},{"$f":"IF($C$10=2012,profiles!D8585,IF($C$10=2013,profiles!F8585,IF($C$10=2014,profiles!H8585,IF($C$10=2015,profiles!J8585,IF($C$10=2016,profiles!L8585)))))","v":0.39270296803345928},78.540593606691857,23.262593606691858,55.277999999999999,0,13.262593606691858,10,0,719.8808609337824,0,-23.262593606691858]
["h8582",{"$f":"IF($C$10=2012,profiles!C8586,IF($C$10=2013,profiles!E8586,IF($C$10=2014,profiles!G8586,IF($C$10=2015,profiles!I8586,IF($C$10=2016,profiles!K8586)))))","v":53.664999999999999},{"$f":"IF($C$10=2012,profiles!D8586,IF($C$10=2013,profiles!F8586,IF($C$10=2014,profiles!H8586,IF($C$10=2015,profiles!J8586,IF($C$10=2016,profiles!L8586)))))","v":0.36891297623690472},73.782595247380939,20.11759524738094,53.664999999999999,0,10.11759524738094,10,0,727.98086093378242,0,-20.11759524738094]
["h8583",{"$f":"IF($C$10=2012,profiles!C8587,IF($C$10=2013,profiles!E8587,IF($C$10=2014,profiles!G8587,IF($C$10=2015,profiles!I8587,IF($C$10=2016,profiles!K8587)))))","v":51.48},{"$f":"IF($C$10=2012,profiles!D8587,IF($C$10=2013,profiles!F8587,IF($C$10=2014,profiles!H8587,IF($C$10=2015,profiles!J8587,IF($C$10=2016,profiles!L8587)))))","v":0.34700574241181298},69.401148482362601,17.921148482362604,51.48,0,7.9211484823626037,10,0,736.08086093378245,0,-17.921148482362604]
["h8584",{"$f":"IF($C$10=2012,profiles!C8588,IF($C$10=2013,profiles!E8588,IF($C$10=2014,profiles!G8588,IF($C$10=2015,profiles!I8588,IF($C$10=2016,profiles!K8588)))))","v":50.359000000000002},{"$f":"IF($C$10=2012,profiles!D8588,IF($C$10=2013,profiles!F8588,IF($C$10=2014,profiles!H8588,IF($C$10=2015,profiles!J8588,IF($C$10=2016,profiles!L8588)))))","v":0.30531610161513739},61.06322032302748,10.704220323027478,50.359000000000002,0,0.70422032302747795,10,{"$f":"MIN(MAX(0,G8601),K8600*$F$3)","v":0},744.18086093378247,0,-10.704220323027478]
["h8585",{"$f":"IF($C$10=2012,profiles!C8589,IF($C$10=2013,profiles!E8589,IF($C$10=2014,profiles!G8589,IF($C$10=2015,profiles!I8589,IF($C$10=2016,profiles!K8589)))))","v":51.966999999999999},{"$f":"IF($C$10=2012,profiles!D8589,IF($C$10=2013,profiles!F8589,IF($C$10=2014,profiles!H8589,IF($C$10=2015,profiles!J8589,IF($C$10=2016,profiles!L8589)))))","v":0.27208542341881953},54.417084683763903,2.4500846837639045,51.966999999999999,0,0,2.4500846837639045,0,746.1654295276312,0,-2.4500846837639045]
["h8586",{"$f":"IF($C$10=2012,profiles!C8590,IF($C$10=2013,profiles!E8590,IF($C$10=2014,profiles!G8590,IF($C$10=2015,profiles!I8590,IF($C$10=2016,profiles!K8590)))))","v":54.395000000000003},{"$f":"IF($C$10=2012,profiles!D8590,IF($C$10=2013,profiles!F8590,IF($C$10=2014,profiles!H8590,IF($C$10=2015,profiles!J8590,IF($C$10=2016,profiles!L8590)))))","v":0.25500611896340725},51.001223792681451,0,51.001223792681451,3.3937762073185525,0,0,3.3937762073185525,742.50044442253557,0,3.3937762073185525]
["h8587",{"$f":"IF($C$10=2012,profiles!C8591,IF($C$10=2013,profiles!E8591,IF($C$10=2014,profiles!G8591,IF($C$10=2015,profiles!I8591,IF($C$10=2016,profiles!K8591)))))","v":52.76},{"$f":"IF($C$10=2012,profiles!D8591,IF($C$10=2013,profiles!F8591,IF($C$10=2014,profiles!H8591,IF($C$10=2015,profiles!J8591,IF($C$10=2016,profiles!L8591)))))","v":0.24481232937505884},48.962465875011766,0,48.962465875011766,3.797534124988232,0,0,3.797534124988232,738.39943564825023,0,3.797534124988232]
["h8588",{"$f":"IF($C$10=2012,profiles!C8592,IF($C$10=2013,profiles!E8592,IF($C$10=2014,profiles!G8592,IF($C$10=2015,profiles!I8592,IF($C$10=2016,profiles!K8592)))))","v":49.496000000000002},{"$f":"IF($C$10=2012,profiles!D8592,IF($C$10=2013,profiles!F8592,IF($C$10=2014,profiles!H8592,IF($C$10=2015,profiles!J8592,IF($C$10=2016,profiles!L8592)))))","v":0.24120819268683011},48.241638537366022,0,48.241638537366022,1.2543614626339803,0,0,1.2543614626339803,737.0448336367665,0,1.2543614626339803]
["h8589",{"$f":"IF($C$10=2012,profiles!C8593,IF($C$10=2013,profiles!E8593,IF($C$10=2014,profiles!G8593,IF($C$10=2015,profiles!I8593,IF($C$10=2016,profiles!K8593)))))","v":47.215000000000003},{"$f":"IF($C$10=2012,profiles!D8593,IF($C$10=2013,profiles!F8593,IF($C$10=2014,profiles!H8593,IF($C$10=2015,profiles!J8593,IF($C$10=2016,profiles!L8593)))))","v":0.23980957247945778},47.961914495891556,0.74691449589155212,47.215000000000003,0,0,0.74691449589155212,0,737.64983437843864,0,-0.74691449589155212]
["h8590",{"$f":"IF($C$10=2012,profiles!C8594,IF($C$10=2013,profiles!E8594,IF($C$10=2014,profiles!G8594,IF($C$10=2015,profiles!I8594,IF($C$10=2016,profiles!K8594)))))","v":46.688000000000002},{"$f":"IF($C$10=2012,profiles!D8594,IF($C$10=2013,profiles!F8594,IF($C$10=2014,profiles!H8594,IF($C$10=2015,profiles!J8594,IF($C$10=2016,profiles!L8594)))))","v":0.23001923102785138},46.003846205570277,0,46.003846205570277,0.68415379442972579,0,0,0.68415379442972579,736.91100738661385,0,0.68415379442972579]
["h8591",{"$f":"IF($C$10=2012,profiles!C8595,IF($C$10=2013,profiles!E8595,IF($C$10=2014,profiles!G8595,IF($C$10=2015,profiles!I8595,IF($C$10=2016,profiles!K8595)))))","v":47.064999999999998},{"$f":"IF($C$10=2012,profiles!D8595,IF($C$10=2013,profiles!F8595,IF($C$10=2014,profiles!H8595,IF($C$10=2015,profiles!J8595,IF($C$10=2016,profiles!L8595)))))","v":0.22313371616078753},44.626743232157509,0,44.626743232157509,2.4382567678424891,0,0,2.4382567678424891,734.27790072587686,0,2.4382567678424891]
["h8592",{"$f":"IF($C$10=2012,profiles!C8596,IF($C$10=2013,profiles!E8596,IF($C$10=2014,profiles!G8596,IF($C$10=2015,profiles!I8596,IF($C$10=2016,profiles!K8596)))))","v":44.66},{"$f":"IF($C$10=2012,profiles!D8596,IF($C$10=2013,profiles!F8596,IF($C$10=2014,profiles!H8596,IF($C$10=2015,profiles!J8596,IF($C$10=2016,profiles!L8596)))))","v":0.23408060893772106},46.816121787544212,2.1561217875442154,44.66,0,0,2.1561217875442154,0,736.02435937378766,0,-2.1561217875442154]
["h8593",{"$f":"IF($C$10=2012,profiles!C8597,IF($C$10=2013,profiles!E8597,IF($C$10=2014,profiles!G8597,IF($C$10=2015,profiles!I8597,IF($C$10=2016,profiles!K8597)))))","v":41.487000000000002},{"$f":"IF($C$10=2012,profiles!D8597,IF($C$10=2013,profiles!F8597,IF($C$10=2014,profiles!H8597,IF($C$10=2015,profiles!J8597,IF($C$10=2016,profiles!L8597)))))","v":0.22681854247636465},45.363708495272931,3.8767084952729292,41.487000000000002,0,0,3.8767084952729292,0,739.16449325495876,0,-3.8767084952729292]
["h8594",{"$f":"IF($C$10=2012,profiles!C8598,IF($C$10=2013,profiles!E8598,IF($C$10=2014,profiles!G8598,IF($C$10=2015,profiles!I8598,IF($C$10=2016,profiles!K8598)))))","v":39.033999999999999},{"$f":"IF($C$10=2012,profiles!D8598,IF($C$10=2013,profiles!F8598,IF($C$10=2014,profiles!H8598,IF($C$10=2015,profiles!J8598,IF($C$10=2016,profiles!L8598)))))","v":0.23281647144259607},46.563294288519216,7.5292942885192176,39.033999999999999,0,0,7.5292942885192176,0,745.26322162865927,0,-7.5292942885192176]
["h8595",{"$f":"IF($C$10=2012,profiles!C8599,IF($C$10=2013,profiles!E8599,IF($C$10=2014,profiles!G8599,IF($C$10=2015,profiles!I8599,IF($C$10=2016,profiles!K8599)))))","v":37.904000000000003},{"$f":"IF($C$10=2012,profiles!D8599,IF($C$10=2013,profiles!F8599,IF($C$10=2014,profiles!H8599,IF($C$10=2015,profiles!J8599,IF($C$10=2016,profiles!L8599)))))","v":0.23997095173415459},47.994190346830919,10.090190346830916,37.904000000000003,0,9.0190346830915757E-2,10,0,753.36322162865929,0,-10.090190346830916]
["h8596",{"$f":"IF($C$10=2012,profiles!C8600,IF($C$10=2013,profiles!E8600,IF($C$10=2014,profiles!G8600,IF($C$10=2015,profiles!I8600,IF($C$10=2016,profiles!K8600)))))","v":37.718000000000004},{"$f":"IF($C$10=2012,profiles!D8600,IF($C$10=2013,profiles!F8600,IF($C$10=2014,profiles!H8600,IF($C$10=2015,profiles!J8600,IF($C$10=2016,profiles!L8600)))))","v":0.24447612259444049},48.895224518888099,11.177224518888096,37.718000000000004,0,1.1772245188880959,10,0,761.46322162865931,0,-11.177224518888096]
["h8597",{"$f":"IF($C$10=2012,profiles!C8601,IF($C$10=2013,profiles!E8601,IF($C$10=2014,profiles!G8601,IF($C$10=2015,profiles!I8601,IF($C$10=2016,profiles!K8601)))))","v":38.090000000000003},{"$f":"IF($C$10=2012,profiles!D8601,IF($C$10=2013,profiles!F8601,IF($C$10=2014,profiles!H8601,IF($C$10=2015,profiles!J8601,IF($C$10=2016,profiles!L8601)))))","v":0.25569198079586869},51.138396159173737,13.048396159173734,38.090000000000003,0,3.0483961591737341,10,0,769.56322162865933,0,-13.048396159173734]
["h8598",{"$f":"IF($C$10=2012,profiles!C8602,IF($C$10=2013,profiles!E8602,IF($C$10=2014,profiles!G8602,IF($C$10=2015,profiles!I8602,IF($C$10=2016,profiles!K8602)))))","v":38.302},{"$f":"IF($C$10=2012,profiles!D8602,IF($C$10=2013,profiles!F8602,IF($C$10=2014,profiles!H8602,IF($C$10=2015,profiles!J8602,IF($C$10=2016,profiles!L8602)))))","v":0.25565163598219448},51.130327196438898,12.828327196438899,38.302,0,2.8283271964388987,10,0,777.66322162865936,0,-12.828327196438899]
["h8599",{"$f":"IF($C$10=2012,profiles!C8603,IF($C$10=2013,profiles!E8603,IF($C$10=2014,profiles!G8603,IF($C$10=2015,profiles!I8603,IF($C$10=2016,profiles!K8603)))))","v":37.917999999999999},{"$f":"IF($C$10=2012,profiles!D8603,IF($C$10=2013,profiles!F8603,IF($C$10=2014,profiles!H8603,IF($C$10=2015,profiles!J8603,IF($C$10=2016,profiles!L8603)))))","v":0.26363990908968654},52.727981817937305,14.809981817937306,37.917999999999999,0,4.8099818179373059,10,0,785.76322162865938,0,-14.809981817937306]
["h8600",{"$f":"IF($C$10=2012,profiles!C8604,IF($C$10=2013,profiles!E8604,IF($C$10=2014,profiles!G8604,IF($C$10=2015,profiles!I8604,IF($C$10=2016,profiles!K8604)))))","v":39.784999999999997},{"$f":"IF($C$10=2012,profiles!D8604,IF($C$10=2013,profiles!F8604,IF($C$10=2014,profiles!H8604,IF($C$10=2015,profiles!J8604,IF($C$10=2016,profiles!L8604)))))","v":0.27246197501311209},54.492395002622416,14.70739500262242,39.784999999999997,0,4.7073950026224196,10,0,793.8632216286594,0,-14.70739500262242]
["h8601",{"$f":"IF($C$10=2012,profiles!C8605,IF($C$10=2013,profiles!E8605,IF($C$10=2014,profiles!G8605,IF($C$10=2015,profiles!I8605,IF($C$10=2016,profiles!K8605)))))","v":42.914000000000001},{"$f":"IF($C$10=2012,profiles!D8605,IF($C$10=2013,profiles!F8605,IF($C$10=2014,profiles!H8605,IF($C$10=2015,profiles!J8605,IF($C$10=2016,profiles!L8605)))))","v":0.28004679998386206},56.00935999677241,13.095359996772409,42.914000000000001,0,3.0953599967724088,10,0,801.96322162865943,0,-13.095359996772409]
["h8602",{"$f":"IF($C$10=2012,profiles!C8606,IF($C$10=2013,profiles!E8606,IF($C$10=2014,profiles!G8606,IF($C$10=2015,profiles!I8606,IF($C$10=2016,profiles!K8606)))))","v":47.213999999999999},{"$f":"IF($C$10=2012,profiles!D8606,IF($C$10=2013,profiles!F8606,IF($C$10=2014,profiles!H8606,IF($C$10=2015,profiles!J8606,IF($C$10=2016,profiles!L8606)))))","v":0.29533748436638468},59.067496873276937,11.853496873276939,47.213999999999999,0,1.8534968732769386,10,0,810.06322162865945,0,-11.853496873276939]
["h8603",{"$f":"IF($C$10=2012,profiles!C8607,IF($C$10=2013,profiles!E8607,IF($C$10=2014,profiles!G8607,IF($C$10=2015,profiles!I8607,IF($C$10=2016,profiles!K8607)))))","v":50.284999999999997},{"$f":"IF($C$10=2012,profiles!D8607,IF($C$10=2013,profiles!F8607,IF($C$10=2014,profiles!H8607,IF($C$10=2015,profiles!J8607,IF($C$10=2016,profiles!L8607)))))","v":0.32430506058446185},64.861012116892368,14.576012116892372,50.284999999999997,0,4.5760121168923718,10,0,818.16322162865947,0,-14.576012116892372]
["h8604",{"$f":"IF($C$10=2012,profiles!C8608,IF($C$10=2013,profiles!E8608,IF($C$10=2014,profiles!G8608,IF($C$10=2015,profiles!I8608,IF($C$10=2016,profiles!K8608)))))","v":52.801000000000002},{"$f":"IF($C$10=2012,profiles!D8608,IF($C$10=2013,profiles!F8608,IF($C$10=2014,profiles!H8608,IF($C$10=2015,profiles!J8608,IF($C$10=2016,profiles!L8608)))))","v":0.34481367420218129},68.962734840436255,16.161734840436253,52.801000000000002,0,6.1617348404362531,10,0,826.26322162865949,0,-16.161734840436253]
["h8605",{"$f":"IF($C$10=2012,profiles!C8609,IF($C$10=2013,profiles!E8609,IF($C$10=2014,profiles!G8609,IF($C$10=2015,profiles!I8609,IF($C$10=2016,profiles!K8609)))))","v":51.401000000000003},{"$f":"IF($C$10=2012,profiles!D8609,IF($C$10=2013,profiles!F8609,IF($C$10=2014,profiles!H8609,IF($C$10=2015,profiles!J8609,IF($C$10=2016,profiles!L8609)))))","v":0.34094057208945788},68.188114417891583,16.78711441789158,51.401000000000003,0,6.7871144178915799,10,0,834.36322162865952,0,-16.78711441789158]
["h8606",{"$f":"IF($C$10=2012,profiles!C8610,IF($C$10=2013,profiles!E8610,IF($C$10=2014,profiles!G8610,IF($C$10=2015,profiles!I8610,IF($C$10=2016,profiles!K8610)))))","v":48.307000000000002},{"$f":"IF($C$10=2012,profiles!D8610,IF($C$10=2013,profiles!F8610,IF($C$10=2014,profiles!H8610,IF($C$10=2015,profiles!J8610,IF($C$10=2016,profiles!L8610)))))","v":0.31573851181430629},63.14770236286126,14.840702362861258,48.307000000000002,0,4.8407023628612578,10,0,842.46322162865954,0,-14.840702362861258]
["h8607",{"$f":"IF($C$10=2012,profiles!C8611,IF($C$10=2013,profiles!E8611,IF($C$10=2014,profiles!G8611,IF($C$10=2015,profiles!I8611,IF($C$10=2016,profiles!K8611)))))","v":47.024000000000001},{"$f":"IF($C$10=2012,profiles!D8611,IF($C$10=2013,profiles!F8611,IF($C$10=2014,profiles!H8611,IF($C$10=2015,profiles!J8611,IF($C$10=2016,profiles!L8611)))))","v":0.29755644911846585},59.511289823693168,12.487289823693168,47.024000000000001,0,2.4872898236931675,10,0,850.56322162865956,0,-12.487289823693168]
["h8608",{"$f":"IF($C$10=2012,profiles!C8612,IF($C$10=2013,profiles!E8612,IF($C$10=2014,profiles!G8612,IF($C$10=2015,profiles!I8612,IF($C$10=2016,profiles!K8612)))))","v":46.347000000000001},{"$f":"IF($C$10=2012,profiles!D8612,IF($C$10=2013,profiles!F8612,IF($C$10=2014,profiles!H8612,IF($C$10=2015,profiles!J8612,IF($C$10=2016,profiles!L8612)))))","v":0.26216059925496576},52.432119850993153,6.0851198509931521,46.347000000000001,0,0,6.0851198509931521,0,855.49216870796397,0,-6.0851198509931521]
["h8609",{"$f":"IF($C$10=2012,profiles!C8613,IF($C$10=2013,profiles!E8613,IF($C$10=2014,profiles!G8613,IF($C$10=2015,profiles!I8613,IF($C$10=2016,profiles!K8613)))))","v":48.036000000000001},{"$f":"IF($C$10=2012,profiles!D8613,IF($C$10=2013,profiles!F8613,IF($C$10=2014,profiles!H8613,IF($C$10=2015,profiles!J8613,IF($C$10=2016,profiles!L8613)))))","v":0.23613819443510536},47.227638887021072,0,47.227638887021072,0.80836111297892899,0,0,0.80836111297892899,854.61920854275991,0,0.80836111297892899]
["h8610",{"$f":"IF($C$10=2012,profiles!C8614,IF($C$10=2013,profiles!E8614,IF($C$10=2014,profiles!G8614,IF($C$10=2015,profiles!I8614,IF($C$10=2016,profiles!K8614)))))","v":51.195},{"$f":"IF($C$10=2012,profiles!D8614,IF($C$10=2013,profiles!F8614,IF($C$10=2014,profiles!H8614,IF($C$10=2015,profiles!J8614,IF($C$10=2016,profiles!L8614)))))","v":0.21470165010287928},42.940330020575857,0,42.940330020575857,8.2546699794241434,0,0,8.2546699794241434,845.70487811141629,0,8.2546699794241434]
["h8611",{"$f":"IF($C$10=2012,profiles!C8615,IF($C$10=2013,profiles!E8615,IF($C$10=2014,profiles!G8615,IF($C$10=2015,profiles!I8615,IF($C$10=2016,profiles!K8615)))))","v":51.819000000000003},{"$f":"IF($C$10=2012,profiles!D8615,IF($C$10=2013,profiles!F8615,IF($C$10=2014,profiles!H8615,IF($C$10=2015,profiles!J8615,IF($C$10=2016,profiles!L8615)))))","v":0.19204131308920239},38.408262617840478,0,38.408262617840478,13.410737382159525,0,0,13.410737382159525,831.22244033370623,0,13.410737382159525]
["h8612",{"$f":"IF($C$10=2012,profiles!C8616,IF($C$10=2013,profiles!E8616,IF($C$10=2014,profiles!G8616,IF($C$10=2015,profiles!I8616,IF($C$10=2016,profiles!K8616)))))","v":50.896999999999998},{"$f":"IF($C$10=2012,profiles!D8616,IF($C$10=2013,profiles!F8616,IF($C$10=2014,profiles!H8616,IF($C$10=2015,profiles!J8616,IF($C$10=2016,profiles!L8616)))))","v":0.17646821501096033},35.293643002192063,0,35.293643002192063,15.603356997807936,0,0,15.603356997807936,814.37216279827646,0,15.603356997807936]
["h8613",{"$f":"IF($C$10=2012,profiles!C8617,IF($C$10=2013,profiles!E8617,IF($C$10=2014,profiles!G8617,IF($C$10=2015,profiles!I8617,IF($C$10=2016,profiles!K8617)))))","v":49.350999999999999},{"$f":"IF($C$10=2012,profiles!D8617,IF($C$10=2013,profiles!F8617,IF($C$10=2014,profiles!H8617,IF($C$10=2015,profiles!J8617,IF($C$10=2016,profiles!L8617)))))","v":0.16237442676743905},32.474885353487807,0,32.474885353487807,16.876114646512193,0,0,16.876114646512193,796.14741695971043,0,16.876114646512193]
["h8614",{"$f":"IF($C$10=2012,profiles!C8618,IF($C$10=2013,profiles!E8618,IF($C$10=2014,profiles!G8618,IF($C$10=2015,profiles!I8618,IF($C$10=2016,profiles!K8618)))))","v":48.353999999999999},{"$f":"IF($C$10=2012,profiles!D8618,IF($C$10=2013,profiles!F8618,IF($C$10=2014,profiles!H8618,IF($C$10=2015,profiles!J8618,IF($C$10=2016,profiles!L8618)))))","v":0.14230960610013582},28.461921220027165,0,28.461921220027165,19.892078779972834,0,0,19.892078779972834,774.66569041546336,0,19.892078779972834]
["h8615",{"$f":"IF($C$10=2012,profiles!C8619,IF($C$10=2013,profiles!E8619,IF($C$10=2014,profiles!G8619,IF($C$10=2015,profiles!I8619,IF($C$10=2016,profiles!K8619)))))","v":47.981999999999999},{"$f":"IF($C$10=2012,profiles!D8619,IF($C$10=2013,profiles!F8619,IF($C$10=2014,profiles!H8619,IF($C$10=2015,profiles!J8619,IF($C$10=2016,profiles!L8619)))))","v":0.11264271977837249},22.5285439556745,0,22.5285439556745,25.453456044325499,0,0,25.453456044325499,747.17815689027384,0,25.453456044325499]
["h8616",{"$f":"IF($C$10=2012,profiles!C8620,IF($C$10=2013,profiles!E8620,IF($C$10=2014,profiles!G8620,IF($C$10=2015,profiles!I8620,IF($C$10=2016,profiles!K8620)))))","v":45.061},{"$f":"IF($C$10=2012,profiles!D8620,IF($C$10=2013,profiles!F8620,IF($C$10=2014,profiles!H8620,IF($C$10=2015,profiles!J8620,IF($C$10=2016,profiles!L8620)))))","v":8.4428246748880428E-2},16.885649349776084,0,16.885649349776084,28.175350650223915,0,0,28.175350650223915,716.75121234359574,0,28.175350650223915]
["h8617",{"$f":"IF($C$10=2012,profiles!C8621,IF($C$10=2013,profiles!E8621,IF($C$10=2014,profiles!G8621,IF($C$10=2015,profiles!I8621,IF($C$10=2016,profiles!K8621)))))","v":41.718000000000004},{"$f":"IF($C$10=2012,profiles!D8621,IF($C$10=2013,profiles!F8621,IF($C$10=2014,profiles!H8621,IF($C$10=2015,profiles!J8621,IF($C$10=2016,profiles!L8621)))))","v":6.8579727294731468E-2},13.715945458946294,0,13.715945458946294,28.00205454105371,0,0,28.00205454105371,686.5114126232354,0,28.00205454105371]
["h8618",{"$f":"IF($C$10=2012,profiles!C8622,IF($C$10=2013,profiles!E8622,IF($C$10=2014,profiles!G8622,IF($C$10=2015,profiles!I8622,IF($C$10=2016,profiles!K8622)))))","v":39.527999999999999},{"$f":"IF($C$10=2012,profiles!D8622,IF($C$10=2013,profiles!F8622,IF($C$10=2014,profiles!H8622,IF($C$10=2015,profiles!J8622,IF($C$10=2016,profiles!L8622)))))","v":5.2416426861737891E-2},10.483285372347579,0,10.483285372347579,29.044714627652418,0,0,29.044714627652418,655.14563008797359,0,29.044714627652418]
["h8619",{"$f":"IF($C$10=2012,profiles!C8623,IF($C$10=2013,profiles!E8623,IF($C$10=2014,profiles!G8623,IF($C$10=2015,profiles!I8623,IF($C$10=2016,profiles!K8623)))))","v":38.652999999999999},{"$f":"IF($C$10=2012,profiles!D8623,IF($C$10=2013,profiles!F8623,IF($C$10=2014,profiles!H8623,IF($C$10=2015,profiles!J8623,IF($C$10=2016,profiles!L8623)))))","v":4.2828712045827395E-2},8.5657424091654786,0,8.5657424091654786,30.087257590834518,0,0,30.087257590834518,622.65399122098165,0,30.087257590834518]
["h8620",{"$f":"IF($C$10=2012,profiles!C8624,IF($C$10=2013,profiles!E8624,IF($C$10=2014,profiles!G8624,IF($C$10=2015,profiles!I8624,IF($C$10=2016,profiles!K8624)))))","v":38.457000000000001},{"$f":"IF($C$10=2012,profiles!D8624,IF($C$10=2013,profiles!F8624,IF($C$10=2014,profiles!H8624,IF($C$10=2015,profiles!J8624,IF($C$10=2016,profiles!L8624)))))","v":3.4195734609902377E-2},6.8391469219804755,0,6.8391469219804755,31.617853078019525,0,0,31.617853078019525,588.5094414607014,0,31.617853078019525]
["h8621",{"$f":"IF($C$10=2012,profiles!C8625,IF($C$10=2013,profiles!E8625,IF($C$10=2014,profiles!G8625,IF($C$10=2015,profiles!I8625,IF($C$10=2016,profiles!K8625)))))","v":38.518000000000001},{"$f":"IF($C$10=2012,profiles!D8625,IF($C$10=2013,profiles!F8625,IF($C$10=2014,profiles!H8625,IF($C$10=2015,profiles!J8625,IF($C$10=2016,profiles!L8625)))))","v":2.7283973859021596E-2},5.4567947718043195,0,5.4567947718043195,33.061205228195682,0,0,33.061205228195682,552.80619607388098,0,33.061205228195682]
["h8622",{"$f":"IF($C$10=2012,profiles!C8626,IF($C$10=2013,profiles!E8626,IF($C$10=2014,profiles!G8626,IF($C$10=2015,profiles!I8626,IF($C$10=2016,profiles!K8626)))))","v":38.405000000000001},{"$f":"IF($C$10=2012,profiles!D8626,IF($C$10=2013,profiles!F8626,IF($C$10=2014,profiles!H8626,IF($C$10=2015,profiles!J8626,IF($C$10=2016,profiles!L8626)))))","v":2.6140978404109404E-2},5.228195680821881,0,5.228195680821881,33.176804319178117,0,0,33.176804319178117,516.97811365576206,0,33.176804319178117]
["h8623",{"$f":"IF($C$10=2012,profiles!C8627,IF($C$10=2013,profiles!E8627,IF($C$10=2014,profiles!G8627,IF($C$10=2015,profiles!I8627,IF($C$10=2016,profiles!K8627)))))","v":38.174999999999997},{"$f":"IF($C$10=2012,profiles!D8627,IF($C$10=2013,profiles!F8627,IF($C$10=2014,profiles!H8627,IF($C$10=2015,profiles!J8627,IF($C$10=2016,profiles!L8627)))))","v":2.5199688029475836E-2},5.039937605895167,0,5.039937605895167,33.135062394104828,0,0,33.135062394104828,481.19510891050845,0,33.135062394104828]
["h8624",{"$f":"IF($C$10=2012,profiles!C8628,IF($C$10=2013,profiles!E8628,IF($C$10=2014,profiles!G8628,IF($C$10=2015,profiles!I8628,IF($C$10=2016,profiles!K8628)))))","v":40.009},{"$f":"IF($C$10=2012,profiles!D8628,IF($C$10=2013,profiles!F8628,IF($C$10=2014,profiles!H8628,IF($C$10=2015,profiles!J8628,IF($C$10=2016,profiles!L8628)))))","v":2.1138692413199579E-2},4.227738482639916,0,4.227738482639916,35.781261517360086,0,0,35.781261517360086,442.55443772545436,0,35.781261517360086]
["h8625",{"$f":"IF($C$10=2012,profiles!C8629,IF($C$10=2013,profiles!E8629,IF($C$10=2014,profiles!G8629,IF($C$10=2015,profiles!I8629,IF($C$10=2016,profiles!K8629)))))","v":43.125999999999998},{"$f":"IF($C$10=2012,profiles!D8629,IF($C$10=2013,profiles!F8629,IF($C$10=2014,profiles!H8629,IF($C$10=2015,profiles!J8629,IF($C$10=2016,profiles!L8629)))))","v":1.8193798241131699E-2},3.6387596482263396,0,3.6387596482263396,39.487240351773657,0,0,39.487240351773657,399.91162957019122,0,39.487240351773657]
["h8626",{"$f":"IF($C$10=2012,profiles!C8630,IF($C$10=2013,profiles!E8630,IF($C$10=2014,profiles!G8630,IF($C$10=2015,profiles!I8630,IF($C$10=2016,profiles!K8630)))))","v":46.622999999999998},{"$f":"IF($C$10=2012,profiles!D8630,IF($C$10=2013,profiles!F8630,IF($C$10=2014,profiles!H8630,IF($C$10=2015,profiles!J8630,IF($C$10=2016,profiles!L8630)))))","v":2.8991743538713928E-2},5.798348707742786,0,5.798348707742786,40.824651292257215,0,0,40.824651292257215,355.82453314226768,0,40.824651292257215]
["h8627",{"$f":"IF($C$10=2012,profiles!C8631,IF($C$10=2013,profiles!E8631,IF($C$10=2014,profiles!G8631,IF($C$10=2015,profiles!I8631,IF($C$10=2016,profiles!K8631)))))","v":49.109000000000002},{"$f":"IF($C$10=2012,profiles!D8631,IF($C$10=2013,profiles!F8631,IF($C$10=2014,profiles!H8631,IF($C$10=2015,profiles!J8631,IF($C$10=2016,profiles!L8631)))))","v":4.7024177715622728E-2},9.4048355431245447,0,9.4048355431245447,39.704164456875461,0,0,39.704164456875461,312.94746569423802,0,39.704164456875461]
["h8628",{"$f":"IF($C$10=2012,profiles!C8632,IF($C$10=2013,profiles!E8632,IF($C$10=2014,profiles!G8632,IF($C$10=2015,profiles!I8632,IF($C$10=2016,profiles!K8632)))))","v":51.396000000000001},{"$f":"IF($C$10=2012,profiles!D8632,IF($C$10=2013,profiles!F8632,IF($C$10=2014,profiles!H8632,IF($C$10=2015,profiles!J8632,IF($C$10=2016,profiles!L8632)))))","v":6.4868353817604821E-2},12.973670763520964,0,12.973670763520964,38.422329236479037,0,0,38.422329236479037,271.45466954253277,0,38.422329236479037]
["h8629",{"$f":"IF($C$10=2012,profiles!C8633,IF($C$10=2013,profiles!E8633,IF($C$10=2014,profiles!G8633,IF($C$10=2015,profiles!I8633,IF($C$10=2016,profiles!K8633)))))","v":50.454000000000001},{"$f":"IF($C$10=2012,profiles!D8633,IF($C$10=2013,profiles!F8633,IF($C$10=2014,profiles!H8633,IF($C$10=2015,profiles!J8633,IF($C$10=2016,profiles!L8633)))))","v":7.0206814942312346E-2},14.041362988462469,0,14.041362988462469,36.412637011537534,0,0,36.412637011537534,232.13216737024601,0,36.412637011537534]
["h8630",{"$f":"IF($C$10=2012,profiles!C8634,IF($C$10=2013,profiles!E8634,IF($C$10=2014,profiles!G8634,IF($C$10=2015,profiles!I8634,IF($C$10=2016,profiles!K8634)))))","v":48.076000000000001},{"$f":"IF($C$10=2012,profiles!D8634,IF($C$10=2013,profiles!F8634,IF($C$10=2014,profiles!H8634,IF($C$10=2015,profiles!J8634,IF($C$10=2016,profiles!L8634)))))","v":6.2299975795390365E-2},12.459995159078073,0,12.459995159078073,35.616004840921931,0,0,35.616004840921931,193.66995911871044,0,35.616004840921931]
["h8631",{"$f":"IF($C$10=2012,profiles!C8635,IF($C$10=2013,profiles!E8635,IF($C$10=2014,profiles!G8635,IF($C$10=2015,profiles!I8635,IF($C$10=2016,profiles!K8635)))))","v":47.051000000000002},{"$f":"IF($C$10=2012,profiles!D8635,IF($C$10=2013,profiles!F8635,IF($C$10=2014,profiles!H8635,IF($C$10=2015,profiles!J8635,IF($C$10=2016,profiles!L8635)))))","v":4.3460721297367076E-2},8.692144259473416,0,8.692144259473416,38.358855740526586,0,0,38.358855740526586,152.2457088589625,0,38.358855740526586]
["h8632",{"$f":"IF($C$10=2012,profiles!C8636,IF($C$10=2013,profiles!E8636,IF($C$10=2014,profiles!G8636,IF($C$10=2015,profiles!I8636,IF($C$10=2016,profiles!K8636)))))","v":46.741},{"$f":"IF($C$10=2012,profiles!D8636,IF($C$10=2013,profiles!F8636,IF($C$10=2014,profiles!H8636,IF($C$10=2015,profiles!J8636,IF($C$10=2016,profiles!L8636)))))","v":2.1837936691498805E-2},4.367587338299761,0,4.367587338299761,42.373412661700236,0,0,42.373412661700236,106.48608395431862,0,42.373412661700236]
["h8633",{"$f":"IF($C$10=2012,profiles!C8637,IF($C$10=2013,profiles!E8637,IF($C$10=2014,profiles!G8637,IF($C$10=2015,profiles!I8637,IF($C$10=2016,profiles!K8637)))))","v":48.999000000000002},{"$f":"IF($C$10=2012,profiles!D8637,IF($C$10=2013,profiles!F8637,IF($C$10=2014,profiles!H8637,IF($C$10=2015,profiles!J8637,IF($C$10=2016,profiles!L8637)))))","v":1.4146249630207353E-2},2.8292499260414705,0,2.8292499260414705,46.169750073958532,0,0,46.169750073958532,56.626742621750012,0,46.169750073958532]
["h8634",{"$f":"IF($C$10=2012,profiles!C8638,IF($C$10=2013,profiles!E8638,IF($C$10=2014,profiles!G8638,IF($C$10=2015,profiles!I8638,IF($C$10=2016,profiles!K8638)))))","v":52.454000000000001},{"$f":"IF($C$10=2012,profiles!D8638,IF($C$10=2013,profiles!F8638,IF($C$10=2014,profiles!H8638,IF($C$10=2015,profiles!J8638,IF($C$10=2016,profiles!L8638)))))","v":1.6593604604254634E-2},3.318720920850927,0,3.318720920850927,49.135279079149072,0,0,49.135279079149072,3.5648861647855767,0,49.135279079149072]
["h8635",{"$f":"IF($C$10=2012,profiles!C8639,IF($C$10=2013,profiles!E8639,IF($C$10=2014,profiles!G8639,IF($C$10=2015,profiles!I8639,IF($C$10=2016,profiles!K8639)))))","v":53.301000000000002},{"$f":"IF($C$10=2012,profiles!D8639,IF($C$10=2013,profiles!F8639,IF($C$10=2014,profiles!H8639,IF($C$10=2015,profiles!J8639,IF($C$10=2016,profiles!L8639)))))","v":1.8933383535486646E-2},3.7866767070973291,0,3.7866767070973291,49.514323292902674,0,0,3.3010845885914444,0,46.21323870431123,49.514323292902674]
["h8636",{"$f":"IF($C$10=2012,profiles!C8640,IF($C$10=2013,profiles!E8640,IF($C$10=2014,profiles!G8640,IF($C$10=2015,profiles!I8640,IF($C$10=2016,profiles!K8640)))))","v":52.383000000000003},{"$f":"IF($C$10=2012,profiles!D8640,IF($C$10=2013,profiles!F8640,IF($C$10=2014,profiles!H8640,IF($C$10=2015,profiles!J8640,IF($C$10=2016,profiles!L8640)))))","v":2.1636231611220181E-2},4.3272463222440365,0,4.3272463222440365,48.055753677755966,0,0,0,0,48.055753677755966,48.055753677755966]
["h8637",{"$f":"IF($C$10=2012,profiles!C8641,IF($C$10=2013,profiles!E8641,IF($C$10=2014,profiles!G8641,IF($C$10=2015,profiles!I8641,IF($C$10=2016,profiles!K8641)))))","v":50.671999999999997},{"$f":"IF($C$10=2012,profiles!D8641,IF($C$10=2013,profiles!F8641,IF($C$10=2014,profiles!H8641,IF($C$10=2015,profiles!J8641,IF($C$10=2016,profiles!L8641)))))","v":2.6342683484388028E-2},5.2685366968776055,0,5.2685366968776055,45.403463303122393,0,0,0,0,45.403463303122393,45.403463303122393]
["h8638",{"$f":"IF($C$10=2012,profiles!C8642,IF($C$10=2013,profiles!E8642,IF($C$10=2014,profiles!G8642,IF($C$10=2015,profiles!I8642,IF($C$10=2016,profiles!K8642)))))","v":49.604999999999997},{"$f":"IF($C$10=2012,profiles!D8642,IF($C$10=2013,profiles!F8642,IF($C$10=2014,profiles!H8642,IF($C$10=2015,profiles!J8642,IF($C$10=2016,profiles!L8642)))))","v":2.8292499260414706E-2},5.658499852082941,0,5.658499852082941,43.946500147917057,0,0,0,0,43.946500147917057,43.946500147917057]
["h8639",{"$f":"IF($C$10=2012,profiles!C8643,IF($C$10=2013,profiles!E8643,IF($C$10=2014,profiles!G8643,IF($C$10=2015,profiles!I8643,IF($C$10=2016,profiles!K8643)))))","v":49.41},{"$f":"IF($C$10=2012,profiles!D8643,IF($C$10=2013,profiles!F8643,IF($C$10=2014,profiles!H8643,IF($C$10=2015,profiles!J8643,IF($C$10=2016,profiles!L8643)))))","v":3.154667455557647E-2},6.3093349111152941,0,6.3093349111152941,43.100665088884703,0,0,0,0,43.100665088884703,43.100665088884703]
["h8640",{"$f":"IF($C$10=2012,profiles!C8644,IF($C$10=2013,profiles!E8644,IF($C$10=2014,profiles!G8644,IF($C$10=2015,profiles!I8644,IF($C$10=2016,profiles!K8644)))))","v":46.713000000000001},{"$f":"IF($C$10=2012,profiles!D8644,IF($C$10=2013,profiles!F8644,IF($C$10=2014,profiles!H8644,IF($C$10=2015,profiles!J8644,IF($C$10=2016,profiles!L8644)))))","v":3.5916951294946618E-2},7.1833902589893235,0,7.1833902589893235,39.529609741010674,0,0,0,0,39.529609741010674,39.529609741010674]
["h8641",{"$f":"IF($C$10=2012,profiles!C8645,IF($C$10=2013,profiles!E8645,IF($C$10=2014,profiles!G8645,IF($C$10=2015,profiles!I8645,IF($C$10=2016,profiles!K8645)))))","v":43.825000000000003},{"$f":"IF($C$10=2012,profiles!D8645,IF($C$10=2013,profiles!F8645,IF($C$10=2014,profiles!H8645,IF($C$10=2015,profiles!J8645,IF($C$10=2016,profiles!L8645)))))","v":4.3566539821699904E-2},8.7133079643399807,{"$f":"D8658-F8658","v":0},{"$f":"MIN(D8658,B8658)","v":8.7133079643399807},{"$f":"B8658-F8658","v":35.11169203566002},{"$f":"-MIN(-E8658+$C$3,0)","v":0},{"$f":"E8658-H8658","v":0},0,0,35.11169203566002,35.11169203566002]
["h8642",{"$f":"IF($C$10=2012,profiles!C8646,IF($C$10=2013,profiles!E8646,IF($C$10=2014,profiles!G8646,IF($C$10=2015,profiles!I8646,IF($C$10=2016,profiles!K8646)))))","v":41.848999999999997},{"$f":"IF($C$10=2012,profiles!D8646,IF($C$10=2013,profiles!F8646,IF($C$10=2014,profiles!H8646,IF($C$10=2015,profiles!J8646,IF($C$10=2016,profiles!L8646)))))","v":4.8541731097634766E-2},{"$f":"C8659*$C$2","v":9.7083462195269536},0,9.7083462195269536,32.140653780473045,0,0,0,0,{"$f":"MAX(G8659-J8659,0)","v":32.140653780473045},{"$f":"B8659-D8659","v":32.140653780473045}]
["h8643",{"$f":"IF($C$10=2012,profiles!C8647,IF($C$10=2013,profiles!E8647,IF($C$10=2014,profiles!G8647,IF($C$10=2015,profiles!I8647,IF($C$10=2016,profiles!K8647)))))","v":40.866999999999997},{"$f":"IF($C$10=2012,profiles!D8647,IF($C$10=2013,profiles!F8647,IF($C$10=2014,profiles!H8647,IF($C$10=2015,profiles!J8647,IF($C$10=2016,profiles!L8647)))))","v":6.4260646237007349E-2},12.85212924740147,0,12.85212924740147,28.014870752598526,0,0,0,{"$f":"K8659+I8660*$F$2-J8660/$F$3","v":0},28.014870752598526,28.014870752598526]
["h8644",{"$f":"IF($C$10=2012,profiles!C8648,IF($C$10=2013,profiles!E8648,IF($C$10=2014,profiles!G8648,IF($C$10=2015,profiles!I8648,IF($C$10=2016,profiles!K8648)))))","v":40.473999999999997},{"$f":"IF($C$10=2012,profiles!D8648,IF($C$10=2013,profiles!F8648,IF($C$10=2014,profiles!H8648,IF($C$10=2015,profiles!J8648,IF($C$10=2016,profiles!L8648)))))","v":7.3444580403124959E-2},14.688916080624992,0,14.688916080624992,25.785083919375005,0,0,0,0,25.785083919375005,25.785083919375005]
["h8645",{"$f":"IF($C$10=2012,profiles!C8649,IF($C$10=2013,profiles!E8649,IF($C$10=2014,profiles!G8649,IF($C$10=2015,profiles!I8649,IF($C$10=2016,profiles!K8649)))))","v":40.561999999999998},{"$f":"IF($C$10=2012,profiles!D8649,IF($C$10=2013,profiles!F8649,IF($C$10=2014,profiles!H8649,IF($C$10=2015,profiles!J8649,IF($C$10=2016,profiles!L8649)))))","v":8.351598112116608E-2},16.703196224233217,0,16.703196224233217,23.858803775766781,0,0,0,0,23.858803775766781,23.858803775766781]
["h8646",{"$f":"IF($C$10=2012,profiles!C8650,IF($C$10=2013,profiles!E8650,IF($C$10=2014,profiles!G8650,IF($C$10=2015,profiles!I8650,IF($C$10=2016,profiles!K8650)))))","v":40.823},{"$f":"IF($C$10=2012,profiles!D8650,IF($C$10=2013,profiles!F8650,IF($C$10=2014,profiles!H8650,IF($C$10=2015,profiles!J8650,IF($C$10=2016,profiles!L8650)))))","v":0.10328228159582621},20.656456319165244,0,20.656456319165244,20.166543680834756,0,0,0,0,20.166543680834756,20.166543680834756]
["h8647",{"$f":"IF($C$10=2012,profiles!C8651,IF($C$10=2013,profiles!E8651,IF($C$10=2014,profiles!G8651,IF($C$10=2015,profiles!I8651,IF($C$10=2016,profiles!K8651)))))","v":41.537999999999997},{"$f":"IF($C$10=2012,profiles!D8651,IF($C$10=2013,profiles!F8651,IF($C$10=2014,profiles!H8651,IF($C$10=2015,profiles!J8651,IF($C$10=2016,profiles!L8651)))))","v":0.12409740617730505},24.819481235461012,0,24.819481235461012,16.718518764538985,0,0,0,0,16.718518764538985,16.718518764538985]
["h8648",{"$f":"IF($C$10=2012,profiles!C8652,IF($C$10=2013,profiles!E8652,IF($C$10=2014,profiles!G8652,IF($C$10=2015,profiles!I8652,IF($C$10=2016,profiles!K8652)))))","v":44.328000000000003},{"$f":"IF($C$10=2012,profiles!D8652,IF($C$10=2013,profiles!F8652,IF($C$10=2014,profiles!H8652,IF($C$10=2015,profiles!J8652,IF($C$10=2016,profiles!L8652)))))","v":0.13075340531673144},26.150681063346287,0,26.150681063346287,18.177318936653716,0,0,{"$f":"MIN(MAX(0,G8665),K8664*$F$3)","v":0},0,18.177318936653716,18.177318936653716]
["h8649",{"$f":"IF($C$10=2012,profiles!C8653,IF($C$10=2013,profiles!E8653,IF($C$10=2014,profiles!G8653,IF($C$10=2015,profiles!I8653,IF($C$10=2016,profiles!K8653)))))","v":47.997999999999998},{"$f":"IF($C$10=2012,profiles!D8653,IF($C$10=2013,profiles!F8653,IF($C$10=2014,profiles!H8653,IF($C$10=2015,profiles!J8653,IF($C$10=2016,profiles!L8653)))))","v":0.13812206699027821},27.624413398055641,0,27.624413398055641,20.373586601944357,0,0,0,0,20.373586601944357,20.373586601944357]
["h8650",{"$f":"IF($C$10=2012,profiles!C8654,IF($C$10=2013,profiles!E8654,IF($C$10=2014,profiles!G8654,IF($C$10=2015,profiles!I8654,IF($C$10=2016,profiles!K8654)))))","v":51.408999999999999},{"$f":"IF($C$10=2012,profiles!D8654,IF($C$10=2013,profiles!F8654,IF($C$10=2014,profiles!H8654,IF($C$10=2015,profiles!J8654,IF($C$10=2016,profiles!L8654)))))","v":0.15328967715042557},30.657935430085114,0,30.657935430085114,20.751064569914885,0,0,0,0,20.751064569914885,20.751064569914885]
["h8651",{"$f":"IF($C$10=2012,profiles!C8655,IF($C$10=2013,profiles!E8655,IF($C$10=2014,profiles!G8655,IF($C$10=2015,profiles!I8655,IF($C$10=2016,profiles!K8655)))))","v":53.454999999999998},{"$f":"IF($C$10=2012,profiles!D8655,IF($C$10=2013,profiles!F8655,IF($C$10=2014,profiles!H8655,IF($C$10=2015,profiles!J8655,IF($C$10=2016,profiles!L8655)))))","v":0.15791526039075421},31.583052078150843,0,31.583052078150843,21.871947921849156,0,0,0,0,21.871947921849156,21.871947921849156]
["h8652",{"$f":"IF($C$10=2012,profiles!C8656,IF($C$10=2013,profiles!E8656,IF($C$10=2014,profiles!G8656,IF($C$10=2015,profiles!I8656,IF($C$10=2016,profiles!K8656)))))","v":54.982999999999997},{"$f":"IF($C$10=2012,profiles!D8656,IF($C$10=2013,profiles!F8656,IF($C$10=2014,profiles!H8656,IF($C$10=2015,profiles!J8656,IF($C$10=2016,profiles!L8656)))))","v":0.1597574258091409},31.951485161828181,0,31.951485161828181,23.031514838171816,0,0,0,0,23.031514838171816,23.031514838171816]
["h8653",{"$f":"IF($C$10=2012,profiles!C8657,IF($C$10=2013,profiles!E8657,IF($C$10=2014,profiles!G8657,IF($C$10=2015,profiles!I8657,IF($C$10=2016,profiles!K8657)))))","v":55.524999999999999},{"$f":"IF($C$10=2012,profiles!D8657,IF($C$10=2013,profiles!F8657,IF($C$10=2014,profiles!H8657,IF($C$10=2015,profiles!J8657,IF($C$10=2016,profiles!L8657)))))","v":0.16008014091893127},32.016028183786254,0,32.016028183786254,23.508971816213744,0,0,0,0,23.508971816213744,23.508971816213744]
["h8654",{"$f":"IF($C$10=2012,profiles!C8658,IF($C$10=2013,profiles!E8658,IF($C$10=2014,profiles!G8658,IF($C$10=2015,profiles!I8658,IF($C$10=2016,profiles!K8658)))))","v":54.311999999999998},{"$f":"IF($C$10=2012,profiles!D8658,IF($C$10=2013,profiles!F8658,IF($C$10=2014,profiles!H8658,IF($C$10=2015,profiles!J8658,IF($C$10=2016,profiles!L8658)))))","v":0.16810767927496673},33.621535854993347,0,33.621535854993347,20.690464145006651,0,0,0,0,20.690464145006651,20.690464145006651]
["h8655",{"$f":"IF($C$10=2012,profiles!C8659,IF($C$10=2013,profiles!E8659,IF($C$10=2014,profiles!G8659,IF($C$10=2015,profiles!I8659,IF($C$10=2016,profiles!K8659)))))","v":53.451000000000001},{"$f":"IF($C$10=2012,profiles!D8659,IF($C$10=2013,profiles!F8659,IF($C$10=2014,profiles!H8659,IF($C$10=2015,profiles!J8659,IF($C$10=2016,profiles!L8659)))))","v":0.1695195578802996},33.903911576059919,0,33.903911576059919,19.547088423940082,0,0,0,0,19.547088423940082,19.547088423940082]
["h8656",{"$f":"IF($C$10=2012,profiles!C8660,IF($C$10=2013,profiles!E8660,IF($C$10=2014,profiles!G8660,IF($C$10=2015,profiles!I8660,IF($C$10=2016,profiles!K8660)))))","v":53.533999999999999},{"$f":"IF($C$10=2012,profiles!D8660,IF($C$10=2013,profiles!F8660,IF($C$10=2014,profiles!H8660,IF($C$10=2015,profiles!J8660,IF($C$10=2016,profiles!L8660)))))","v":0.17102556172598798},34.205112345197598,0,34.205112345197598,19.328887654802401,0,0,0,0,19.328887654802401,19.328887654802401]
["h8657",{"$f":"IF($C$10=2012,profiles!C8661,IF($C$10=2013,profiles!E8661,IF($C$10=2014,profiles!G8661,IF($C$10=2015,profiles!I8661,IF($C$10=2016,profiles!K8661)))))","v":55.883000000000003},{"$f":"IF($C$10=2012,profiles!D8661,IF($C$10=2013,profiles!F8661,IF($C$10=2014,profiles!H8661,IF($C$10=2015,profiles!J8661,IF($C$10=2016,profiles!L8661)))))","v":0.17469644609985344},34.939289219970689,0,34.939289219970689,20.943710780029313,0,0,0,0,20.943710780029313,20.943710780029313]
["h8658",{"$f":"IF($C$10=2012,profiles!C8662,IF($C$10=2013,profiles!E8662,IF($C$10=2014,profiles!G8662,IF($C$10=2015,profiles!I8662,IF($C$10=2016,profiles!K8662)))))","v":59.107999999999997},{"$f":"IF($C$10=2012,profiles!D8662,IF($C$10=2013,profiles!F8662,IF($C$10=2014,profiles!H8662,IF($C$10=2015,profiles!J8662,IF($C$10=2016,profiles!L8662)))))","v":0.17928168995145827},35.856337990291657,0,35.856337990291657,23.25166200970834,0,0,0,0,23.25166200970834,23.25166200970834]
["h8659",{"$f":"IF($C$10=2012,profiles!C8663,IF($C$10=2013,profiles!E8663,IF($C$10=2014,profiles!G8663,IF($C$10=2015,profiles!I8663,IF($C$10=2016,profiles!K8663)))))","v":59.417999999999999},{"$f":"IF($C$10=2012,profiles!D8663,IF($C$10=2013,profiles!F8663,IF($C$10=2014,profiles!H8663,IF($C$10=2015,profiles!J8663,IF($C$10=2016,profiles!L8663)))))","v":0.17719748820072881},35.43949764014576,0,35.43949764014576,23.97850235985424,0,0,0,0,23.97850235985424,23.97850235985424]
["h8660",{"$f":"IF($C$10=2012,profiles!C8664,IF($C$10=2013,profiles!E8664,IF($C$10=2014,profiles!G8664,IF($C$10=2015,profiles!I8664,IF($C$10=2016,profiles!K8664)))))","v":57.566000000000003},{"$f":"IF($C$10=2012,profiles!D8664,IF($C$10=2013,profiles!F8664,IF($C$10=2014,profiles!H8664,IF($C$10=2015,profiles!J8664,IF($C$10=2016,profiles!L8664)))))","v":0.18201132192176847},36.402264384353693,0,36.402264384353693,21.16373561564631,0,0,0,0,21.16373561564631,21.16373561564631]
["h8661",{"$f":"IF($C$10=2012,profiles!C8665,IF($C$10=2013,profiles!E8665,IF($C$10=2014,profiles!G8665,IF($C$10=2015,profiles!I8665,IF($C$10=2016,profiles!K8665)))))","v":54.252000000000002},{"$f":"IF($C$10=2012,profiles!D8665,IF($C$10=2013,profiles!F8665,IF($C$10=2014,profiles!H8665,IF($C$10=2015,profiles!J8665,IF($C$10=2016,profiles!L8665)))))","v":0.18702685258642715},37.405370517285434,0,37.405370517285434,16.846629482714569,0,0,0,0,16.846629482714569,16.846629482714569]
["h8662",{"$f":"IF($C$10=2012,profiles!C8666,IF($C$10=2013,profiles!E8666,IF($C$10=2014,profiles!G8666,IF($C$10=2015,profiles!I8666,IF($C$10=2016,profiles!K8666)))))","v":52.06},{"$f":"IF($C$10=2012,profiles!D8666,IF($C$10=2013,profiles!F8666,IF($C$10=2014,profiles!H8666,IF($C$10=2015,profiles!J8666,IF($C$10=2016,profiles!L8666)))))","v":0.1870940849009668},37.418816980193355,0,37.418816980193355,14.641183019806647,0,0,0,0,14.641183019806647,14.641183019806647]
["h8663",{"$f":"IF($C$10=2012,profiles!C8667,IF($C$10=2013,profiles!E8667,IF($C$10=2014,profiles!G8667,IF($C$10=2015,profiles!I8667,IF($C$10=2016,profiles!K8667)))))","v":51.44},{"$f":"IF($C$10=2012,profiles!D8667,IF($C$10=2013,profiles!F8667,IF($C$10=2014,profiles!H8667,IF($C$10=2015,profiles!J8667,IF($C$10=2016,profiles!L8667)))))","v":0.17335179980906024},34.670359961812046,0,34.670359961812046,16.769640038187951,0,0,0,0,16.769640038187951,16.769640038187951]
["h8664",{"$f":"IF($C$10=2012,profiles!C8668,IF($C$10=2013,profiles!E8668,IF($C$10=2014,profiles!G8668,IF($C$10=2015,profiles!I8668,IF($C$10=2016,profiles!K8668)))))","v":48.499000000000002},{"$f":"IF($C$10=2012,profiles!D8668,IF($C$10=2013,profiles!F8668,IF($C$10=2014,profiles!H8668,IF($C$10=2015,profiles!J8668,IF($C$10=2016,profiles!L8668)))))","v":0.15441918003469188},30.883836006938374,0,30.883836006938374,17.615163993061628,0,0,0,0,17.615163993061628,17.615163993061628]
["h8665",{"$f":"IF($C$10=2012,profiles!C8669,IF($C$10=2013,profiles!E8669,IF($C$10=2014,profiles!G8669,IF($C$10=2015,profiles!I8669,IF($C$10=2016,profiles!K8669)))))","v":45.5},{"$f":"IF($C$10=2012,profiles!D8669,IF($C$10=2013,profiles!F8669,IF($C$10=2014,profiles!H8669,IF($C$10=2015,profiles!J8669,IF($C$10=2016,profiles!L8669)))))","v":0.14065062508401666},28.13012501680333,0,28.13012501680333,17.36987498319667,0,0,0,0,17.36987498319667,17.36987498319667]
["h8666",{"$f":"IF($C$10=2012,profiles!C8670,IF($C$10=2013,profiles!E8670,IF($C$10=2014,profiles!G8670,IF($C$10=2015,profiles!I8670,IF($C$10=2016,profiles!K8670)))))","v":43.421999999999997},{"$f":"IF($C$10=2012,profiles!D8670,IF($C$10=2013,profiles!F8670,IF($C$10=2014,profiles!H8670,IF($C$10=2015,profiles!J8670,IF($C$10=2016,profiles!L8670)))))","v":0.13085092082269123},26.170184164538245,0,26.170184164538245,17.251815835461752,0,0,0,0,17.251815835461752,17.251815835461752]
["h8667",{"$f":"IF($C$10=2012,profiles!C8671,IF($C$10=2013,profiles!E8671,IF($C$10=2014,profiles!G8671,IF($C$10=2015,profiles!I8671,IF($C$10=2016,profiles!K8671)))))","v":42.158000000000001},{"$f":"IF($C$10=2012,profiles!D8671,IF($C$10=2013,profiles!F8671,IF($C$10=2014,profiles!H8671,IF($C$10=2015,profiles!J8671,IF($C$10=2016,profiles!L8671)))))","v":0.12408925930904692},24.817851861809384,0,24.817851861809384,17.340148138190617,0,0,0,0,17.340148138190617,17.340148138190617]
["h8668",{"$f":"IF($C$10=2012,profiles!C8672,IF($C$10=2013,profiles!E8672,IF($C$10=2014,profiles!G8672,IF($C$10=2015,profiles!I8672,IF($C$10=2016,profiles!K8672)))))","v":41.444000000000003},{"$f":"IF($C$10=2012,profiles!D8672,IF($C$10=2013,profiles!F8672,IF($C$10=2014,profiles!H8672,IF($C$10=2015,profiles!J8672,IF($C$10=2016,profiles!L8672)))))","v":0.11371152036564054},22.742304073128107,0,22.742304073128107,18.701695926871896,0,0,0,0,18.701695926871896,18.701695926871896]
["h8669",{"$f":"IF($C$10=2012,profiles!C8673,IF($C$10=2013,profiles!E8673,IF($C$10=2014,profiles!G8673,IF($C$10=2015,profiles!I8673,IF($C$10=2016,profiles!K8673)))))","v":41.359000000000002},{"$f":"IF($C$10=2012,profiles!D8673,IF($C$10=2013,profiles!F8673,IF($C$10=2014,profiles!H8673,IF($C$10=2015,profiles!J8673,IF($C$10=2016,profiles!L8673)))))","v":0.10356230676166152},20.712461352332305,0,20.712461352332305,20.646538647667697,0,0,0,0,20.646538647667697,20.646538647667697]
["h8670",{"$f":"IF($C$10=2012,profiles!C8674,IF($C$10=2013,profiles!E8674,IF($C$10=2014,profiles!G8674,IF($C$10=2015,profiles!I8674,IF($C$10=2016,profiles!K8674)))))","v":40.954000000000001},{"$f":"IF($C$10=2012,profiles!D8674,IF($C$10=2013,profiles!F8674,IF($C$10=2014,profiles!H8674,IF($C$10=2015,profiles!J8674,IF($C$10=2016,profiles!L8674)))))","v":9.6746874579916653E-2},19.349374915983329,0,19.349374915983329,21.604625084016671,0,0,0,0,21.604625084016671,21.604625084016671]
["h8671",{"$f":"IF($C$10=2012,profiles!C8675,IF($C$10=2013,profiles!E8675,IF($C$10=2014,profiles!G8675,IF($C$10=2015,profiles!I8675,IF($C$10=2016,profiles!K8675)))))","v":39.889000000000003},{"$f":"IF($C$10=2012,profiles!D8675,IF($C$10=2013,profiles!F8675,IF($C$10=2014,profiles!H8675,IF($C$10=2015,profiles!J8675,IF($C$10=2016,profiles!L8675)))))","v":9.2270466460545777E-2},18.454093292109157,0,18.454093292109157,21.434906707890846,0,0,0,0,21.434906707890846,21.434906707890846]
["h8672",{"$f":"IF($C$10=2012,profiles!C8676,IF($C$10=2013,profiles!E8676,IF($C$10=2014,profiles!G8676,IF($C$10=2015,profiles!I8676,IF($C$10=2016,profiles!K8676)))))","v":41.326999999999998},{"$f":"IF($C$10=2012,profiles!D8676,IF($C$10=2013,profiles!F8676,IF($C$10=2014,profiles!H8676,IF($C$10=2015,profiles!J8676,IF($C$10=2016,profiles!L8676)))))","v":7.9459604785589458E-2},15.891920957117891,0,15.891920957117891,25.435079042882109,0,0,0,0,25.435079042882109,25.435079042882109]
["h8673",{"$f":"IF($C$10=2012,profiles!C8677,IF($C$10=2013,profiles!E8677,IF($C$10=2014,profiles!G8677,IF($C$10=2015,profiles!I8677,IF($C$10=2016,profiles!K8677)))))","v":44.058999999999997},{"$f":"IF($C$10=2012,profiles!D8677,IF($C$10=2013,profiles!F8677,IF($C$10=2014,profiles!H8677,IF($C$10=2015,profiles!J8677,IF($C$10=2016,profiles!L8677)))))","v":7.3154993950799843E-2},14.630998790159969,0,14.630998790159969,29.428001209840026,0,0,0,0,29.428001209840026,29.428001209840026]
["h8674",{"$f":"IF($C$10=2012,profiles!C8678,IF($C$10=2013,profiles!E8678,IF($C$10=2014,profiles!G8678,IF($C$10=2015,profiles!I8678,IF($C$10=2016,profiles!K8678)))))","v":47.252000000000002},{"$f":"IF($C$10=2012,profiles!D8678,IF($C$10=2013,profiles!F8678,IF($C$10=2014,profiles!H8678,IF($C$10=2015,profiles!J8678,IF($C$10=2016,profiles!L8678)))))","v":8.0521575480575341E-2},16.104315096115069,0,16.104315096115069,31.147684903884933,0,0,0,0,31.147684903884933,31.147684903884933]
["h8675",{"$f":"IF($C$10=2012,profiles!C8679,IF($C$10=2013,profiles!E8679,IF($C$10=2014,profiles!G8679,IF($C$10=2015,profiles!I8679,IF($C$10=2016,profiles!K8679)))))","v":49.817},{"$f":"IF($C$10=2012,profiles!D8679,IF($C$10=2013,profiles!F8679,IF($C$10=2014,profiles!H8679,IF($C$10=2015,profiles!J8679,IF($C$10=2016,profiles!L8679)))))","v":8.2430434198144914E-2},16.486086839628982,0,16.486086839628982,33.330913160371018,0,0,0,0,33.330913160371018,33.330913160371018]
["h8676",{"$f":"IF($C$10=2012,profiles!C8680,IF($C$10=2013,profiles!E8680,IF($C$10=2014,profiles!G8680,IF($C$10=2015,profiles!I8680,IF($C$10=2016,profiles!K8680)))))","v":52.48},{"$f":"IF($C$10=2012,profiles!D8680,IF($C$10=2013,profiles!F8680,IF($C$10=2014,profiles!H8680,IF($C$10=2015,profiles!J8680,IF($C$10=2016,profiles!L8680)))))","v":8.7968813012501687E-2},17.593762602500338,0,17.593762602500338,34.886237397499656,0,0,0,0,34.886237397499656,34.886237397499656]
["h8677",{"$f":"IF($C$10=2012,profiles!C8681,IF($C$10=2013,profiles!E8681,IF($C$10=2014,profiles!G8681,IF($C$10=2015,profiles!I8681,IF($C$10=2016,profiles!K8681)))))","v":52.531999999999996},{"$f":"IF($C$10=2012,profiles!D8681,IF($C$10=2013,profiles!F8681,IF($C$10=2014,profiles!H8681,IF($C$10=2015,profiles!J8681,IF($C$10=2016,profiles!L8681)))))","v":8.6288479634359455E-2},17.257695926871889,0,17.257695926871889,35.274304073128107,0,0,0,0,35.274304073128107,35.274304073128107]
["h8678",{"$f":"IF($C$10=2012,profiles!C8682,IF($C$10=2013,profiles!E8682,IF($C$10=2014,profiles!G8682,IF($C$10=2015,profiles!I8682,IF($C$10=2016,profiles!K8682)))))","v":50.713999999999999},{"$f":"IF($C$10=2012,profiles!D8682,IF($C$10=2013,profiles!F8682,IF($C$10=2014,profiles!H8682,IF($C$10=2015,profiles!J8682,IF($C$10=2016,profiles!L8682)))))","v":7.841107675762872E-2},15.682215351525745,0,15.682215351525745,35.031784648474257,0,0,0,0,35.031784648474257,35.031784648474257]
["h8679",{"$f":"IF($C$10=2012,profiles!C8683,IF($C$10=2013,profiles!E8683,IF($C$10=2014,profiles!G8683,IF($C$10=2015,profiles!I8683,IF($C$10=2016,profiles!K8683)))))","v":49.67},{"$f":"IF($C$10=2012,profiles!D8683,IF($C$10=2013,profiles!F8683,IF($C$10=2014,profiles!H8683,IF($C$10=2015,profiles!J8683,IF($C$10=2016,profiles!L8683)))))","v":6.2226105659362818E-2},12.445221131872565,0,12.445221131872565,37.224778868127437,0,0,0,0,37.224778868127437,37.224778868127437]
["h8680",{"$f":"IF($C$10=2012,profiles!C8684,IF($C$10=2013,profiles!E8684,IF($C$10=2014,profiles!G8684,IF($C$10=2015,profiles!I8684,IF($C$10=2016,profiles!K8684)))))","v":49.637999999999998},{"$f":"IF($C$10=2012,profiles!D8684,IF($C$10=2013,profiles!F8684,IF($C$10=2014,profiles!H8684,IF($C$10=2015,profiles!J8684,IF($C$10=2016,profiles!L8684)))))","v":4.5772281220594166E-2},9.1544562441188333,0,9.1544562441188333,40.483543755881165,0,0,0,0,40.483543755881165,40.483543755881165]
["h8681",{"$f":"IF($C$10=2012,profiles!C8685,IF($C$10=2013,profiles!E8685,IF($C$10=2014,profiles!G8685,IF($C$10=2015,profiles!I8685,IF($C$10=2016,profiles!K8685)))))","v":52.247999999999998},{"$f":"IF($C$10=2012,profiles!D8685,IF($C$10=2013,profiles!F8685,IF($C$10=2014,profiles!H8685,IF($C$10=2015,profiles!J8685,IF($C$10=2016,profiles!L8685)))))","v":4.3769323833848635E-2},8.7538647667697269,0,8.7538647667697269,43.494135233230267,0,0,0,0,43.494135233230267,43.494135233230267]
["h8682",{"$f":"IF($C$10=2012,profiles!C8686,IF($C$10=2013,profiles!E8686,IF($C$10=2014,profiles!G8686,IF($C$10=2015,profiles!I8686,IF($C$10=2016,profiles!K8686)))))","v":56.771999999999998},{"$f":"IF($C$10=2012,profiles!D8686,IF($C$10=2013,profiles!F8686,IF($C$10=2014,profiles!H8686,IF($C$10=2015,profiles!J8686,IF($C$10=2016,profiles!L8686)))))","v":4.7640811937088315E-2},9.5281623874176624,0,9.5281623874176624,47.24383761258234,0,0,0,0,47.24383761258234,47.24383761258234]
["h8683",{"$f":"IF($C$10=2012,profiles!C8687,IF($C$10=2013,profiles!E8687,IF($C$10=2014,profiles!G8687,IF($C$10=2015,profiles!I8687,IF($C$10=2016,profiles!K8687)))))","v":57.607999999999997},{"$f":"IF($C$10=2012,profiles!D8687,IF($C$10=2013,profiles!F8687,IF($C$10=2014,profiles!H8687,IF($C$10=2015,profiles!J8687,IF($C$10=2016,profiles!L8687)))))","v":5.8139534883720929E-2},11.627906976744185,0,11.627906976744185,45.980093023255812,0,0,0,0,45.980093023255812,45.980093023255812]
["h8684",{"$f":"IF($C$10=2012,profiles!C8688,IF($C$10=2013,profiles!E8688,IF($C$10=2014,profiles!G8688,IF($C$10=2015,profiles!I8688,IF($C$10=2016,profiles!K8688)))))","v":56.453000000000003},{"$f":"IF($C$10=2012,profiles!D8688,IF($C$10=2013,profiles!F8688,IF($C$10=2014,profiles!H8688,IF($C$10=2015,profiles!J8688,IF($C$10=2016,profiles!L8688)))))","v":7.1178921898104583E-2},14.235784379620917,0,14.235784379620917,42.217215620379086,0,0,0,0,42.217215620379086,42.217215620379086]
["h8685",{"$f":"IF($C$10=2012,profiles!C8689,IF($C$10=2013,profiles!E8689,IF($C$10=2014,profiles!G8689,IF($C$10=2015,profiles!I8689,IF($C$10=2016,profiles!K8689)))))","v":54.311},{"$f":"IF($C$10=2012,profiles!D8689,IF($C$10=2013,profiles!F8689,IF($C$10=2014,profiles!H8689,IF($C$10=2015,profiles!J8689,IF($C$10=2016,profiles!L8689)))))","v":7.9768786127167632E-2},15.953757225433526,0,15.953757225433526,38.357242774566473,0,0,0,0,38.357242774566473,38.357242774566473]
["h8686",{"$f":"IF($C$10=2012,profiles!C8690,IF($C$10=2013,profiles!E8690,IF($C$10=2014,profiles!G8690,IF($C$10=2015,profiles!I8690,IF($C$10=2016,profiles!K8690)))))","v":52.932000000000002},{"$f":"IF($C$10=2012,profiles!D8690,IF($C$10=2013,profiles!F8690,IF($C$10=2014,profiles!H8690,IF($C$10=2015,profiles!J8690,IF($C$10=2016,profiles!L8690)))))","v":8.8654389030783709E-2},17.730877806156741,0,17.730877806156741,35.201122193843261,0,0,0,0,35.201122193843261,35.201122193843261]
["h8687",{"$f":"IF($C$10=2012,profiles!C8691,IF($C$10=2013,profiles!E8691,IF($C$10=2014,profiles!G8691,IF($C$10=2015,profiles!I8691,IF($C$10=2016,profiles!K8691)))))","v":53.061},{"$f":"IF($C$10=2012,profiles!D8691,IF($C$10=2013,profiles!F8691,IF($C$10=2014,profiles!H8691,IF($C$10=2015,profiles!J8691,IF($C$10=2016,profiles!L8691)))))","v":9.927409598064256E-2},19.854819196128513,0,19.854819196128513,33.20618080387149,0,0,0,0,33.20618080387149,33.20618080387149]
["h8688",{"$f":"IF($C$10=2012,profiles!C8692,IF($C$10=2013,profiles!E8692,IF($C$10=2014,profiles!G8692,IF($C$10=2015,profiles!I8692,IF($C$10=2016,profiles!K8692)))))","v":50.371000000000002},{"$f":"IF($C$10=2012,profiles!D8692,IF($C$10=2013,profiles!F8692,IF($C$10=2014,profiles!H8692,IF($C$10=2015,profiles!J8692,IF($C$10=2016,profiles!L8692)))))","v":0.1137652910337411},22.753058206748218,0,22.753058206748218,27.617941793251784,0,0,0,0,27.617941793251784,27.617941793251784]
["h8689",{"$f":"IF($C$10=2012,profiles!C8693,IF($C$10=2013,profiles!E8693,IF($C$10=2014,profiles!G8693,IF($C$10=2015,profiles!I8693,IF($C$10=2016,profiles!K8693)))))","v":47.607999999999997},{"$f":"IF($C$10=2012,profiles!D8693,IF($C$10=2013,profiles!F8693,IF($C$10=2014,profiles!H8693,IF($C$10=2015,profiles!J8693,IF($C$10=2016,profiles!L8693)))))","v":0.12199185735592491},24.398371471184984,0,24.398371471184984,23.209628528815013,0,0,0,0,23.209628528815013,23.209628528815013]
["h8690",{"$f":"IF($C$10=2012,profiles!C8694,IF($C$10=2013,profiles!E8694,IF($C$10=2014,profiles!G8694,IF($C$10=2015,profiles!I8694,IF($C$10=2016,profiles!K8694)))))","v":45.45},{"$f":"IF($C$10=2012,profiles!D8694,IF($C$10=2013,profiles!F8694,IF($C$10=2014,profiles!H8694,IF($C$10=2015,profiles!J8694,IF($C$10=2016,profiles!L8694)))))","v":0.12351020517850664},24.702041035701328,0,24.702041035701328,20.747958964298675,0,0,0,0,20.747958964298675,20.747958964298675]
["h8691",{"$f":"IF($C$10=2012,profiles!C8695,IF($C$10=2013,profiles!E8695,IF($C$10=2014,profiles!G8695,IF($C$10=2015,profiles!I8695,IF($C$10=2016,profiles!K8695)))))","v":44.378},{"$f":"IF($C$10=2012,profiles!D8695,IF($C$10=2013,profiles!F8695,IF($C$10=2014,profiles!H8695,IF($C$10=2015,profiles!J8695,IF($C$10=2016,profiles!L8695)))))","v":0.13235155798610646},26.47031159722129,0,26.47031159722129,17.90768840277871,0,0,0,0,17.90768840277871,17.90768840277871]
["h8692",{"$f":"IF($C$10=2012,profiles!C8696,IF($C$10=2013,profiles!E8696,IF($C$10=2014,profiles!G8696,IF($C$10=2015,profiles!I8696,IF($C$10=2016,profiles!K8696)))))","v":43.676000000000002},{"$f":"IF($C$10=2012,profiles!D8696,IF($C$10=2013,profiles!F8696,IF($C$10=2014,profiles!H8696,IF($C$10=2015,profiles!J8696,IF($C$10=2016,profiles!L8696)))))","v":0.13794122784623034},27.588245569246066,0,27.588245569246066,16.087754430753936,0,0,0,0,16.087754430753936,16.087754430753936]
["h8693",{"$f":"IF($C$10=2012,profiles!C8697,IF($C$10=2013,profiles!E8697,IF($C$10=2014,profiles!G8697,IF($C$10=2015,profiles!I8697,IF($C$10=2016,profiles!K8697)))))","v":44.2},{"$f":"IF($C$10=2012,profiles!D8697,IF($C$10=2013,profiles!F8697,IF($C$10=2014,profiles!H8697,IF($C$10=2015,profiles!J8697,IF($C$10=2016,profiles!L8697)))))","v":0.14310092310172931},28.620184620345864,0,28.620184620345864,15.579815379654139,0,0,0,0,15.579815379654139,15.579815379654139]
["h8694",{"$f":"IF($C$10=2012,profiles!C8698,IF($C$10=2013,profiles!E8698,IF($C$10=2014,profiles!G8698,IF($C$10=2015,profiles!I8698,IF($C$10=2016,profiles!K8698)))))","v":45.457999999999998},{"$f":"IF($C$10=2012,profiles!D8698,IF($C$10=2013,profiles!F8698,IF($C$10=2014,profiles!H8698,IF($C$10=2015,profiles!J8698,IF($C$10=2016,profiles!L8698)))))","v":0.14492831517138519},28.985663034277039,0,28.985663034277039,16.47233696572296,0,0,0,0,16.47233696572296,16.47233696572296]
["h8695",{"$f":"IF($C$10=2012,profiles!C8699,IF($C$10=2013,profiles!E8699,IF($C$10=2014,profiles!G8699,IF($C$10=2015,profiles!I8699,IF($C$10=2016,profiles!K8699)))))","v":47.829000000000001},{"$f":"IF($C$10=2012,profiles!D8699,IF($C$10=2013,profiles!F8699,IF($C$10=2014,profiles!H8699,IF($C$10=2015,profiles!J8699,IF($C$10=2016,profiles!L8699)))))","v":0.14236190425003023},28.472380850006047,0,28.472380850006047,19.356619149993953,0,0,0,0,19.356619149993953,19.356619149993953]
["h8696",{"$f":"IF($C$10=2012,profiles!C8700,IF($C$10=2013,profiles!E8700,IF($C$10=2014,profiles!G8700,IF($C$10=2015,profiles!I8700,IF($C$10=2016,profiles!K8700)))))","v":52.317},{"$f":"IF($C$10=2012,profiles!D8700,IF($C$10=2013,profiles!F8700,IF($C$10=2014,profiles!H8700,IF($C$10=2015,profiles!J8700,IF($C$10=2016,profiles!L8700)))))","v":0.13540169033766444},27.080338067532889,0,27.080338067532889,25.236661932467111,0,0,0,0,25.236661932467111,25.236661932467111]
["h8697",{"$f":"IF($C$10=2012,profiles!C8701,IF($C$10=2013,profiles!E8701,IF($C$10=2014,profiles!G8701,IF($C$10=2015,profiles!I8701,IF($C$10=2016,profiles!K8701)))))","v":55.737000000000002},{"$f":"IF($C$10=2012,profiles!D8701,IF($C$10=2013,profiles!F8701,IF($C$10=2014,profiles!H8701,IF($C$10=2015,profiles!J8701,IF($C$10=2016,profiles!L8701)))))","v":0.12408798355347138},24.817596710694275,0,24.817596710694275,30.919403289305727,0,0,0,0,30.919403289305727,30.919403289305727]
["h8698",{"$f":"IF($C$10=2012,profiles!C8702,IF($C$10=2013,profiles!E8702,IF($C$10=2014,profiles!G8702,IF($C$10=2015,profiles!I8702,IF($C$10=2016,profiles!K8702)))))","v":58.107999999999997},{"$f":"IF($C$10=2012,profiles!D8702,IF($C$10=2013,profiles!F8702,IF($C$10=2014,profiles!H8702,IF($C$10=2015,profiles!J8702,IF($C$10=2016,profiles!L8702)))))","v":0.10370449995297153},20.740899990594304,0,20.740899990594304,37.367100009405689,0,0,0,0,37.367100009405689,37.367100009405689]
["h8699",{"$f":"IF($C$10=2012,profiles!C8703,IF($C$10=2013,profiles!E8703,IF($C$10=2014,profiles!G8703,IF($C$10=2015,profiles!I8703,IF($C$10=2016,profiles!K8703)))))","v":59.433999999999997},{"$f":"IF($C$10=2012,profiles!D8703,IF($C$10=2013,profiles!F8703,IF($C$10=2014,profiles!H8703,IF($C$10=2015,profiles!J8703,IF($C$10=2016,profiles!L8703)))))","v":9.4621286430270207E-2},18.92425728605404,0,18.92425728605404,40.509742713945954,0,0,0,0,40.509742713945954,40.509742713945954]
["h8700",{"$f":"IF($C$10=2012,profiles!C8704,IF($C$10=2013,profiles!E8704,IF($C$10=2014,profiles!G8704,IF($C$10=2015,profiles!I8704,IF($C$10=2016,profiles!K8704)))))","v":60.427},{"$f":"IF($C$10=2012,profiles!D8704,IF($C$10=2013,profiles!F8704,IF($C$10=2014,profiles!H8704,IF($C$10=2015,profiles!J8704,IF($C$10=2016,profiles!L8704)))))","v":8.5887427273826644E-2},17.177485454765328,0,17.177485454765328,43.249514545234675,0,0,0,0,43.249514545234675,43.249514545234675]
["h8701",{"$f":"IF($C$10=2012,profiles!C8705,IF($C$10=2013,profiles!E8705,IF($C$10=2014,profiles!G8705,IF($C$10=2015,profiles!I8705,IF($C$10=2016,profiles!K8705)))))","v":60.963000000000001},{"$f":"IF($C$10=2012,profiles!D8705,IF($C$10=2013,profiles!F8705,IF($C$10=2014,profiles!H8705,IF($C$10=2015,profiles!J8705,IF($C$10=2016,profiles!L8705)))))","v":7.8806283003910085E-2},15.761256600782017,0,15.761256600782017,45.201743399217982,0,0,0,0,45.201743399217982,45.201743399217982]
["h8702",{"$f":"IF($C$10=2012,profiles!C8706,IF($C$10=2013,profiles!E8706,IF($C$10=2014,profiles!G8706,IF($C$10=2015,profiles!I8706,IF($C$10=2016,profiles!K8706)))))","v":60.024999999999999},{"$f":"IF($C$10=2012,profiles!D8706,IF($C$10=2013,profiles!F8706,IF($C$10=2014,profiles!H8706,IF($C$10=2015,profiles!J8706,IF($C$10=2016,profiles!L8706)))))","v":6.4133399621084886E-2},12.826679924216977,0,12.826679924216977,47.198320075783023,0,0,0,0,47.198320075783023,47.198320075783023]
["h8703",{"$f":"IF($C$10=2012,profiles!C8707,IF($C$10=2013,profiles!E8707,IF($C$10=2014,profiles!G8707,IF($C$10=2015,profiles!I8707,IF($C$10=2016,profiles!K8707)))))","v":59.085999999999999},{"$f":"IF($C$10=2012,profiles!D8707,IF($C$10=2013,profiles!F8707,IF($C$10=2014,profiles!H8707,IF($C$10=2015,profiles!J8707,IF($C$10=2016,profiles!L8707)))))","v":5.0333902153904035E-2},10.066780430780806,0,10.066780430780806,49.019219569219189,0,0,0,0,49.019219569219189,49.019219569219189]
["h8704",{"$f":"IF($C$10=2012,profiles!C8708,IF($C$10=2013,profiles!E8708,IF($C$10=2014,profiles!G8708,IF($C$10=2015,profiles!I8708,IF($C$10=2016,profiles!K8708)))))","v":58.691000000000003},{"$f":"IF($C$10=2012,profiles!D8708,IF($C$10=2013,profiles!F8708,IF($C$10=2014,profiles!H8708,IF($C$10=2015,profiles!J8708,IF($C$10=2016,profiles!L8708)))))","v":4.1317872163175361E-2},8.2635744326350729,0,8.2635744326350729,50.427425567364928,0,0,0,0,50.427425567364928,50.427425567364928]
["h8705",{"$f":"IF($C$10=2012,profiles!C8709,IF($C$10=2013,profiles!E8709,IF($C$10=2014,profiles!G8709,IF($C$10=2015,profiles!I8709,IF($C$10=2016,profiles!K8709)))))","v":60.698999999999998},{"$f":"IF($C$10=2012,profiles!D8709,IF($C$10=2013,profiles!F8709,IF($C$10=2014,profiles!H8709,IF($C$10=2015,profiles!J8709,IF($C$10=2016,profiles!L8709)))))","v":3.1992797925372532E-2},6.3985595850745067,{"$f":"D8722-F8722","v":0},{"$f":"MIN(D8722,B8722)","v":6.3985595850745067},{"$f":"B8722-F8722","v":54.30044041492549},{"$f":"-MIN(-E8722+$C$3,0)","v":0},{"$f":"E8722-H8722","v":0},0,0,54.30044041492549,54.30044041492549]
["h8706",{"$f":"IF($C$10=2012,profiles!C8710,IF($C$10=2013,profiles!E8710,IF($C$10=2014,profiles!G8710,IF($C$10=2015,profiles!I8710,IF($C$10=2016,profiles!K8710)))))","v":64.031000000000006},{"$f":"IF($C$10=2012,profiles!D8710,IF($C$10=2013,profiles!F8710,IF($C$10=2014,profiles!H8710,IF($C$10=2015,profiles!J8710,IF($C$10=2016,profiles!L8710)))))","v":3.3108044556118404E-2},{"$f":"C8723*$C$2","v":6.6216089112236807},0,6.6216089112236807,57.409391088776324,0,0,0,0,{"$f":"MAX(G8723-J8723,0)","v":57.409391088776324},{"$f":"B8723-D8723","v":57.409391088776324}]
["h8707",{"$f":"IF($C$10=2012,profiles!C8711,IF($C$10=2013,profiles!E8711,IF($C$10=2014,profiles!G8711,IF($C$10=2015,profiles!I8711,IF($C$10=2016,profiles!K8711)))))","v":64.069000000000003},{"$f":"IF($C$10=2012,profiles!D8711,IF($C$10=2013,profiles!F8711,IF($C$10=2014,profiles!H8711,IF($C$10=2015,profiles!J8711,IF($C$10=2016,profiles!L8711)))))","v":3.9208309259234374E-2},7.841661851846875,0,7.841661851846875,56.22733814815313,0,0,0,{"$f":"K8723+I8724*$F$2-J8724/$F$3","v":0},56.22733814815313,56.22733814815313]
["h8708",{"$f":"IF($C$10=2012,profiles!C8712,IF($C$10=2013,profiles!E8712,IF($C$10=2014,profiles!G8712,IF($C$10=2015,profiles!I8712,IF($C$10=2016,profiles!K8712)))))","v":62.225000000000001},{"$f":"IF($C$10=2012,profiles!D8712,IF($C$10=2013,profiles!F8712,IF($C$10=2014,profiles!H8712,IF($C$10=2015,profiles!J8712,IF($C$10=2016,profiles!L8712)))))","v":4.5120460072826947E-2},9.0240920145653902,0,9.0240920145653902,53.200907985434611,0,0,0,0,53.200907985434611,53.200907985434611]
["h8709",{"$f":"IF($C$10=2012,profiles!C8713,IF($C$10=2013,profiles!E8713,IF($C$10=2014,profiles!G8713,IF($C$10=2015,profiles!I8713,IF($C$10=2016,profiles!K8713)))))","v":58.548000000000002},{"$f":"IF($C$10=2012,profiles!D8713,IF($C$10=2013,profiles!F8713,IF($C$10=2014,profiles!H8713,IF($C$10=2015,profiles!J8713,IF($C$10=2016,profiles!L8713)))))","v":5.3464654743829193E-2},10.692930948765838,0,10.692930948765838,47.855069051234167,0,0,0,0,47.855069051234167,47.855069051234167]
["h8710",{"$f":"IF($C$10=2012,profiles!C8714,IF($C$10=2013,profiles!E8714,IF($C$10=2014,profiles!G8714,IF($C$10=2015,profiles!I8714,IF($C$10=2016,profiles!K8714)))))","v":56.097999999999999},{"$f":"IF($C$10=2012,profiles!D8714,IF($C$10=2013,profiles!F8714,IF($C$10=2014,profiles!H8714,IF($C$10=2015,profiles!J8714,IF($C$10=2016,profiles!L8714)))))","v":6.2803165688026547E-2},12.56063313760531,0,12.56063313760531,43.537366862394691,0,0,0,0,43.537366862394691,43.537366862394691]
["h8711",{"$f":"IF($C$10=2012,profiles!C8715,IF($C$10=2013,profiles!E8715,IF($C$10=2014,profiles!G8715,IF($C$10=2015,profiles!I8715,IF($C$10=2016,profiles!K8715)))))","v":54.83},{"$f":"IF($C$10=2012,profiles!D8715,IF($C$10=2013,profiles!F8715,IF($C$10=2014,profiles!H8715,IF($C$10=2015,profiles!J8715,IF($C$10=2016,profiles!L8715)))))","v":6.6175778993053228E-2},13.235155798610645,0,13.235155798610645,41.59484420138935,0,0,0,0,41.59484420138935,41.59484420138935]
["h8712",{"$f":"IF($C$10=2012,profiles!C8716,IF($C$10=2013,profiles!E8716,IF($C$10=2014,profiles!G8716,IF($C$10=2015,profiles!I8716,IF($C$10=2016,profiles!K8716)))))","v":51.518999999999998},{"$f":"IF($C$10=2012,profiles!D8716,IF($C$10=2013,profiles!F8716,IF($C$10=2014,profiles!H8716,IF($C$10=2015,profiles!J8716,IF($C$10=2016,profiles!L8716)))))","v":6.8043481181892698E-2},13.60869623637854,0,13.60869623637854,37.910303763621457,0,0,{"$f":"MIN(MAX(0,G8729),K8728*$F$3)","v":0},0,37.910303763621457,37.910303763621457]
["h8713",{"$f":"IF($C$10=2012,profiles!C8717,IF($C$10=2013,profiles!E8717,IF($C$10=2014,profiles!G8717,IF($C$10=2015,profiles!I8717,IF($C$10=2016,profiles!K8717)))))","v":48.295000000000002},{"$f":"IF($C$10=2012,profiles!D8717,IF($C$10=2013,profiles!F8717,IF($C$10=2014,profiles!H8717,IF($C$10=2015,profiles!J8717,IF($C$10=2016,profiles!L8717)))))","v":6.9312780299164808E-2},13.862556059832961,0,13.862556059832961,34.43244394016704,0,0,0,0,34.43244394016704,34.43244394016704]
["h8714",{"$f":"IF($C$10=2012,profiles!C8718,IF($C$10=2013,profiles!E8718,IF($C$10=2014,profiles!G8718,IF($C$10=2015,profiles!I8718,IF($C$10=2016,profiles!K8718)))))","v":45.856000000000002},{"$f":"IF($C$10=2012,profiles!D8718,IF($C$10=2013,profiles!F8718,IF($C$10=2014,profiles!H8718,IF($C$10=2015,profiles!J8718,IF($C$10=2016,profiles!L8718)))))","v":7.3582726857695305E-2},14.716545371539061,0,14.716545371539061,31.139454628460939,0,0,0,0,31.139454628460939,31.139454628460939]
["h8715",{"$f":"IF($C$10=2012,profiles!C8719,IF($C$10=2013,profiles!E8719,IF($C$10=2014,profiles!G8719,IF($C$10=2015,profiles!I8719,IF($C$10=2016,profiles!K8719)))))","v":44.485999999999997},{"$f":"IF($C$10=2012,profiles!D8719,IF($C$10=2013,profiles!F8719,IF($C$10=2014,profiles!H8719,IF($C$10=2015,profiles!J8719,IF($C$10=2016,profiles!L8719)))))","v":7.4818057308590924E-2},14.963611461718184,0,14.963611461718184,29.522388538281813,0,0,0,0,29.522388538281813,29.522388538281813]
["h8716",{"$f":"IF($C$10=2012,profiles!C8720,IF($C$10=2013,profiles!E8720,IF($C$10=2014,profiles!G8720,IF($C$10=2015,profiles!I8720,IF($C$10=2016,profiles!K8720)))))","v":43.951000000000001},{"$f":"IF($C$10=2012,profiles!D8720,IF($C$10=2013,profiles!F8720,IF($C$10=2014,profiles!H8720,IF($C$10=2015,profiles!J8720,IF($C$10=2016,profiles!L8720)))))","v":7.524773746542418E-2},15.049547493084836,0,15.049547493084836,28.901452506915163,0,0,0,0,28.901452506915163,28.901452506915163]
["h8717",{"$f":"IF($C$10=2012,profiles!C8721,IF($C$10=2013,profiles!E8721,IF($C$10=2014,profiles!G8721,IF($C$10=2015,profiles!I8721,IF($C$10=2016,profiles!K8721)))))","v":44.491999999999997},{"$f":"IF($C$10=2012,profiles!D8721,IF($C$10=2013,profiles!F8721,IF($C$10=2014,profiles!H8721,IF($C$10=2015,profiles!J8721,IF($C$10=2016,profiles!L8721)))))","v":7.5999677739882379E-2},15.199935547976477,0,15.199935547976477,29.292064452023521,0,0,0,0,29.292064452023521,29.292064452023521]
["h8718",{"$f":"IF($C$10=2012,profiles!C8722,IF($C$10=2013,profiles!E8722,IF($C$10=2014,profiles!G8722,IF($C$10=2015,profiles!I8722,IF($C$10=2016,profiles!K8722)))))","v":45.521000000000001},{"$f":"IF($C$10=2012,profiles!D8722,IF($C$10=2013,profiles!F8722,IF($C$10=2014,profiles!H8722,IF($C$10=2015,profiles!J8722,IF($C$10=2016,profiles!L8722)))))","v":7.3824421945914015E-2},14.764884389182804,0,14.764884389182804,30.756115610817197,0,0,0,0,30.756115610817197,30.756115610817197]
["h8719",{"$f":"IF($C$10=2012,profiles!C8723,IF($C$10=2013,profiles!E8723,IF($C$10=2014,profiles!G8723,IF($C$10=2015,profiles!I8723,IF($C$10=2016,profiles!K8723)))))","v":47.73},{"$f":"IF($C$10=2012,profiles!D8723,IF($C$10=2013,profiles!F8723,IF($C$10=2014,profiles!H8723,IF($C$10=2015,profiles!J8723,IF($C$10=2016,profiles!L8723)))))","v":7.4737492279184678E-2},14.947498455836936,0,14.947498455836936,32.782501544163061,0,0,0,0,32.782501544163061,32.782501544163061]
["h8720",{"$f":"IF($C$10=2012,profiles!C8724,IF($C$10=2013,profiles!E8724,IF($C$10=2014,profiles!G8724,IF($C$10=2015,profiles!I8724,IF($C$10=2016,profiles!K8724)))))","v":51.805999999999997},{"$f":"IF($C$10=2012,profiles!D8724,IF($C$10=2013,profiles!F8724,IF($C$10=2014,profiles!H8724,IF($C$10=2015,profiles!J8724,IF($C$10=2016,profiles!L8724)))))","v":6.865483255901389E-2},13.730966511802778,0,13.730966511802778,38.075033488197221,0,0,0,0,38.075033488197221,38.075033488197221]
["h8721",{"$f":"IF($C$10=2012,profiles!C8725,IF($C$10=2013,profiles!E8725,IF($C$10=2014,profiles!G8725,IF($C$10=2015,profiles!I8725,IF($C$10=2016,profiles!K8725)))))","v":55.237000000000002},{"$f":"IF($C$10=2012,profiles!D8725,IF($C$10=2013,profiles!F8725,IF($C$10=2014,profiles!H8725,IF($C$10=2015,profiles!J8725,IF($C$10=2016,profiles!L8725)))))","v":6.6264736686628897E-2},13.252947337325779,0,13.252947337325779,41.984052662674223,0,0,0,0,41.984052662674223,41.984052662674223]
["h8722",{"$f":"IF($C$10=2012,profiles!C8726,IF($C$10=2013,profiles!E8726,IF($C$10=2014,profiles!G8726,IF($C$10=2015,profiles!I8726,IF($C$10=2016,profiles!K8726)))))","v":57.691000000000003},{"$f":"IF($C$10=2012,profiles!D8726,IF($C$10=2013,profiles!F8726,IF($C$10=2014,profiles!H8726,IF($C$10=2015,profiles!J8726,IF($C$10=2016,profiles!L8726)))))","v":6.8211724897279585E-2},13.642344979455917,0,13.642344979455917,44.048655020544089,0,0,0,0,44.048655020544089,44.048655020544089]
["h8723",{"$f":"IF($C$10=2012,profiles!C8727,IF($C$10=2013,profiles!E8727,IF($C$10=2014,profiles!G8727,IF($C$10=2015,profiles!I8727,IF($C$10=2016,profiles!K8727)))))","v":59.000999999999998},{"$f":"IF($C$10=2012,profiles!D8727,IF($C$10=2013,profiles!F8727,IF($C$10=2014,profiles!H8727,IF($C$10=2015,profiles!J8727,IF($C$10=2016,profiles!L8727)))))","v":7.0037865563820925E-2},14.007573112764184,0,14.007573112764184,44.993426887235813,0,0,0,0,44.993426887235813,44.993426887235813]
["h8724",{"$f":"IF($C$10=2012,profiles!C8728,IF($C$10=2013,profiles!E8728,IF($C$10=2014,profiles!G8728,IF($C$10=2015,profiles!I8728,IF($C$10=2016,profiles!K8728)))))","v":59.999000000000002},{"$f":"IF($C$10=2012,profiles!D8728,IF($C$10=2013,profiles!F8728,IF($C$10=2014,profiles!H8728,IF($C$10=2015,profiles!J8728,IF($C$10=2016,profiles!L8728)))))","v":7.2871069097940222E-2},14.574213819588044,0,14.574213819588044,45.424786180411957,0,0,0,0,45.424786180411957,45.424786180411957]
["h8725",{"$f":"IF($C$10=2012,profiles!C8729,IF($C$10=2013,profiles!E8729,IF($C$10=2014,profiles!G8729,IF($C$10=2015,profiles!I8729,IF($C$10=2016,profiles!K8729)))))","v":60.241},{"$f":"IF($C$10=2012,profiles!D8729,IF($C$10=2013,profiles!F8729,IF($C$10=2014,profiles!H8729,IF($C$10=2015,profiles!J8729,IF($C$10=2016,profiles!L8729)))))","v":7.1864006230362279E-2},14.372801246072456,0,14.372801246072456,45.868198753927544,0,0,0,0,45.868198753927544,45.868198753927544]
["h8726",{"$f":"IF($C$10=2012,profiles!C8730,IF($C$10=2013,profiles!E8730,IF($C$10=2014,profiles!G8730,IF($C$10=2015,profiles!I8730,IF($C$10=2016,profiles!K8730)))))","v":59.183999999999997},{"$f":"IF($C$10=2012,profiles!D8730,IF($C$10=2013,profiles!F8730,IF($C$10=2014,profiles!H8730,IF($C$10=2015,profiles!J8730,IF($C$10=2016,profiles!L8730)))))","v":7.2360823911700733E-2},14.472164782340148,0,14.472164782340148,44.711835217659853,0,0,0,0,44.711835217659853,44.711835217659853]
["h8727",{"$f":"IF($C$10=2012,profiles!C8731,IF($C$10=2013,profiles!E8731,IF($C$10=2014,profiles!G8731,IF($C$10=2015,profiles!I8731,IF($C$10=2016,profiles!K8731)))))","v":58.427},{"$f":"IF($C$10=2012,profiles!D8731,IF($C$10=2013,profiles!F8731,IF($C$10=2014,profiles!H8731,IF($C$10=2015,profiles!J8731,IF($C$10=2016,profiles!L8731)))))","v":6.6049896608212255E-2},13.20997932164245,0,13.20997932164245,45.217020678357549,0,0,0,0,45.217020678357549,45.217020678357549]
["h8728",{"$f":"IF($C$10=2012,profiles!C8732,IF($C$10=2013,profiles!E8732,IF($C$10=2014,profiles!G8732,IF($C$10=2015,profiles!I8732,IF($C$10=2016,profiles!K8732)))))","v":58.302999999999997},{"$f":"IF($C$10=2012,profiles!D8732,IF($C$10=2013,profiles!F8732,IF($C$10=2014,profiles!H8732,IF($C$10=2015,profiles!J8732,IF($C$10=2016,profiles!L8732)))))","v":6.1444262427155782E-2},12.288852485431157,0,12.288852485431157,46.01414751456884,0,0,0,0,46.01414751456884,46.01414751456884]
["h8729",{"$f":"IF($C$10=2012,profiles!C8733,IF($C$10=2013,profiles!E8733,IF($C$10=2014,profiles!G8733,IF($C$10=2015,profiles!I8733,IF($C$10=2016,profiles!K8733)))))","v":60.173000000000002},{"$f":"IF($C$10=2012,profiles!D8733,IF($C$10=2013,profiles!F8733,IF($C$10=2014,profiles!H8733,IF($C$10=2015,profiles!J8733,IF($C$10=2016,profiles!L8733)))))","v":6.4854848672019766E-2},12.970969734403953,0,12.970969734403953,47.202030265596051,0,0,0,0,47.202030265596051,47.202030265596051]
["h8730",{"$f":"IF($C$10=2012,profiles!C8734,IF($C$10=2013,profiles!E8734,IF($C$10=2014,profiles!G8734,IF($C$10=2015,profiles!I8734,IF($C$10=2016,profiles!K8734)))))","v":63.128},{"$f":"IF($C$10=2012,profiles!D8734,IF($C$10=2013,profiles!F8734,IF($C$10=2014,profiles!H8734,IF($C$10=2015,profiles!J8734,IF($C$10=2016,profiles!L8734)))))","v":6.8345999946289981E-2},13.669199989257997,0,13.669199989257997,49.458800010742003,0,0,0,0,49.458800010742003,49.458800010742003]
["h8731",{"$f":"IF($C$10=2012,profiles!C8735,IF($C$10=2013,profiles!E8735,IF($C$10=2014,profiles!G8735,IF($C$10=2015,profiles!I8735,IF($C$10=2016,profiles!K8735)))))","v":62.957999999999998},{"$f":"IF($C$10=2012,profiles!D8735,IF($C$10=2013,profiles!F8735,IF($C$10=2014,profiles!H8735,IF($C$10=2015,profiles!J8735,IF($C$10=2016,profiles!L8735)))))","v":6.8037167333566073E-2},13.607433466713214,0,13.607433466713214,49.350566533286781,0,0,0,0,49.350566533286781,49.350566533286781]
["h8732",{"$f":"IF($C$10=2012,profiles!C8736,IF($C$10=2013,profiles!E8736,IF($C$10=2014,profiles!G8736,IF($C$10=2015,profiles!I8736,IF($C$10=2016,profiles!K8736)))))","v":61.006},{"$f":"IF($C$10=2012,profiles!D8736,IF($C$10=2013,profiles!F8736,IF($C$10=2014,profiles!H8736,IF($C$10=2015,profiles!J8736,IF($C$10=2016,profiles!L8736)))))","v":6.5794774015092511E-2},13.158954803018503,0,13.158954803018503,47.847045196981497,0,0,0,0,47.847045196981497,47.847045196981497]
["h8733",{"$f":"IF($C$10=2012,profiles!C8737,IF($C$10=2013,profiles!E8737,IF($C$10=2014,profiles!G8737,IF($C$10=2015,profiles!I8737,IF($C$10=2016,profiles!K8737)))))","v":57.329000000000001},{"$f":"IF($C$10=2012,profiles!D8737,IF($C$10=2013,profiles!F8737,IF($C$10=2014,profiles!H8737,IF($C$10=2015,profiles!J8737,IF($C$10=2016,profiles!L8737)))))","v":6.6224454171925767E-2},13.244890834385153,0,13.244890834385153,44.084109165614848,0,0,0,0,44.084109165614848,44.084109165614848]
["h8734",{"$f":"IF($C$10=2012,profiles!C8738,IF($C$10=2013,profiles!E8738,IF($C$10=2014,profiles!G8738,IF($C$10=2015,profiles!I8738,IF($C$10=2016,profiles!K8738)))))","v":54.789000000000001},{"$f":"IF($C$10=2012,profiles!D8738,IF($C$10=2013,profiles!F8738,IF($C$10=2014,profiles!H8738,IF($C$10=2015,profiles!J8738,IF($C$10=2016,profiles!L8738)))))","v":6.7218089534602676E-2},13.443617906920535,0,13.443617906920535,41.345382093079465,0,0,0,0,41.345382093079465,41.345382093079465]
["h8735",{"$f":"IF($C$10=2012,profiles!C8739,IF($C$10=2013,profiles!E8739,IF($C$10=2014,profiles!G8739,IF($C$10=2015,profiles!I8739,IF($C$10=2016,profiles!K8739)))))","v":53.3},{"$f":"IF($C$10=2012,profiles!D8739,IF($C$10=2013,profiles!F8739,IF($C$10=2014,profiles!H8739,IF($C$10=2015,profiles!J8739,IF($C$10=2016,profiles!L8739)))))","v":6.9554475387383519E-2},13.910895077476704,0,13.910895077476704,39.389104922523295,0,0,0,0,39.389104922523295,39.389104922523295]
["h8736",{"$f":"IF($C$10=2012,profiles!C8740,IF($C$10=2013,profiles!E8740,IF($C$10=2014,profiles!G8740,IF($C$10=2015,profiles!I8740,IF($C$10=2016,profiles!K8740)))))","v":49.625999999999998},{"$f":"IF($C$10=2012,profiles!D8740,IF($C$10=2013,profiles!F8740,IF($C$10=2014,profiles!H8740,IF($C$10=2015,profiles!J8740,IF($C$10=2016,profiles!L8740)))))","v":7.1125493460805114E-2},14.225098692161023,0,14.225098692161023,35.400901307838978,0,0,0,0,35.400901307838978,35.400901307838978]
["h8737",{"$f":"IF($C$10=2012,profiles!C8741,IF($C$10=2013,profiles!E8741,IF($C$10=2014,profiles!G8741,IF($C$10=2015,profiles!I8741,IF($C$10=2016,profiles!K8741)))))","v":46.133000000000003},{"$f":"IF($C$10=2012,profiles!D8741,IF($C$10=2013,profiles!F8741,IF($C$10=2014,profiles!H8741,IF($C$10=2015,profiles!J8741,IF($C$10=2016,profiles!L8741)))))","v":7.3542047041134137E-2},14.708409408226828,0,14.708409408226828,31.424590591773175,0,0,0,0,31.424590591773175,31.424590591773175]
["h8738",{"$f":"IF($C$10=2012,profiles!C8742,IF($C$10=2013,profiles!E8742,IF($C$10=2014,profiles!G8742,IF($C$10=2015,profiles!I8742,IF($C$10=2016,profiles!K8742)))))","v":43.820999999999998},{"$f":"IF($C$10=2012,profiles!D8742,IF($C$10=2013,profiles!F8742,IF($C$10=2014,profiles!H8742,IF($C$10=2015,profiles!J8742,IF($C$10=2016,profiles!L8742)))))","v":7.2776823112447639E-2},14.555364622489527,0,14.555364622489527,29.265635377510471,0,0,0,0,29.265635377510471,29.265635377510471]
["h8739",{"$f":"IF($C$10=2012,profiles!C8743,IF($C$10=2013,profiles!E8743,IF($C$10=2014,profiles!G8743,IF($C$10=2015,profiles!I8743,IF($C$10=2016,profiles!K8743)))))","v":42.536000000000001},{"$f":"IF($C$10=2012,profiles!D8743,IF($C$10=2013,profiles!F8743,IF($C$10=2014,profiles!H8743,IF($C$10=2015,profiles!J8743,IF($C$10=2016,profiles!L8743)))))","v":7.0373751476747931E-2},14.074750295349586,0,14.074750295349586,28.461249704650413,0,0,0,0,28.461249704650413,28.461249704650413]
["h8740",{"$f":"IF($C$10=2012,profiles!C8744,IF($C$10=2013,profiles!E8744,IF($C$10=2014,profiles!G8744,IF($C$10=2015,profiles!I8744,IF($C$10=2016,profiles!K8744)))))","v":41.918999999999997},{"$f":"IF($C$10=2012,profiles!D8744,IF($C$10=2013,profiles!F8744,IF($C$10=2014,profiles!H8744,IF($C$10=2015,profiles!J8744,IF($C$10=2016,profiles!L8744)))))","v":6.9380302867575988E-2},13.876060573515197,0,13.876060573515197,28.0429394264848,0,0,0,0,28.0429394264848,28.0429394264848]
["h8741",{"$f":"IF($C$10=2012,profiles!C8745,IF($C$10=2013,profiles!E8745,IF($C$10=2014,profiles!G8745,IF($C$10=2015,profiles!I8745,IF($C$10=2016,profiles!K8745)))))","v":42.121000000000002},{"$f":"IF($C$10=2012,profiles!D8745,IF($C$10=2013,profiles!F8745,IF($C$10=2014,profiles!H8745,IF($C$10=2015,profiles!J8745,IF($C$10=2016,profiles!L8745)))))","v":7.2293523789066699E-2},14.45870475781334,0,14.45870475781334,27.662295242186662,0,0,0,0,27.662295242186662,27.662295242186662]
["h8742",{"$f":"IF($C$10=2012,profiles!C8746,IF($C$10=2013,profiles!E8746,IF($C$10=2014,profiles!G8746,IF($C$10=2015,profiles!I8746,IF($C$10=2016,profiles!K8746)))))","v":41.872},{"$f":"IF($C$10=2012,profiles!D8746,IF($C$10=2013,profiles!F8746,IF($C$10=2014,profiles!H8746,IF($C$10=2015,profiles!J8746,IF($C$10=2016,profiles!L8746)))))","v":6.7796155085382878E-2},13.559231017076575,0,13.559231017076575,28.312768982923423,0,0,0,0,28.312768982923423,28.312768982923423]
["h8743",{"$f":"IF($C$10=2012,profiles!C8747,IF($C$10=2013,profiles!E8747,IF($C$10=2014,profiles!G8747,IF($C$10=2015,profiles!I8747,IF($C$10=2016,profiles!K8747)))))","v":42.085999999999999},{"$f":"IF($C$10=2012,profiles!D8747,IF($C$10=2013,profiles!F8747,IF($C$10=2014,profiles!H8747,IF($C$10=2015,profiles!J8747,IF($C$10=2016,profiles!L8747)))))","v":6.5688433036193747E-2},13.137686607238749,0,13.137686607238749,28.94831339276125,0,0,0,0,28.94831339276125,28.94831339276125]
["h8744",{"$f":"IF($C$10=2012,profiles!C8748,IF($C$10=2013,profiles!E8748,IF($C$10=2014,profiles!G8748,IF($C$10=2015,profiles!I8748,IF($C$10=2016,profiles!K8748)))))","v":44.648000000000003},{"$f":"IF($C$10=2012,profiles!D8748,IF($C$10=2013,profiles!F8748,IF($C$10=2014,profiles!H8748,IF($C$10=2015,profiles!J8748,IF($C$10=2016,profiles!L8748)))))","v":6.536623348727312E-2},13.073246697454625,0,13.073246697454625,31.574753302545378,0,0,0,0,31.574753302545378,31.574753302545378]
["h8745",{"$f":"IF($C$10=2012,profiles!C8749,IF($C$10=2013,profiles!E8749,IF($C$10=2014,profiles!G8749,IF($C$10=2015,profiles!I8749,IF($C$10=2016,profiles!K8749)))))","v":47.975000000000001},{"$f":"IF($C$10=2012,profiles!D8749,IF($C$10=2013,profiles!F8749,IF($C$10=2014,profiles!H8749,IF($C$10=2015,profiles!J8749,IF($C$10=2016,profiles!L8749)))))","v":7.0373751476747931E-2},14.074750295349586,0,14.074750295349586,33.900249704650413,0,0,0,0,33.900249704650413,33.900249704650413]
["h8746",{"$f":"IF($C$10=2012,profiles!C8750,IF($C$10=2013,profiles!E8750,IF($C$10=2014,profiles!G8750,IF($C$10=2015,profiles!I8750,IF($C$10=2016,profiles!K8750)))))","v":51.210999999999999},{"$f":"IF($C$10=2012,profiles!D8750,IF($C$10=2013,profiles!F8750,IF($C$10=2014,profiles!H8750,IF($C$10=2015,profiles!J8750,IF($C$10=2016,profiles!L8750)))))","v":7.5381269466222742E-2},15.076253893244548,0,15.076253893244548,36.134746106755451,0,0,0,0,36.134746106755451,36.134746106755451]
["h8747",{"$f":"IF($C$10=2012,profiles!C8751,IF($C$10=2013,profiles!E8751,IF($C$10=2014,profiles!G8751,IF($C$10=2015,profiles!I8751,IF($C$10=2016,profiles!K8751)))))","v":53.152000000000001},{"$f":"IF($C$10=2012,profiles!D8751,IF($C$10=2013,profiles!F8751,IF($C$10=2014,profiles!H8751,IF($C$10=2015,profiles!J8751,IF($C$10=2016,profiles!L8751)))))","v":7.8871764579529588E-2},15.774352915905917,0,15.774352915905917,37.377647084094086,0,0,0,0,37.377647084094086,37.377647084094086]
["h8748",{"$f":"IF($C$10=2012,profiles!C8752,IF($C$10=2013,profiles!E8752,IF($C$10=2014,profiles!G8752,IF($C$10=2015,profiles!I8752,IF($C$10=2016,profiles!K8752)))))","v":54.497},{"$f":"IF($C$10=2012,profiles!D8752,IF($C$10=2013,profiles!F8752,IF($C$10=2014,profiles!H8752,IF($C$10=2015,profiles!J8752,IF($C$10=2016,profiles!L8752)))))","v":8.2979808828267637E-2},16.595961765653527,0,16.595961765653527,37.901038234346473,0,0,0,0,37.901038234346473,37.901038234346473]
["h8749",{"$f":"IF($C$10=2012,profiles!C8753,IF($C$10=2013,profiles!E8753,IF($C$10=2014,profiles!G8753,IF($C$10=2015,profiles!I8753,IF($C$10=2016,profiles!K8753)))))","v":54.801000000000002},{"$f":"IF($C$10=2012,profiles!D8753,IF($C$10=2013,profiles!F8753,IF($C$10=2014,profiles!H8753,IF($C$10=2015,profiles!J8753,IF($C$10=2016,profiles!L8753)))))","v":8.437600687359037E-2},16.875201374718074,0,16.875201374718074,37.925798625281928,0,0,0,0,37.925798625281928,37.925798625281928]
["h8750",{"$f":"IF($C$10=2012,profiles!C8754,IF($C$10=2013,profiles!E8754,IF($C$10=2014,profiles!G8754,IF($C$10=2015,profiles!I8754,IF($C$10=2016,profiles!K8754)))))","v":53.773000000000003},{"$f":"IF($C$10=2012,profiles!D8754,IF($C$10=2013,profiles!F8754,IF($C$10=2014,profiles!H8754,IF($C$10=2015,profiles!J8754,IF($C$10=2016,profiles!L8754)))))","v":8.3060358715497801E-2},16.612071743099559,0,16.612071743099559,37.160928256900448,0,0,0,0,37.160928256900448,37.160928256900448]
["h8751",{"$f":"IF($C$10=2012,profiles!C8755,IF($C$10=2013,profiles!E8755,IF($C$10=2014,profiles!G8755,IF($C$10=2015,profiles!I8755,IF($C$10=2016,profiles!K8755)))))","v":52.512999999999998},{"$f":"IF($C$10=2012,profiles!D8755,IF($C$10=2013,profiles!F8755,IF($C$10=2014,profiles!H8755,IF($C$10=2015,profiles!J8755,IF($C$10=2016,profiles!L8755)))))","v":8.1771560519815267E-2},16.354312103963053,0,16.354312103963053,36.158687896036945,0,0,0,0,36.158687896036945,36.158687896036945]
["h8752",{"$f":"IF($C$10=2012,profiles!C8756,IF($C$10=2013,profiles!E8756,IF($C$10=2014,profiles!G8756,IF($C$10=2015,profiles!I8756,IF($C$10=2016,profiles!K8756)))))","v":52.347999999999999},{"$f":"IF($C$10=2012,profiles!D8756,IF($C$10=2013,profiles!F8756,IF($C$10=2014,profiles!H8756,IF($C$10=2015,profiles!J8756,IF($C$10=2016,profiles!L8756)))))","v":7.6884867361185688E-2},15.376973472237138,0,15.376973472237138,36.971026527762859,0,0,0,0,36.971026527762859,36.971026527762859]
["h8753",{"$f":"IF($C$10=2012,profiles!C8757,IF($C$10=2013,profiles!E8757,IF($C$10=2014,profiles!G8757,IF($C$10=2015,profiles!I8757,IF($C$10=2016,profiles!K8757)))))","v":54.366999999999997},{"$f":"IF($C$10=2012,profiles!D8757,IF($C$10=2013,profiles!F8757,IF($C$10=2014,profiles!H8757,IF($C$10=2015,profiles!J8757,IF($C$10=2016,profiles!L8757)))))","v":7.6737192567930407E-2},15.347438513586081,0,15.347438513586081,39.01956148641392,0,0,0,0,39.01956148641392,39.01956148641392]
["h8754",{"$f":"IF($C$10=2012,profiles!C8758,IF($C$10=2013,profiles!E8758,IF($C$10=2014,profiles!G8758,IF($C$10=2015,profiles!I8758,IF($C$10=2016,profiles!K8758)))))","v":57.917000000000002},{"$f":"IF($C$10=2012,profiles!D8758,IF($C$10=2013,profiles!F8758,IF($C$10=2014,profiles!H8758,IF($C$10=2015,profiles!J8758,IF($C$10=2016,profiles!L8758)))))","v":8.553055525722264E-2},17.106111051444529,0,17.106111051444529,40.810888948555473,0,0,0,0,40.810888948555473,40.810888948555473]
["h8755",{"$f":"IF($C$10=2012,profiles!C8759,IF($C$10=2013,profiles!E8759,IF($C$10=2014,profiles!G8759,IF($C$10=2015,profiles!I8759,IF($C$10=2016,profiles!K8759)))))","v":57.094000000000001},{"$f":"IF($C$10=2012,profiles!D8759,IF($C$10=2013,profiles!F8759,IF($C$10=2014,profiles!H8759,IF($C$10=2015,profiles!J8759,IF($C$10=2016,profiles!L8759)))))","v":9.3035119750832354E-2},18.607023950166472,0,18.607023950166472,38.48697604983353,0,0,0,0,38.48697604983353,38.48697604983353]
["h8756",{"$f":"IF($C$10=2012,profiles!C8760,IF($C$10=2013,profiles!E8760,IF($C$10=2014,profiles!G8760,IF($C$10=2015,profiles!I8760,IF($C$10=2016,profiles!K8760)))))","v":53.945999999999998},{"$f":"IF($C$10=2012,profiles!D8760,IF($C$10=2013,profiles!F8760,IF($C$10=2014,profiles!H8760,IF($C$10=2015,profiles!J8760,IF($C$10=2016,profiles!L8760)))))","v":9.2055096122865429E-2},18.411019224573085,0,18.411019224573085,35.534980775426916,0,0,0,0,35.534980775426916,35.534980775426916]
["h8757",{"$f":"IF($C$10=2012,profiles!C8761,IF($C$10=2013,profiles!E8761,IF($C$10=2014,profiles!G8761,IF($C$10=2015,profiles!I8761,IF($C$10=2016,profiles!K8761)))))","v":50.122},{"$f":"IF($C$10=2012,profiles!D8761,IF($C$10=2013,profiles!F8761,IF($C$10=2014,profiles!H8761,IF($C$10=2015,profiles!J8761,IF($C$10=2016,profiles!L8761)))))","v":9.4283643002899792E-2},18.856728600579959,0,18.856728600579959,31.26527139942004,0,0,0,0,31.26527139942004,31.26527139942004]
["h8758",{"$f":"IF($C$10=2012,profiles!C8762,IF($C$10=2013,profiles!E8762,IF($C$10=2014,profiles!G8762,IF($C$10=2015,profiles!I8762,IF($C$10=2016,profiles!K8762)))))","v":48.582000000000001},{"$f":"IF($C$10=2012,profiles!D8762,IF($C$10=2013,profiles!F8762,IF($C$10=2014,profiles!H8762,IF($C$10=2015,profiles!J8762,IF($C$10=2016,profiles!L8762)))))","v":0.10343948018472775},20.687896036945549,0,20.687896036945549,27.894103963054452,0,0,0,0,27.894103963054452,27.894103963054452]
["h8759",{"$f":"IF($C$10=2012,profiles!C8763,IF($C$10=2013,profiles!E8763,IF($C$10=2014,profiles!G8763,IF($C$10=2015,profiles!I8763,IF($C$10=2016,profiles!K8763)))))","v":48.84},{"$f":"IF($C$10=2012,profiles!D8763,IF($C$10=2013,profiles!F8763,IF($C$10=2014,profiles!H8763,IF($C$10=2015,profiles!J8763,IF($C$10=2016,profiles!L8763)))))","v":0.11033992052411126},22.067984104822251,0,22.067984104822251,26.772015895177752,0,0,0,0,26.772015895177752,26.772015895177752]
["h8760",{"$f":"IF($C$10=2012,profiles!C8764,IF($C$10=2013,profiles!E8764,IF($C$10=2014,profiles!G8764,IF($C$10=2015,profiles!I8764,IF($C$10=2016,profiles!K8764)))))","v":47.347000000000001},{"$f":"IF($C$10=2012,profiles!D8764,IF($C$10=2013,profiles!F8764,IF($C$10=2014,profiles!H8764,IF($C$10=2015,profiles!J8764,IF($C$10=2016,profiles!L8764)))))","v":0.11459563956610461},22.919127913220922,0,22.919127913220922,24.427872086779079,0,0,0,0,24.427872086779079,24.427872086779079]

{"sheet":"profiles","index":3,"n_rows":8764,"n_cols":14,"rows_kept":4500,"cut":true,"hidden":false,"merged":[[3,13,5,18],[1,2,1,3],[1,4,1,5],[1,6,1,7],[1,8,1,9],[1,10,1,11]],"bounds":{"rows_first":2000,"rows_last":500,"rows_between":2000,"halvings":0}}
[]
[null,"year",2012,null,2013,null,2014,null,2015,null,2016,null,null,"Source:"]
[null,"hour","demand","renewable availability factor","demand","renewable availability factor","demand","renewable availability factor","demand","renewable availability factor","demand","renewable availability factor",null,"Own aggregation based on"]
[null,null,"[GWh]","%","[GWh]","%","[GWh]","%","[GWh]","%","[GWh]","%",null,"Open Power System Data. 2017. Data Package Time series. Version 2017-07-09. https://data.open-power-system-data.org/time_series/2017-07-09/. (Primary data from various sources, for a complete list see URL).\" "]
[null,"h1",40.317999999999998,8.7537063605930179E-2,36.503999999999998,0.29910402133437403,45.485999999999997,0.12537595093471723,42.097000000000001,0.11624223060503953,40.951999999999998,0.10645133494996245]
[null,"h2",38.405999999999999,9.3180296508847446E-2,35.142000000000003,0.29516887002618014,43.588000000000001,0.11921330424013682,40.664999999999999,0.11852438549623444,39.396000000000001,0.10560198919238296]
[null,"h3",36.500999999999998,0.10347202295552367,33.722999999999999,0.2805502707449144,41.811,0.12978415993395059,39.51,0.12193419339249037,37.718000000000004,0.10514654291657947]
[null,"h4",35.305,0.11657580105212817,32.375,0.26056555604338422,40.756999999999998,0.13224626997700065,38.536999999999999,0.12205501335731833,36.692,0.10392791639483499,null,"available base years:"]
[null,"h5",34.567999999999998,0.12881874701099952,31.876000000000001,0.24649982925996389,39.988,0.12546440997818009,38.152999999999999,0.12308869527862426,36.555999999999997,0.10210613129162102,null,2012]
[null,"h6",33.500999999999998,0.14098517455762793,31.324999999999999,0.2312470527017578,39.052,0.12325293389160819,37.927,0.12404183055671154,35.89,9.0092197097453197E-2,null,2013]
[null,"h7",31.65,0.15468197034911527,29.721,0.22287266045498155,37.302,0.11863832045762812,37.920999999999999,0.1302036487629378,34.718000000000004,8.092172478735582E-2,null,2014]
[null,"h8",32.109000000000002,0.16633189861310377,29.643999999999998,0.20802640779225004,37.585999999999999,0.1213805508049773,39.143000000000001,0.13870131962250473,34.753,6.9227833922130999E-2,null,2015]
[null,"h9",32.981000000000002,0.18643711142993782,30.414000000000001,0.19864383628469681,38.24,0.12606888010850975,39.890999999999998,0.13781530654709964,35.143000000000001,5.8851044449094649E-2,null,2016]
[null,"h10",35.063000000000002,0.21031085604973696,32.595999999999997,0.20620518074052394,40.649000000000001,0.13882172554107447,41.618000000000002,0.14507792887731405,37.429000000000002,5.7817058309432665E-2]
[null,"h11",37.709000000000003,0.22285987565758011,35.215000000000003,0.21431939769419647,42.893999999999998,0.15343221088635961,43.857999999999997,0.17007423715616651,40.167000000000002,6.5214982951538047E-2]
[null,"h12",40.771000000000001,0.22263032042085126,38.326999999999998,0.21810820040001952,45.335000000000001,0.17511941970867489,46.207999999999998,0.19814474231786391,42.908999999999999,6.8907790593187995E-2]
[null,"h13",41.374000000000002,0.20505021520803443,39.713000000000001,0.20466038993772054,46.286000000000001,0.18414224214188832,47.555999999999997,0.21889892738720113,43.677999999999997,6.6569012420143028E-2]
[null,"h14",40.912999999999997,0.1928646580583453,39.76,0.19009057352391173,45.686,0.17823022940378605,46.673999999999999,0.2149252929884147,42.988999999999997,5.5478280136387698E-2]
[null,"h15",40.576999999999998,0.17275944524151124,39.716000000000001,0.16688618957022294,45.311999999999998,0.15015922627823317,45.923000000000002,0.19070760226067579,42.524999999999999,3.6164896170558479E-2]
[null,"h16",40.865000000000002,0.15473935915829745,40.308,0.13564889344195652,45.866,0.11781270271864126,46.347000000000001,0.16924192184290721,42.89,1.5337461071652778E-2]
[null,"h17",43.536000000000001,0.13983739837398373,42.417999999999999,0.12343691562190026,48.899000000000001,0.12166067110927641,48.23,0.18316306667919616,45.335000000000001,8.8135009047378716E-3]
[null,"h18",47.674999999999997,0.14833094213295075,45.587000000000003,0.11909524041823179,53.773000000000003,0.14482219732263962,51.634,0.20735390852586219,48.353999999999999,1.5977547729538768E-2]
[null,"h19",48.917999999999999,0.16420851267336203,46.920999999999999,0.12325804510789144,54.667999999999999,0.16270566727605118,51.307000000000002,0.22652400961189942,48.9,2.6415883996602618E-2]
[null,"h20",47.908999999999999,0.18741272118603539,45.938000000000002,0.128461550969966,53.75,0.18218140001179453,50.137999999999998,0.24198896510987905,47.737000000000002,4.1494848533339901E-2]
[null,"h21",45.597000000000001,0.21503586800573887,44.006,0.14140527180187651,51.276000000000003,0.18942029840183994,47.091999999999999,0.25788350270502475,45.665999999999997,5.3951919644505721E-2]
[null,"h22",44.366,0.25075083692013389,42.978999999999999,0.1444948534074833,49.765000000000001,0.19136639735802324,45.182000000000002,0.27365722033534251,44.417000000000002,6.658132177894853E-2]
[null,"h23",43.555999999999997,0.29406025824964133,42.902000000000001,0.14641364619412328,49.156999999999996,0.19900336144365158,49.365000000000002,0.28549757688848315,44.017000000000003,7.6071837417988897E-2]
[null,"h24",39.162999999999997,0.30408417025346723,39.648000000000003,0.14527537928679449,45.914000000000001,0.20627174618151795,46.468000000000004,0.29676068249855686,41.143999999999998,8.5648518568667759E-2]
[null,"h25",35.115000000000002,0.30186297387246086,36.655999999999999,0.14734480179506357,42.526000000000003,0.20309874104431405,43.253999999999998,0.30219322971195406,38.484000000000002,9.1852435406639663E-2]
[null,"h26",32.57,0.30159519528709688,34.795000000000002,0.15144222952099118,40.281999999999996,0.20382109266739393,41.607999999999997,0.31529354916646535,36.558999999999997,0.10786691121259494]
[null,"h27",31.783999999999999,0.28996595386557517,34.127000000000002,0.1539136938636142,39.622999999999998,0.20783088126898017,40.838999999999999,0.32644761214464041,36.115000000000002,0.13190708895973607]
[null,"h28",32.146999999999998,0.27824107723499486,34.262999999999998,0.15890540145035933,39.811,0.2179732877318159,40.576999999999998,0.33749429545515558,36.377000000000002,0.14708452836691738]
[null,"h29",33.970999999999997,0.2516353620749015,35.179000000000002,0.15337712594712366,41.110999999999997,0.22109856414187576,41.363999999999997,0.34642023032938712,37.100999999999999,0.16557318529277809]
[null,"h30",38.118000000000002,0.21831605523889674,37.158000000000001,0.15479171409059869,43.646999999999998,0.22300026535365747,43.445,0.35212477517382085,37.655999999999999,0.1802090129125174]
[null,"h31",44.584000000000003,0.18149649975134846,41.837000000000003,0.16773438262170337,48.77,0.23152106613202819,46.679000000000002,0.35462135244691417,38.545000000000002,0.19054887430913725]
[null,"h32",51.823,0.14513599326728127,47.067,0.166905141296218,54.750999999999998,0.23386502343957308,51.274999999999999,0.35272878580440792,40.719000000000001,0.19771292113393812]
[null,"h33",56.247,0.10999961745916377,50.505000000000003,0.16493772560241943,58.713999999999999,0.22693634460594983,55.305,0.35948028240852592,44.030999999999999,0.20549243589901403]
[null,"h34",58.558999999999997,9.699322902719866E-2,51.904000000000003,0.17623817111638646,61.17,0.22512309461332075,57.512999999999998,0.35329252905962255,47.83,0.22054678171814029]
[null,"h35",61.058999999999997,0.10493095137905971,53.417999999999999,0.21083867191310851,62.828000000000003,0.23265619011115371,59.350999999999999,0.35424552361010442,50.281999999999996,0.23668435111215058]
[null,"h36",62.753,0.11185494051489997,54.761000000000003,0.24026860915092191,64.358999999999995,0.22714273078397265,60.451000000000001,0.36405734074253038,52.27,0.2477997021135169]
[null,"h37",63.183,0.1236180712291037,55.381,0.24656108744431077,64.611000000000004,0.22515257835303831,60.103999999999999,0.36898338299642963,52.703000000000003,0.25076625758564236]
[null,"h38",62.463000000000001,0.13159404766458818,54.841999999999999,0.22952099118727845,63.856000000000002,0.22496093404487424,59.567999999999998,0.37283562857372954,51.991,0.24942453747584289]
[null,"h39",61.511000000000003,0.12409624727439654,54.344999999999999,0.19415628760040324,62.747999999999998,0.20771294631010997,58.561,0.35941317011623847,51.363999999999997,0.24270362756803998]
[null,"h40",61.14,0.12556902949389848,54.16,0.15609248479724236,61.948999999999998,0.19025857239732288,58.012,0.34404445518241122,51.375,0.23555189010204458]
[null,"h41",62.337000000000003,0.13113499866110706,55.363999999999997,0.13077623491918963,63.371000000000002,0.17654863342866409,59.286999999999999,0.33364204987785562,53.058,0.23658587624170657]
[null,"h42",65.016000000000005,0.13285643242416129,58.445999999999998,0.13137784137101233,66.787999999999997,0.18325618421440576,62.207999999999998,0.32737376177820732,55.960999999999999,0.24511626189391794]
[null,"h43",64.552999999999997,0.14693393519758235,58.536000000000001,0.14043445741601898,66.641000000000005,0.17654863342866409,62.006999999999998,0.33693055219994095,56.223999999999997,0.24883368825317889]
[null,"h44",62.915999999999997,0.16368922382464329,56.677999999999997,0.14973496796852134,64.674999999999997,0.17186071881357431,59.408000000000001,0.33330648841641836,54.731999999999999,0.2475165868609904]
[null,"h45",58.579000000000001,0.17524195707891818,52.695999999999998,0.14527982829826672,60.728000000000002,0.15835716602293834,55.695,0.32611205068320315,51.390999999999998,0.24240820295670798]
[null,"h46",55.832999999999998,0.17717378830190122,50.01,0.14532860719976587,57.856999999999999,0.14423445469823393,53.445999999999998,0.32718584735980244,49.344999999999999,0.23636430778320758]
[null,"h47",53.896000000000001,0.17822577560154546,48.738,0.15097070013983285,55.725999999999999,0.1295662941887549,51.543999999999997,0.32966900217443829,48.652999999999999,0.2272307635495267]
[null,"h48",48.883000000000003,0.19161470486974486,44.655000000000001,0.16747422848037463,51.517000000000003,0.12952206857917858,46.4,0.3304206598480578,45.877000000000002,0.23107128349684264]
[null,"h49",45.655999999999999,0.19938028384530049,41.308999999999997,0.19210132674297606,47.567999999999998,0.11669320125007371,41.444000000000003,0.32330675686558752,42.924999999999997,0.23294230603527863]
[null,"h50",43.212000000000003,0.20515665047243795,39.058,0.21455515088449531,45.16,0.11625095819328971,39.216000000000001,0.31278354943491449,40.503999999999998,0.22891714570588018]
[null,"h51",42.517000000000003,0.21605906430511457,37.837000000000003,0.23461888657648283,44.392000000000003,0.12029011144525031,37.573,0.29711954041502242,39.341999999999999,0.22896638314110218]
[null,"h52",42.890999999999998,0.2241115489078459,37.588999999999999,0.25352822580645162,44.79,0.13519370245887138,36.664999999999999,0.28081125338917073,38.994999999999997,0.22697226701461121]
[null,"h53",43.829000000000001,0.25027734210626984,38.636000000000003,0.27684378251821018,45.856000000000002,0.14853470133852231,36.917999999999999,0.27250275160398379,39.116999999999997,0.22502738832334224]
[null,"h54",45.997,0.27822195019318313,40.472999999999999,0.29019250780437045,48.075000000000003,0.16298130786013326,37.442999999999998,0.27568387425840918,38.594999999999999,0.22528588485825773]
[null,"h55",50.732999999999997,0.3071420374124938,44.634999999999998,0.29290777835587928,52.213999999999999,0.17934430096114157,38.926000000000002,0.28695873936270166,37.811,0.22677531727372321]
[null,"h56",56.436,0.33782181247848209,49.723999999999997,0.29654981789802287,57.631999999999998,0.19209564243174715,41.79,0.29554911277549595,39.292999999999999,0.22390723667204177]
[null,"h57",59.676000000000002,0.37347461841551588,52.642000000000003,0.28609521331945892,60.834000000000003,0.21230615012677634,44.871000000000002,0.3102601272449062,41.552,0.21931584583759031]
[null,"h58",60.966000000000001,0.42050801423051909,54.387,0.29638722684703434,62.5,0.24461937614246124,48.258000000000003,0.323320179324045,44.698999999999998,0.21958665173131131]
[null,"h59",62.591000000000001,0.48877242645652424,56.326999999999998,0.30897177419354838,63.735999999999997,0.28181201721799637,50.220999999999997,0.32785697028267696,47.533000000000001,0.22566747498122822]
[null,"h60",63.624000000000002,0.52979993114264945,58.180999999999997,0.32054825702393341,65.227000000000004,0.2946075829942803,52.667999999999999,0.33545408176961694,50.654000000000003,0.22468272627678823]
[null,"h61",63.293999999999997,0.53877051375234308,58.301000000000002,0.31802809573361085,65.331000000000003,0.28254908897930303,53.328000000000003,0.32945424283911839,50.72,0.21686628343529585]
[null,"h62",62.23,0.52415745380819401,57.488999999999997,0.30967091571279914,63.621000000000002,0.27772863966035732,52.905999999999999,0.30101205336769482,49.106000000000002,0.21254569849456542]
[null,"h63",61.21,0.50164492559580731,56.125,0.29430606139438087,62.232999999999997,0.26449083082728936,51.66,0.26954981074333573,47.63,0.19932544713745862]
[null,"h64",61.095999999999997,0.47195975670402818,55.476999999999997,0.27699011446409988,61.768000000000001,0.24358747567663189,51.103999999999999,0.23795334353440176,47.654000000000003,0.19127512647866174]
[null,"h65",62.642000000000003,0.46065567499330551,56.115000000000002,0.26638917793964623,63.372,0.22653163511999527,53.046999999999997,0.2163700303347561,49.375999999999998,0.18987185957483474]
[null,"h66",65.025999999999996,0.45210588730346962,58.398000000000003,0.25827588449531735,66.850999999999999,0.21700866796391297,56.014000000000003,0.2061555394486054,52.896000000000001,0.20071640468248009]
[null,"h67",64.498000000000005,0.45170421942542366,58.18,0.25235757023933403,66.745000000000005,0.23527330620909251,55.926000000000002,0.19305521999409411,54.073,0.21287805118231393]
[null,"h68",62.463000000000001,0.43500631192379785,56.024999999999999,0.2497398543184183,64.400000000000006,0.23378442125125301,53.865000000000002,0.17355238785535959,52.723999999999997,0.21723556419946086]
[null,"h69",57.984000000000002,0.42379786542213382,52.063000000000002,0.23497658688865763,60.534999999999997,0.23730762427029894,49.932000000000002,0.18504201229497194,50.689,0.21842957200359434]
[null,"h70",55.046999999999997,0.42196166940820934,49.802999999999997,0.22969237773152965,57.790999999999997,0.25050120879768856,48.014000000000003,0.20453142197524898,49.487000000000002,0.21650931202993637]
[null,"h71",53.314999999999998,0.41802149879499639,48.213000000000001,0.21314060874089491,56.15,0.26342944749100772,47.601999999999997,0.2133902445571931,48.982999999999997,0.20870517854724949]
[null,"h72",48.606999999999999,0.40344669293447077,43.634,0.21123829344432882,52.401000000000003,0.27447078247538181,45.491999999999997,0.23309441357278998,45.865000000000002,0.20613252255690001]
[null,"h73",44.860999999999997,0.39334263808959335,40.253,0.20708212073422538,48.161999999999999,0.27337991626864794,42.859000000000002,0.23991302246919546,43.720999999999997,0.20202828272882795]
[null,"h74",42.518000000000001,0.38227252738848633,37.551000000000002,0.20090396215064951,45.86,0.26269237572970106,38.999000000000002,0.25137580199189286,42.173999999999999,0.19305608546356354]
[null,"h75",41.893000000000001,0.37038028411372198,36.524000000000001,0.19500219487212839,44.57,0.25308095996226193,37.130000000000003,0.2536844648465813,41.258000000000003,0.18510541408721123]
[null,"h76",42.386000000000003,0.35978815746706688,36.924999999999997,0.18739330482709285,44.45,0.24572498378442126,36.366999999999997,0.2557515234490349,41.375999999999998,0.17733935582331295]
[null,"h77",43.734999999999999,0.34971225359921992,38.127000000000002,0.18497081632984863,44.816000000000003,0.23760245297482163,36.485999999999997,0.25745617567313628,42.536999999999999,0.16766562873072333]
[null,"h78",46.176000000000002,0.3475900043974533,40.677,0.18667793909636302,44.81,0.21963264343416475,35.878999999999998,0.25193954524710743,45.127000000000002,0.16215185043876382]
[null,"h79",51.143000000000001,0.34785767546794638,45.76,0.19670931763864274,45.265999999999998,0.21087623090984139,35.061999999999998,0.25067783415210332,50.741,0.1634933723892629]
[null,"h80",57.454999999999998,0.3605720513163681,51.088999999999999,0.19103516672899021,48.146999999999998,0.18960433987853056,37.628999999999998,0.24215457303159646,56.959000000000003,0.16111801700902142]
[null,"h81",60.298999999999999,0.36240751008546357,54.603999999999999,0.18184922041393661,51.521999999999998,0.17672032549088978,40.607999999999997,0.24297334299750342,60.454999999999998,0.15930880850697221]
[null,"h82",61.387999999999998,0.38775978433359465,56.527000000000001,0.18163786235713009,55.13,0.18339819564832832,43.521999999999998,0.24514778126761697,61.841999999999999,0.15678576263676755]
[null,"h83",62.411999999999999,0.425233734202627,58.363999999999997,0.19370152990716505,57.453000000000003,0.19070994752049059,46.570999999999998,0.26309360822528255,63.033999999999999,0.15764729049488621]
[null,"h84",63.923999999999999,0.4633003842991798,60.156999999999996,0.21049636626725413,59.021999999999998,0.18016982133380505,50.262,0.28269039757321951,64.438000000000002,0.1548042485630946]
[null,"h85",63.715000000000003,0.47641626675334109,59.951999999999998,0.23127448908254344,58.856999999999999,0.15898637891385106,50.389000000000003,0.2878311991624386,64.623999999999995,0.15266273645862821]
[null,"h86",62.658000000000001,0.46006921209108464,57.783000000000001,0.24920740728697546,57.597000000000001,0.14293295595259153,48.319000000000003,0.2775630184424579,63.752000000000002,0.14494590835805099]
[null,"h87",61.576000000000001,0.43932470412787028,55.890999999999998,0.27904140992082205,56.414999999999999,0.12856005660711126,47.173999999999999,0.24937585568172665,62.423000000000002,0.13601063371527736]
[null,"h88",60.930999999999997,0.41678297611991666,55.192,0.29505584730193313,56.43,0.1297983371661065,47.091999999999999,0.21560495020267911,61.783999999999999,0.12984455575931372]
[null,"h89",62.328000000000003,0.4024625738485364,55.773000000000003,0.30609524119205944,58.723999999999997,0.13656465593490183,49.11,0.19163243939760005,62.64,0.12738304759326038]
[null,"h90",66.132000000000005,0.40816014377760357,57.545000000000002,0.30167298031118411,62.204000000000001,0.15223480158028185,52.676000000000002,0.18425008724597997,65.77,0.13441065340734268]
[null,"h91",65.718000000000004,0.41749039252050552,56.94,0.2928772334856195,62.41,0.15372368653812135,53.326000000000001,0.18447826903975731,65.900000000000006,0.13656447305263936]
[null,"h92",63.710999999999999,0.42854138385943447,54.685000000000002,0.28988570406620384,60.109000000000002,0.14843151129193938,51.743000000000002,0.19077340205632062,64.063000000000002,0.13367220095752669]
[null,"h93",59.642000000000003,0.44148519205399306,50.808,0.28037459150990945,56.121000000000002,0.13650569019399728,49.435000000000002,0.18904190491530429,59.838000000000001,0.13156761147555107]
[null,"h94",56.389000000000003,0.44857847542205992,48.393999999999998,0.26980668866958235,53.634999999999998,0.12561176956188455,48.113999999999997,0.17497516845185365,56.844999999999999,0.12657074989846279]
[null,"h95",54.764000000000003,0.45702923350477026,46.831000000000003,0.2569788804526314,52.6,0.11238870216404269,48.243000000000002,0.16670693404203915,54.722999999999999,0.12275541224108011]
[null,"h96",49.902000000000001,0.4429191442173489,43.295999999999999,0.24951631521615425,49.265999999999998,0.10375022112152839,45.46,0.16635795012214438,50.848999999999997,0.11907545753283036]
[null,"h97",46.341000000000001,0.44049098522073304,39.557000000000002,0.23628204919765231,45.615000000000002,8.9745857656701455E-2,41.878,0.16522404283586295,48.136000000000003,0.11727422649961848]
[null,"h98",44.338000000000001,0.43437278932374818,37.389000000000003,0.22312907473946056,42.883000000000003,8.0709357863081546E-2,39.951000000000001,0.16445911671162286,46.335000000000001,0.11451743914145765]
[null,"h99",43.476999999999997,0.43645679980115865,36.268000000000001,0.20196075243468223,41.518000000000001,7.7864260864437762E-2,38.841000000000001,0.16997463666009099,45.296999999999997,0.11328673049942156]
[null,"h100",43.642000000000003,0.44223084717893812,36.423999999999999,0.17776838408636417,41.197000000000003,7.9485818739312458E-2,38.771999999999998,0.17077982205402795,45.878,0.11311443128953652]
[null,"h101",44.847999999999999,0.44483108043515668,37.087000000000003,0.15981920756987009,41.429000000000002,8.4350492363936547E-2,39.927999999999997,0.18179744219439858,46.581000000000003,0.11395131316612105]
[null,"h102",46.843000000000004,0.44188669865973274,37.268000000000001,0.14756044027509063,41.145000000000003,8.8596025709063039E-2,43.622999999999998,0.1995249406175772,48.671999999999997,0.11552662022792724]
[null,"h103",51.898000000000003,0.43485077337820011,37.613999999999997,0.14265043003235403,40.356999999999999,9.7352438233386407E-2,49.624000000000002,0.20706684380745333,53.674999999999997,0.11541585645014399]
[null,"h104",58.41,0.43362713419880311,40.479999999999997,0.12746516656640708,42.034999999999997,9.6585883601627454E-2,55.405999999999999,0.20608720157816338,59.387999999999998,0.11473896669702414]
[null,"h105",62.15,0.42240406860027152,44.213999999999999,0.11684848878989383,44.756999999999998,0.10817265168936847,59,0.20614088060442584,62.232999999999997,0.11476358086986486]
[null,"h106",63.645000000000003,0.41750951188268359,47.645000000000003,0.10842668314175623,48.286999999999999,0.11937614246123003,60.326000000000001,0.21168324006602521,63.036999999999999,0.11924336032687621]
[null,"h107",64.77,0.41588436609754698,50.441000000000003,0.10802022534020518,51.414999999999999,0.13174420661595612,61.100999999999999,0.22406967537608868,64.221000000000004,0.12881827356191694]
[null,"h108",66.180000000000007,0.42358946905531231,52.374000000000002,0.1062318110133806,54.277000000000001,0.14395011498319477,62.023000000000003,0.22978649167304105,65.373000000000005,0.13372880104364093]
[null,"h109",66.271000000000001,0.41850371871594366,52.585999999999999,9.9565903067943481E-2,54.325000000000003,0.16274544489651513,62.198999999999998,0.22851161479930754,65.424000000000007,0.13566101361163757]
[null,"h110",65.356999999999999,0.41070301894728795,51.491999999999997,8.9843432454842539E-2,52.665999999999997,0.16790494722566188,61.552,0.20792570822765274,64.227000000000004,0.1269475964260221]
[null,"h111",64.179000000000002,0.40121981530696138,50.279000000000003,7.816996439429659E-2,51.048000000000002,0.14834306268058259,60.713000000000001,0.16123837513587502,63.357999999999997,0.1179265020798976]
[null,"h112",63.335000000000001,0.39412653193889452,50.22,6.5520997610028123E-2,50.720999999999997,0.11572026652514888,60.058999999999997,0.10788142303098622,63.125,0.10739163610406872]
[null,"h113",64.063999999999993,0.39881077567252354,51.774999999999999,5.4741736712894465E-2,52.781999999999996,9.5745621793737842E-2,60.715000000000003,7.1554142007863974E-2,64.070999999999998,0.10059812440002953]
[null,"h114",66.745000000000005,0.40980440892491826,54.896999999999998,4.7799437462402651E-2,57.484000000000002,0.10140633292057315,64.298000000000002,6.1314867748299043E-2,66.527000000000001,0.10298569916557954]
[null,"h115",66.358999999999995,0.42406745310976424,55.323,4.3994992439884889E-2,58.97,0.11417241582640486,64.003,5.7342619804876739E-2,66.344999999999999,0.1061116991163512]
[null,"h116",63.456000000000003,0.42531021165133931,53.54,4.1556245630578637E-2,57.64,0.12272244825756236,62.4,5.3101976730142116E-2,64.936000000000007,0.10494252590641691]
[null,"h117",59.75,0.43485077337820011,50.284999999999997,3.7475409303006163E-2,54.887999999999998,0.12738074178902059,58.231000000000002,4.314451735845512E-2,61.109000000000002,0.1035025967952347]
[null,"h118",56.33,0.42794868363191402,48.232999999999997,3.7475409303006163E-2,53.247,0.13968984020284214,55.508000000000003,3.5602614168578982E-2,57.703000000000003,0.10073350235065351]
[null,"h119",54.44,0.41511959161042389,47.850999999999999,4.3117043588534638E-2,53.082000000000001,0.14193053835721445,54.177999999999997,2.8490143188802556E-2,54.935000000000002,9.8456691362886747E-2]
[null,"h120",49.933999999999997,0.40661147544117926,44.497999999999998,4.783195408652674E-2,49.625,0.15077539949289462,50.027999999999999,2.4316598896896011E-2,50.917000000000002,9.8062864597435198E-2]
[null,"h121",46.237000000000002,0.39787803479258266,40.088000000000001,5.666021753621539E-2,46.637999999999998,0.1612969786293294,46.822000000000003,2.003273937312151E-2,48.15,9.504294961726846E-2]
[null,"h122",43.505000000000003,0.38246989103421908,37.033999999999999,6.0367112686360899E-2,44.887,0.17373618275607958,44.575000000000003,1.567196221554315E-2,46.146999999999998,9.3110832164217672E-2]
[null,"h123",42.404000000000003,0.37143949531638309,35.942,6.721186206448046E-2,44.167999999999999,0.18593957258658805,43.518000000000001,1.2075998282524689E-2,45.356000000000002,8.9381968544635607E-2]
[null,"h124",42.588999999999999,0.3520932900019117,35.978000000000002,6.8154844164078882E-2,44.44,0.20300663227708179,43.582000000000001,1.1123336195792186E-2,45.404000000000003,8.8754338034408922E-2]
[null,"h125",43.554000000000002,0.33630281017013958,36.075000000000003,8.5762596127270066E-2,45.634,0.21627118644067797,44.122,1.2250429368827823E-2,46.119,8.8151320485367599E-2]
[null,"h126",44.851999999999997,0.30953928503154271,35.298999999999999,9.556635830068122E-2,48.087000000000003,0.23186440677966103,45.606999999999999,1.4920566766852727E-2,47.53,9.0649536045681656E-2]
[null,"h127",48.186,0.3043012808258459,34.344000000000001,0.10065520997610028,53.115000000000002,0.25498894620486368,49.8,1.9066659510519536E-2,50.884,8.869280563144552E-2]
[null,"h128",52.908999999999999,0.2799464729497228,35.677,0.10262246573560733,58.808999999999997,0.26330140014738396,54.889000000000003,2.4272756547874624E-2,55.972999999999999,8.9406581505820967E-2]
[null,"h129",56.066000000000003,0.26509271649780158,38.518999999999998,0.10774383403515048,61.61,0.28172439204126748,57.149000000000001,3.1692786603692569E-2,58.776000000000003,8.9788082404194045E-2]
[null,"h130",57.802,0.25106098260370868,41.710999999999999,0.12010015120230218,62.994,0.30759027266028005,58.347999999999999,6.2781773293258916E-2,59.74,9.3233896970144475E-2]
[null,"h131",59.22,0.2379468552857962,44.463999999999999,0.13707382899507373,64.751999999999995,0.33705232129697865,59.85,0.10422928295405753,61.392000000000003,0.10403898693051761]
[null,"h132",60.829000000000001,0.23917033072070351,47.515000000000001,0.16528200042271612,66.064999999999998,0.33380987472365514,60.874000000000002,0.13550611850579647,63.374000000000002,0.11067217996997218]
[null,"h133",60.847999999999999,0.24880519977059837,47.847000000000001,0.18147527923650966,66.158000000000001,0.31829034635224762,60.612000000000002,0.14327501073422069,63.18,0.10450663319303946]
[null,"h134",59.366,0.23838654177021601,46.07,0.18147527923650966,65.108000000000004,0.28915254237288135,59.723999999999997,0.13581472735079433,61.725000000000001,9.4415319107041762E-2]
[null,"h135",57.866999999999997,0.21915503727776717,44.831000000000003,0.16630627408262474,64.078000000000003,0.2576713338246131,58.414000000000001,0.11135412194074711,60.54,8.1715031135395896E-2]
[null,"h136",57.064999999999998,0.17329382527241446,44.923000000000002,0.1508933942478092,63.530999999999999,0.21478260869565216,58.116999999999997,9.0368720480893089E-2,60.000999999999998,7.2079056831327371E-2]
[null,"h137",58.631,0.14480978780347925,47.238999999999997,0.13725267042775618,65.057000000000002,0.19924834193072954,59.393000000000001,9.1723915843709744E-2,61.018000000000001,6.9236259814418277E-2]
[null,"h138",62.622999999999998,0.13049130185432994,50.768999999999998,0.12070170874859772,68.861000000000004,0.21130434782608695,63.384,0.10905968226706741,62.917000000000002,7.406040020674888E-2]
[null,"h139",62.643999999999998,0.12884725673867328,52.054000000000002,0.10992244785146406,68.983999999999995,0.22635224760501105,63.643000000000001,0.12615392872477457,64.084000000000003,7.6804745378916531E-2]
[null,"h140",60.338999999999999,0.14134964633913211,50.945999999999998,9.4428276456338306E-2,67.188999999999993,0.22505526897568165,62.652000000000001,0.12889115500214685,62.488,7.9561397031676875E-2]
[null,"h141",56.656999999999996,0.15333588224048939,48.621000000000002,8.3876631928073223E-2,63.404000000000003,0.22630803242446573,59.076000000000001,0.13087698583082868,59.066000000000003,8.1259691353466737E-2]
[null,"h142",54.231000000000002,0.1741923150449245,47.545000000000002,7.3211179215373859E-2,60.439,0.22819454679439941,56.322000000000003,0.12483898668956633,56.411999999999999,7.9179896133303798E-2]
[null,"h143",53.033999999999999,0.19606193844389219,47.646000000000001,7.0804949030191688E-2,57.997,0.22644067796610171,54.393999999999998,0.13008533705452985,54.652000000000001,7.9216815575081839E-2]
[null,"h144",49.546999999999997,0.21169948384630091,43.884999999999998,5.823727380623344E-2,53.332999999999998,0.22170965364775239,50.18,0.12871672391584371,50.689,7.841689433655763E-2]
[null,"h145",46.447000000000003,0.23425731217740395,40.381999999999998,5.0849386328537756E-2,49.502000000000002,0.22015563284796322,46.415999999999997,0.12407603664998726,47.64,7.9004688596005471E-2]
[null,"h146",43.758000000000003,0.24538329191359204,38.325000000000003,4.3160204828090708E-2,47.506,0.23219654542238991,44.131999999999998,0.11614772681539515,45.625,8.0099924933239808E-2]
[null,"h147",42.19,0.25364175109921622,37.915999999999997,3.4365601885718931E-2,46.648000000000003,0.24599127512822025,43.29,0.11115731859463665,44.843000000000004,8.2610354290496055E-2]
[null,"h148",41.723999999999997,0.25522844580386161,38.549999999999997,2.870844509469235E-2,47.16,0.25985969462948771,43.506999999999998,0.11746240424989603,45.177,8.5428434304278808E-2]
[null,"h149",41.905000000000001,0.25639457082775757,40.628,2.5034544420060149E-2,48.817999999999998,0.25935860402051525,44.237000000000002,0.11794534698093717,46.585999999999999,8.6917463481867074E-2]
[null,"h150",41.448,0.2655706365895622,44.796999999999997,2.0255222303503212E-2,52.601999999999997,0.245151211460237,47.372999999999998,0.11421595589123057,49.634999999999998,8.7335868374743109E-2]
[null,"h151",41.218000000000004,0.28638883578665647,53.045000000000002,1.6808908396326098E-2,60.868000000000002,0.25561516241230914,55.61,0.11448425740847565,56.837000000000003,9.3218148927529818E-2]
[null,"h152",43.859000000000002,0.30302045497992736,60.923999999999999,1.2988701942615623E-2,68.674000000000007,0.25330130283558333,62.328000000000003,0.10923896274633434,63.350999999999999,0.1033829266191654]
[null,"h153",47.77,0.30856432804435097,63.57,1.0956677233195156E-2,71.033000000000001,0.25017685550904911,64.977999999999994,0.10466442187730572,65.718999999999994,0.1146552466742964]
[null,"h154",51.018999999999998,0.32823551902121967,64.135999999999996,1.7345362919613104E-2,70.600999999999999,0.26840771090019455,65.572000000000003,0.10624740082905169,66.194999999999993,0.1438205289130087]
[null,"h155",53.481999999999999,0.34637736570445421,64.88,3.0561651629683818E-2,71.043999999999997,0.3168071685433001,66.81,0.11985028775337725,66.388000000000005,0.17036462755811521]
[null,"h156",55.055999999999997,0.35197858917988911,66.033000000000001,4.4932130374705358E-2,71.924999999999997,0.36228851028709547,67.492999999999995,0.13789356478810888,67.692999999999998,0.18217841276873284]
[null,"h157",54.527999999999999,0.35584018352131525,65.700999999999993,5.5482402666016416E-2,71.438999999999993,0.37403466367977362,67.194999999999993,0.15077203761587271,67.858000000000004,0.17628382618968508]
[null,"h158",53.606999999999999,0.35656662206079143,65.418000000000006,5.4945948142729413E-2,70.774000000000001,0.3368065790249366,66.554000000000002,0.15419288196074749,67.034000000000006,0.16465463137298336]
[null,"h159",52.17,0.33861594341426116,64.441000000000003,4.5371047711940178E-2,69.483000000000004,0.26867299416376822,65.302000000000007,0.13577398280187275,66.516000000000005,0.16431006263767367]
[null,"h160",51.935000000000002,0.32047409673102656,63.914000000000001,2.983012273429245E-2,69.05,0.20232270235217828,64.682000000000002,0.11037924419462591,65.968999999999994,0.17400721133138899]
[null,"h161",53.698999999999998,0.31923150449244886,64.546000000000006,1.7426643907989921E-2,70.11,0.17603018334021106,65.305000000000007,0.10281314140831467,66.703000000000003,0.18616556527731631]
[null,"h162",56.965000000000003,0.2887210858344485,66.899000000000001,1.6500040640494189E-2,74.3,0.18734893591935389,68.539000000000001,0.11648310371195149,69.269000000000005,0.1982993071707215]
[null,"h163",56.908999999999999,0.28359778245077422,66.623000000000005,1.9279850442981385E-2,74.355000000000004,0.21648588103519426,68.347999999999999,0.13669962303636826,68.864999999999995,0.21651222603709036]
[null,"h164",55.04,0.28304339514433186,64.745999999999995,2.1230594164025035E-2,72.381,0.23456935683546543,66.643000000000001,0.15255624270555249,66.474999999999994,0.22793221840735409]
[null,"h165",51.448,0.28138023322500477,60.790999999999997,2.3864098187433957E-2,68.099000000000004,0.23657371927135531,63.116999999999997,0.17175321626443799,62.274000000000001,0.24130886895312634]
[null,"h166",49.164000000000001,0.27507168801376408,57.524000000000001,2.870844509469235E-2,64.209000000000003,0.23076696339090963,60.308,0.18806594851293884,58.43,0.25514084247055785]
[null,"h167",49.070999999999998,0.27157331294207609,54.826000000000001,3.1927172234414374E-2,60.837000000000003,0.21079702882744797,58.366999999999997,0.19567229652683685,56.36,0.26301669927763627]
[null,"h168",45.728999999999999,0.27482316956604858,49.792000000000002,3.5763634885800213E-2,55.625999999999998,0.19989093910275305,54.069000000000003,0.19862361321653274,52.276000000000003,0.26535484426723766]
[null,"h169",41.994,0.26943223093098834,46.058999999999997,4.0938713819050558E-2,51.707999999999998,0.19283819628647214,50.526000000000003,0.2020172214919928,49.301000000000002,0.27633052359564386]
[null,"h170",39.252000000000002,0.26228254635824888,43.866,4.363654093058783E-2,49.274000000000001,0.17810197465369879,48.192999999999998,0.21257276214490731,47.350999999999999,0.28068664246600628]
[null,"h171",38.273000000000003,0.2571974765819155,43.22,4.402658822382214E-2,48.234000000000002,0.16184792219274977,47.375999999999998,0.22099573486413263,46.164999999999999,0.28140035685719561]
[null,"h172",37.783000000000001,0.2479640604090996,43.801000000000002,4.6155596366059384E-2,48.973999999999997,0.15555555555555556,47.375,0.22481826229244348,46.482999999999997,0.28866055497446624]
[null,"h173",38.332999999999998,0.24144523035748422,45.055999999999997,5.1177455266451059E-2,50.470999999999997,0.16190686707928087,48.350999999999999,0.22610585047882187,47.600999999999999,0.29163846674460098]
[null,"h174",38.03,0.22995603135155801,47.820999999999998,5.5061676228242672E-2,54.08,0.17581786030061891,50.887999999999998,0.22601196384023176,50.307000000000002,0.3037100842921307]
[null,"h175",36.841000000000001,0.23446759701777864,55.276000000000003,6.0164794981391496E-2,62.58,0.18144709696433833,58.293999999999997,0.23616513318490304,57.201999999999998,0.31846428351688921]
[null,"h176",38.582999999999998,0.23609252532976485,62.290999999999997,6.209877947701159E-2,70.022000000000006,0.19043619216033009,65.504000000000005,0.2434212291102229,63.429000000000002,0.32083922968067435]
[null,"h177",41.271000000000001,0.23181036130758936,63.982999999999997,6.4276543530903119E-2,72.221999999999994,0.21802239905688181,68.495999999999995,0.24319321870221841,65.998999999999995,0.32913308312311573]
[null,"h178",44.874000000000002,0.22502389600458803,63.762999999999998,7.4694056654369345E-2,71.507999999999996,0.25552608311229003,68.715999999999994,0.25003353094235359,66.406999999999996,0.35544207223281854]
[null,"h179",47.723999999999997,0.22255782833110305,64.837000000000003,8.7143066096764227E-2,72.067999999999998,0.30704391394046565,69.316999999999993,0.25808095710721857,66.225999999999999,0.39078324001722758]
[null,"h180",50.686,0.22353278531829479,66.64,9.4879004079244614E-2,73.129000000000005,0.36170055997642203,70.213999999999999,0.26433112476193033,67.046999999999997,0.4164277364178921]
[null,"h181",50.826000000000001,0.22643853947619957,66.277000000000001,0.10318376103102501,72.319999999999993,0.37525788387857351,69.132999999999996,0.25987821561737173,66.625,0.4034578231711069]
[null,"h182",49.280999999999999,0.21942267252915312,65.924000000000007,9.2993775495278805E-2,71.738,0.35272620100206309,67.936000000000007,0.24716328227688511,64.850999999999999,0.35298098812526918]
[null,"h183",48.07,0.19013572930606001,65.037000000000006,8.07560416700525E-2,70.480999999999995,0.29036251105216621,66.638999999999996,0.23719788620939403,63.2,0.28468590414077399]
[null,"h184",47.773000000000003,0.16761613458229785,64.629000000000005,6.846955193317189E-2,69.646000000000001,0.21500147362216326,66.64,0.22057995117894794,62.225999999999999,0.22025472220513137]
[null,"h185",49.265999999999998,0.14528770789523993,64.805999999999997,5.7499471810957076E-2,70.736000000000004,0.15928381962864721,66.965999999999994,0.22609243810188043,63.517000000000003,0.19110318095120901]
[null,"h186",53.774999999999999,0.13010896578092143,67.129000000000005,4.93734865352424E-2,74.56,0.14500442086648982,69.119,0.22919069717535343,67.194999999999993,0.18127114994154925]
[null,"h187",54.973999999999997,0.12341808449627223,66.856999999999999,4.4627911134225026E-2,74.363,0.14241084585912173,68.203999999999994,0.2467072614608761,66.203000000000003,0.16707069464098936]
[null,"h188",53.957000000000001,0.11915503727776716,64.903999999999996,4.0987469730704849E-2,72.236999999999995,0.13317123489537283,66.653999999999996,0.2684353121060114,64.105000000000004,0.15720174736971637]
[null,"h189",51.412999999999997,0.10837316000764673,61.16,3.7834587443727551E-2,67.798000000000002,0.134851164161509,62.677999999999997,0.28812468145604764,59.966000000000001,0.14628683935273487]
[null,"h190",50.11,9.8126553240298217E-2,57.973999999999997,3.5169264273293137E-2,64.418999999999997,0.13000294724432657,59.3,0.30415247190107031,56.594999999999999,0.13818987263889743]
[null,"h191",50.593000000000004,9.0632766201491105E-2,55.561,3.2130145780175846E-2,61.165999999999997,0.11500147362216327,57.798000000000002,0.30578878188792619,54.451999999999998,0.12688119116470806]
[null,"h192",47.343000000000004,8.0443509845153888E-2,50.344000000000001,2.9789862020770018E-2,56.18,0.10554081933392279,53.177,0.3074116794978406,51.051000000000002,0.12037162370023996]
[null,"h193",44.351999999999997,7.180947648081959E-2,46.594000000000001,2.9285099052540915E-2,52.192,0.10385782912381009,48.680999999999997,0.30167904943271734,47.98,0.10847228204023872]
[null,"h194",42.277999999999999,6.9477627630497529E-2,44.814999999999998,2.9691385110428549E-2,49.962000000000003,9.8317173086558018E-2,46.476999999999997,0.29898345090255612,45.923999999999999,9.9932320187042387E-2]
[null,"h195",41.509,6.7489822053173804E-2,43.98,3.0682723091674385E-2,49.093000000000004,9.825822993722555E-2,45.143000000000001,0.30401255263793148,44.459000000000003,9.4394880945056298E-2]
[null,"h196",42.012,6.4087616353523572E-2,44.423999999999999,3.3526725496887851E-2,49.642000000000003,0.10394624384780879,45.578000000000003,0.31993133599763968,44.222999999999999,8.8574417030702027E-2]
[null,"h197",43.725000000000001,5.8372675318717863E-2,46.094000000000001,3.7475825979555684E-2,51.293999999999997,0.12170286758421503,46.997,0.33766059598208298,44.448999999999998,9.0506368055128281E-2]
[null,"h198",47.594000000000001,5.3269366769242529E-2,49.027000000000001,4.0059805307721061E-2,54.892000000000003,0.14019628068727713,50.85,0.35587264973312233,43.963999999999999,8.7294653294776342E-2]
[null,"h199",56.561999999999998,4.3922857852787704E-2,56.616,4.3927648578811367E-2,63.338000000000001,0.1723792402228051,58.594000000000001,0.3692031220663573,43.908999999999999,9.184765889374269E-2]
[null,"h200",64.442999999999998,4.2470230700128057E-2,63.609000000000002,4.7584223099800108E-2,70.67,0.19700274085644395,66.132000000000005,0.37896628490196604,46.368000000000002,9.2733649172460464E-2]
[null,"h201",67.716999999999999,4.6579636460941529E-2,66.138000000000005,5.4946126468724099E-2,73.078999999999994,0.22295246235006336,69.856999999999999,0.39015100716144085,49.764000000000003,9.8480280563588263E-2]
[null,"h202",67.906999999999996,5.5811464286396911E-2,65.665000000000006,7.0677522630133424E-2,72.215000000000003,0.26197282720815773,70.364999999999995,0.40515784673980099,52.494999999999997,0.11745523903279395]
[null,"h203",69.141999999999996,7.1255184540988933E-2,66.584000000000003,8.9512944273804296E-2,73.156999999999996,0.31813091273466743,71.224000000000004,0.41360673765523159,54.265000000000001,0.13748846366824585]
[null,"h204",70.144000000000005,8.3354039641430455E-2,67.968999999999994,0.10867339476378529,74.156000000000006,0.36653797412395744,71.492000000000004,0.41011989378537134,55.825000000000003,0.1410939518858057]
[null,"h205",69.912000000000006,9.963875456335175E-2,67.191999999999993,0.11936684380738791,73.37,0.38411776841236628,70.468999999999994,0.41496124238929272,54.92,0.13303390143358149]
[null,"h206",69.421999999999997,0.10879412832814082,66.974999999999994,0.1219995774624998,72.936000000000007,0.38774277209631308,69.271000000000001,0.41549767990773273,53.375999999999998,0.11992862856088107]
[null,"h207",68.81,0.11680269118293546,66.006,0.11660409861375197,72.073999999999998,0.37091450296189327,67.918000000000006,0.41465279081618966,52.396000000000001,9.9341660001230542E-2]
[null,"h208",68.412999999999997,0.1234541944609033,65.363,0.1018965433182195,71.576999999999998,0.35648816716277149,67.569999999999993,0.41002601721964432,52.042000000000002,8.8623638712853017E-2]
[null,"h209",68.281000000000006,0.13931841204915996,65.561000000000007,0.10532559764679116,72.686000000000007,0.34153134301965754,68.83,0.40680739210900413,53.43,9.9304743739617299E-2]
[null,"h210",70.278999999999996,0.15669259733557597,67.259,0.10855963466757675,75.718000000000004,0.3623972178833515,71.337999999999994,0.40259635758924978,57.32,0.11872269734818187]
[null,"h211",69.742000000000004,0.17578699898698369,66.47,0.11356507890075244,75.158000000000001,0.36550646901063921,70.457999999999998,0.38830029772282271,57.643999999999998,0.13188949732357103]
[null,"h212",67.914000000000001,0.19495785469905771,64.161000000000001,0.11879804332634521,72.841999999999999,0.35980371931272287,67.254999999999995,0.37169755652710351,56.131,0.14089706515720174]
[null,"h213",63.704000000000001,0.21135725071197844,59.944000000000003,0.12498984284855282,68.388999999999996,0.34486163095694206,62.953000000000003,0.35131293082638199,52.487000000000002,0.14309973543345844]
[null,"h214",59.643999999999998,0.22936218199889141,56.426000000000002,0.12570490631043504,65.091999999999999,0.34509740355427193,59.499000000000002,0.32219778451304887,50.445,0.14355503599335506]
[null,"h215",56.375999999999998,0.25210726504711484,53.970999999999997,0.12664748996473438,61.741,0.33653591111373082,55.725999999999999,0.29453101949950378,47.326999999999998,0.15003999261674766]
[null,"h216",51.116999999999997,0.26693935281637649,48.838999999999999,0.12893894333122063,56.48,0.32327370251392534,51.942999999999998,0.28272939409382292,43.69,0.15507290961668616]
[null,"h217",46.723999999999997,0.27143457818890715,45.347000000000001,0.12718143706736862,52.633000000000003,0.31533655546386891,47.752000000000002,0.26891612799399189,40.28,0.16102873315695565]
[null,"h218",44.152999999999999,0.27670960590191507,43.58,0.12316791784472393,50.601999999999997,0.30404927502062951,46.170999999999999,0.27123622026124505,38.762999999999998,0.16723066510798007]
[null,"h219",43.107999999999997,0.26703872176140053,42.649000000000001,0.1254265379740665,49.786999999999999,0.29780148532358836,44.622,0.27594345948555643,38.085999999999999,0.17691503107118686]
[null,"h220",43.418999999999997,0.25077405297962618,43.015000000000001,0.13922199473530272,50.301000000000002,0.28884239066368028,44.255000000000003,0.2945176085615428,38.198,0.18607026395127055]
[null,"h221",45.113999999999997,0.23183364550284774,43.807000000000002,0.14840271684378148,52.165999999999997,0.28433337262760816,44.399000000000001,0.31220663573210311,37.868000000000002,0.18689472712729957]
[null,"h222",48.441000000000003,0.21275945109131914,46.405000000000001,0.14653407429072829,55.506,0.27855711422845691,44.393000000000001,0.32671727060590616,36.454999999999998,0.19379806804897556]
[null,"h223",56.173999999999999,0.18311608883452468,53.911999999999999,0.14908517760228787,63.241999999999997,0.28103265354237889,45.500999999999998,0.35174208084113401,34.920999999999999,0.20483603027133451]
[null,"h224",63.247,0.16864798746225299,61.360999999999997,0.14190309057229208,70.745999999999995,0.27422492042909347,49.036999999999999,0.36762063138695922,36.283000000000001,0.21207161754752968]
[null,"h225",65.524000000000001,0.15867130461373802,63.706000000000003,0.14902018133957298,72.930999999999997,0.28010432629965815,53.447000000000003,0.3809511037201942,39.156999999999996,0.21352365717098382]
[null,"h226",65.918999999999997,0.15823171897098734,63.756999999999998,0.1572747067043645,71.930000000000007,0.30817517387716609,56.847999999999999,0.39172008690287796,45.234000000000002,0.22191595397772718]
[null,"h227",67.141000000000005,0.16375520813424563,64.451999999999998,0.1725163303110071,72.319000000000003,0.33863314865024163,58.286000000000001,0.41667784244830086,50.783999999999999,0.23279394573309542]
[null,"h228",67.48,0.16637360957149955,65.332999999999998,0.1801208930486497,73.152000000000001,0.37066780620063655,59.968000000000004,0.45327629214387255,53.344999999999999,0.2388482126376669]
[null,"h229",67.128,0.1689920110087535,64.924999999999997,0.17719606122647949,72.808000000000007,0.37189084050453847,60.354999999999997,0.46627149102808252,52.999000000000002,0.23505814311204085]
[null,"h230",66.37,0.15970337525323955,64.632999999999996,0.16941275876637094,71.373999999999995,0.34908051396911471,58.69,0.45110372019419037,51.005000000000003,0.22504153079431491]
[null,"h231",65,0.12895149267994344,64.225999999999999,0.1529849533651815,69.765000000000001,0.30897088294235531,57.122999999999998,0.42501944586004348,50.36,0.20226419737894544]
[null,"h232",66.114000000000004,9.3058369328389581E-2,64.126000000000005,0.11523837379350688,68.855000000000004,0.24722975362489685,55.595999999999997,0.39582383391894427,49.898000000000003,0.1694948624869255]
[null,"h233",66.83,7.679370054661519E-2,64.561999999999998,9.643820480322382E-2,69.802999999999997,0.19704114110574089,56.866,0.38465252259743049,51.051000000000002,0.15937980680489755]
[null,"h234",69.98,8.2030503421123044E-2,67.022000000000006,8.5063858828117386E-2,73.558999999999997,0.17619061652717199,60.66,0.3812193224794142,54.816000000000003,0.16536024118624254]
[null,"h235",70.128,9.2332097396888496E-2,66.733000000000004,7.6240616164570535E-2,73.052000000000007,0.16335612401273134,60.838000000000001,0.3758817691709358,55.658000000000001,0.16940872454316125]
[null,"h236",68.283000000000001,0.10028286380490042,65.177000000000007,6.5012511780572615E-2,70.841999999999999,0.16509489567370034,58.432000000000002,0.37075879086983343,54.631999999999998,0.17627514920322401]
[null,"h237",64.346999999999994,0.1085967661786629,61.505000000000003,6.0966494426570469E-2,66.391999999999996,0.15566426971590239,54.421999999999997,0.36350347343293188,52.345999999999997,0.1689165077216514]
[null,"h238",60.811999999999998,0.1070677726386606,58.241999999999997,5.7846673816255564E-2,63.011000000000003,0.14707355888247081,52.177999999999997,0.35471930906847626,50.783999999999999,0.15223035747246663]
[null,"h239",57.948,0.11062268261916594,56.048000000000002,5.8756621494264083E-2,60.856000000000002,0.14428857715430862,51.567999999999998,0.34047689295389322,50.643999999999998,0.1424352427244201]
[null,"h240",52.963000000000001,0.11509498872367264,51.259,5.4791849468655555E-2,56.475000000000001,0.13944064599787812,48.369,0.33287289113000562,46.957999999999998,0.13871900572202056]
[null,"h241",49.008000000000003,0.12293875991210471,48.012,5.5499593826157594E-2,52.939,0.13790816927973595,44.558999999999997,0.32441058927661398,44.572000000000003,0.13200442967884829]
[null,"h242",46.956000000000003,0.13245438043374416,45.920999999999999,5.610073111291633E-2,50.609000000000002,0.12781445243428033,42.036999999999999,0.3217284016844138,42.651000000000003,0.12320659529961855]
[null,"h243",46.161999999999999,0.13868348141778924,44.72,5.7969130787977254E-2,49.341999999999999,0.12330543439820818,40.722000000000001,0.31289059356811416,42.302,0.11550387596899225]
[null,"h244",46.226999999999997,0.14770230247444349,44.720999999999997,6.2193338748984563E-2,49.36,0.12368855357774372,40.222999999999999,0.31091918568784699,43.22,9.8794142980189487E-2]
[null,"h245",47.137999999999998,0.15631986242476353,45.442999999999998,6.4240454914703496E-2,49.296999999999997,0.11661558410939526,40.555999999999997,0.31441944049566828,44.847000000000001,9.002091792789467E-2]
[null,"h246",49.892000000000003,0.16218591764593485,47.82,6.3005686433793659E-2,48.927,0.11403689732405989,40.159999999999997,0.31749054528873749,48.384,7.9660391288298271E-2]
[null,"h247",57.472000000000001,0.16759338874558136,54.898000000000003,6.277822908204711E-2,49.398000000000003,0.12106566073323116,39.316000000000003,0.33151838639594455,56.945999999999998,7.6141257536606374E-2]
[null,"h248",65.138000000000005,0.17139581541989107,62.143999999999998,5.8131600324939074E-2,53.005000000000003,0.12930272309324531,41.116,0.34007456481506315,64.093000000000004,7.852836224929248E-2]
[null,"h249",67.361000000000004,0.17880959205120855,64.832999999999998,4.9650690495532085E-2,56.582999999999998,0.14623364375810444,44.545999999999999,0.35595311536088836,67.117999999999995,8.4988310569705919E-2]
[null,"h250",66.682000000000002,0.20401261106334193,64.537000000000006,5.8147847278635256E-2,59.597999999999999,0.17417187315808086,47.99,0.37102700962905344,72.477999999999994,9.5348837209302331E-2]
[null,"h251",67.162999999999997,0.22667430973535874,65.313999999999993,8.0032493907392366E-2,61.868000000000002,0.20063656725215137,51.722000000000001,0.39959230748598557,74.712000000000003,0.10434354620401132]
[null,"h252",67.838999999999999,0.23706888315658736,66.150000000000006,0.10024370430544273,63.003999999999998,0.22816220676647411,54.899000000000001,0.41879677064613902,72.534000000000006,0.10805955457118248]
[null,"h253",67.363,0.2343747014426292,65.67,0.11343623070674248,62.215000000000003,0.2385211599669928,55.156999999999996,0.43454121181235417,69.165999999999997,0.10431893687707641]
[null,"h254",66.853999999999999,0.20951562052163944,64.283000000000001,0.10833468724614134,60.621000000000002,0.24230814570317105,53.545000000000002,0.43396454148003111,68.677999999999997,9.8831056970591857E-2]
[null,"h255",66.292000000000002,0.18072035922422852,62.857999999999997,9.0300568643379361E-2,59.345999999999997,0.22346162914063422,52.584000000000003,0.4240806802027734,67.67,9.4672080718592344E-2]
[null,"h256",65.972999999999999,0.15119900640107004,62.295999999999999,6.2193338748984563E-2,58.960999999999999,0.21260167393610752,52.180999999999997,0.3982378027519245,67.039000000000001,9.9310938845822566E-2]
[null,"h257",66.153000000000006,0.13356262539409572,63.113999999999997,4.3054427294882208E-2,60.273000000000003,0.20737062360014147,53.381999999999998,0.37840302550760402,67.802999999999997,0.10526639596407038]
[null,"h258",69.210999999999999,0.12874749211808542,66.251999999999995,3.7173030056864335E-2,64.087000000000003,0.23000412589885655,58.218000000000004,0.38124614435533621,69.831999999999994,0.11972437553832903]
[null,"h259",69.152000000000001,0.12742906276870164,65.765000000000001,3.4735987002437047E-2,64.271000000000001,0.25558469880938345,59.249000000000002,0.38033420057398815,69.558999999999997,0.12894056847545218]
[null,"h260",67.831000000000003,0.13111684341263016,63.594000000000001,3.3956133225020307E-2,62.078000000000003,0.28535011198868326,57.555999999999997,0.38129978810718024,67.641000000000005,0.13197982035191339]
[null,"h261",63.808,0.1293016145982612,59.484999999999999,3.0787977254264826E-2,57.994,0.28947601084521984,54.337000000000003,0.37307888313708659,63.405999999999999,0.13318567737172388]
[null,"h262",60.414999999999999,0.13604662271902168,56.457000000000001,2.9910641754670998E-2,55.677999999999997,0.28536484734174233,52.475000000000001,0.35950701392055362,60.395000000000003,0.13225052294819736]
[null,"h263",57.579000000000001,0.15030094582975065,54.860999999999997,2.9455727051177903E-2,54.598999999999997,0.27972120712012261,53.009,0.34153635705281227,57.713999999999999,0.13047865140888396]
[null,"h264",52.408999999999999,0.16256807108053883,51.445999999999998,2.9975629569455726E-2,51.212000000000003,0.2754184840268773,49.463999999999999,0.33398599898076869,53.325000000000003,0.1267380337147779]
[null,"h265",48.698,0.1819883845330888,48.256,2.9760551025049545E-2,48.113,0.26673936107509139,46.323999999999998,0.33052177061402921,50.128999999999998,0.12434327899107966]
[null,"h266",46.823999999999998,0.20644199908298946,45.807000000000002,2.7827414795802332E-2,45.902999999999999,0.26566368030178,44.506,0.32608316682981775,48.152999999999999,0.12119347892956013]
[null,"h267",45.765000000000001,0.22898517499617912,44.045999999999999,2.7031417524935833E-2,44.872,0.25832547447836851,43.87,0.31326351360411947,47.643999999999998,0.11911411873269763]
[null,"h268",46.127000000000002,0.25618982118294359,43.457999999999998,2.7973618376165566E-2,44.667000000000002,0.24964635152658257,43.792000000000002,0.30165073149799526,48.293999999999997,0.12135342971393417]
[null,"h269",47.186999999999998,0.28312700596056856,43.201999999999998,3.0735241560804444E-2,44.658000000000001,0.23726865495697277,45.262,0.29833854075871963,49.411000000000001,0.1267917563826515]
[null,"h270",50.197000000000003,0.30452391869173162,42.44,3.089768998343026E-2,44.2,0.2274843805257574,49.645000000000003,0.30911992276024836,52.295999999999999,0.1331528760381421]
[null,"h271",57.52,0.33146110346935659,42.143000000000001,3.0605282822703792E-2,43.465000000000003,0.2181126959801957,58.843000000000004,0.33305619996513486,59.188000000000002,0.14071977852968318]
[null,"h272",64.302000000000007,0.34609506342656277,45.491,2.7567497319601026E-2,45.261000000000003,0.20010609454202521,66.965999999999994,0.34444101752645057,65.760000000000005,0.14299600123039066]
[null,"h273",66.686000000000007,0.36640302613480052,49.222999999999999,2.5244484876051854E-2,47.936,0.18912825651302606,70.188999999999993,0.35400211872929882,68.277000000000001,0.14676099661642572]
[null,"h274",66.349000000000004,0.40304523918691731,51.884,3.4032944540108516E-2,51.009,0.20816633266533066,70.007000000000005,0.36585627505933782,68.349999999999994,0.1588557366964011]
[null,"h275",67.141000000000005,0.44060446278465537,53.755000000000003,5.797784203515384E-2,53.433,0.24360485677236826,71.741,0.39424456572754213,68.634,0.1784435558289757]
[null,"h276",68.474000000000004,0.48444902949717256,54.77,7.8657526235420258E-2,56.188000000000002,0.28144524342803251,73.242000000000004,0.41439931342442976,69.186999999999998,0.19087050138418948]
[null,"h277",67.965000000000003,0.49700061134036377,54.356999999999999,8.6146398518470391E-2,56.167000000000002,0.29849404691736414,72.822999999999993,0.42007160768642804,68.944000000000003,0.20166102737619193]
[null,"h278",67.304000000000002,0.48697080849763108,52.506,8.2345105429026288E-2,53.814,0.27899917482022868,72.198999999999998,0.42001796897000254,68.778999999999996,0.20535219932328513]
[null,"h279",66.406000000000006,0.47287177135870395,51.182000000000002,6.4686961889600048E-2,52.210999999999999,0.22780855829305671,71.188999999999993,0.40904885146098452,67.884,0.19517686865579822]
[null,"h280",66.040000000000006,0.45334708849151767,51.085999999999999,3.8938886903408167E-2,51.768999999999998,0.15391076270187434,70.039000000000001,0.39775790165341346,67.135000000000005,0.17154106428791141]
[null,"h281",66.454999999999998,0.43395613632890112,52.158999999999999,2.0695929042528996E-2,53.572000000000003,0.10304432394200165,70.278999999999996,0.38300725463639657,67.394999999999996,0.16166102737619195]
[null,"h282",69.215000000000003,0.41183325691578787,56.564,2.1069560414568374E-2,59.512999999999998,8.8235294117647065E-2,72.125,0.37496144717256918,70.313000000000002,0.16716087357736081]
[null,"h283",68.688000000000002,0.3971801925722146,57.460999999999999,2.321387959322915E-2,61.588999999999999,7.8878344925144409E-2,72.069999999999993,0.37364729862014401,70.052000000000007,0.17125807443863428]
[null,"h284",66.575999999999993,0.3722680727495033,55.798999999999999,2.5098281295688619E-2,60.34,7.5724979370505721E-2,70.228999999999999,0.37836750566558941,68.298000000000002,0.17871424177176254]
[null,"h285",61.948999999999998,0.34978220999541493,51.96,2.3555021280743365E-2,57.716000000000001,7.504715312978899E-2,65.706000000000003,0.37760315395652583,64.287000000000006,0.18886496462626884]
[null,"h286",58.884,0.33891181415252941,50.061999999999998,2.461093602781117E-2,56.139000000000003,7.239478957915832E-2,62.548999999999999,0.37217223391844234,60.573,0.19116579513995693]
[null,"h287",56.597999999999999,0.33596973865199448,50.25,2.3684980018844018E-2,56.161000000000001,6.3273606035600616E-2,59.502000000000002,0.35211135397529936,57.889000000000003,0.19079667794524763]
[null,"h288",51.911999999999999,0.33728794131132506,47.786000000000001,2.4091101075408558E-2,53.027999999999999,6.236001414593894E-2,54.210999999999999,0.3285371381062851,53.460999999999999,0.19189172562288526]
[null,"h289",47.884,0.33234648075637474,45.027000000000001,2.4399753078397608E-2,50.017000000000003,6.1561583685738282E-2,49.978999999999999,0.30667739340305711,50.228999999999999,0.19449331348498455]
[null,"h290",45.832000000000001,0.33717887498806226,42.591000000000001,2.2547841060463304E-2,48.109000000000002,6.2578278102759816E-2,47.777000000000001,0.28795923840171628,48.512999999999998,0.19795037092626994]
[null,"h291",44.841000000000001,0.32541304555438832,41.37,2.3555021280743365E-2,47.55,6.1944685929833349E-2,46.720999999999997,0.27362563689997316,47.573999999999998,0.20319131921804068]
[null,"h292",45.100999999999999,0.32419062171712348,40.491999999999997,2.3782449072419509E-2,47.932000000000002,7.3673508479820821E-2,46.691000000000003,0.2713059801555377,47.99,0.21214768155702915]
[null,"h293",46.323,0.3235221086811193,40.064999999999998,2.4675915396861498E-2,49.713999999999999,8.2617472409271073E-2,48.905000000000001,0.28212657548940734,49.529000000000003,0.21554322552071159]
[null,"h294",48.945999999999998,0.32696017572342662,38.996000000000002,2.2872737905714934E-2,53.79,8.9498578101286336E-2,52.462000000000003,0.29675516224188792,52.491999999999997,0.22427813934032947]
[null,"h295",56.093000000000004,0.33272848820552003,37.581000000000003,2.4269794340296955E-2,63.454000000000001,0.10217042155981552,59.378999999999998,0.316733708769107,59.886000000000003,0.23615024051769742]
[null,"h296",63.273000000000003,0.33509693439022059,38.9,2.3684980018844018E-2,71.474000000000004,0.11939528784239763,66.891000000000005,0.32933762402788952,66.786000000000001,0.23755274780704452]
[null,"h297",65.738,0.34437971540445039,41.183999999999997,2.5813054355242209E-2,74.198999999999998,0.13225868242297434,68.87,0.34865915795119334,69.263000000000005,0.22628347871018539]
[null,"h298",65.459999999999994,0.37973450482284404,44.53,3.5738652977679586E-2,74.146000000000001,0.15518587826189459,68.400000000000006,0.38424510592652183,68.27,0.21979995817083522]
[null,"h299",66.19,0.41252984433196449,47.5,4.9887910588388186E-2,74.516000000000005,0.1721602546156453,68.337999999999994,0.43216680075087155,68.456999999999994,0.22323241022107942]
[null,"h300",66.647999999999996,0.43075159965619331,50.168999999999997,6.3224926085967706E-2,75.674000000000007,0.18066217749421662,68.751999999999995,0.46429337624027889,69.367000000000004,0.22261727544505]
[null,"h301",66.421000000000006,0.442135421640722,50.536999999999999,7.0275187627928129E-2,75.048000000000002,0.17276437738517983,68.186999999999998,0.46755162241887904,68.762,0.22117786006914114]
[null,"h302",65.153999999999996,0.44139050711488875,48.787999999999997,6.9365476461223555E-2,74.543000000000006,0.14596195500022102,67.441999999999993,0.43541163850898362,67.896000000000001,0.20974865593051437]
[null,"h303",64.201999999999998,0.41808805271702798,47.284999999999997,5.6613275285096978E-2,73.555999999999997,0.10636981154316531,65.406000000000006,0.38735585947975326,66.891000000000005,0.19381666523135219]
[null,"h304",63.42,0.36882819214974694,47.082000000000001,4.0270963968939859E-2,72.915999999999997,7.5367999174856704E-2,65.424000000000007,0.3291499061410566,67.088999999999999,0.17360333649102519]
[null,"h305",63.908000000000001,0.34365390125107442,48.62,3.247343968290068E-2,73.100999999999999,5.5063580237818086E-2,65.91,0.28252882810404933,67.941999999999993,0.16114070592866897]
[null,"h306",67.322000000000003,0.32732308280011463,53.064999999999998,3.2099808310861302E-2,76.150000000000006,5.3531171261437811E-2,69.272999999999996,0.26684097613301155,70.204999999999998,0.14933011822890396]
[null,"h307",66.662000000000006,0.31698978130073535,54.747,3.5251307709802136E-2,75.617000000000004,5.8747255661809127E-2,68.701999999999998,0.25982837221775273,70.087000000000003,0.13407477578337415]
[null,"h308",63.823999999999998,0.303886925795053,53.454000000000001,3.6924526462848044E-2,73.483999999999995,5.7494806017652174E-2,66.051000000000002,0.25303030303030305,68.212999999999994,0.12190740991351205]
[null,"h309",59.396000000000001,0.30560595931620665,51.048999999999999,3.754183046882615E-2,68.984999999999999,5.1247292498563364E-2,61.526000000000003,0.239313488871011,64.106999999999999,0.11333243113566183]
[null,"h310",56.262999999999998,0.303886925795053,50.033000000000001,3.8370317424217808E-2,65.436999999999998,4.5412350626961556E-2,58.662999999999997,0.24754625905068384,60.566000000000003,0.10474514966229101]
[null,"h311",54.524000000000001,0.29888262821125011,50.82,3.6534650248546088E-2,62.55,4.2097042745369621E-2,56.607999999999997,0.24864574953070528,57.86,0.10675048903214694]
[null,"h312",50.597999999999999,0.27598128163499186,48.165999999999997,3.4958900549075668E-2,57.323,3.601161094493642E-2,52.389000000000003,0.23781174577634753,53.652999999999999,0.11312328531181182]
[null,"h313",47.262999999999998,0.2682074300448859,45.356000000000002,3.4337134132475716E-2,53.529000000000003,3.1735741752979829E-2,47.893999999999998,0.22341395398723654,50.177999999999997,0.1209500848729366]
[null,"h314",44.99,0.25871454493362622,43.536000000000001,3.527921255238281E-2,51.384,2.9275264096179629E-2,45.223999999999997,0.213680484796482,48.162999999999997,0.11724765676892421]
[null,"h315",43.62,0.24727342183172571,42.58,3.7813078647305334E-2,50.377000000000002,2.9024796310756856E-2,43.701999999999998,0.19885236231029119,47.61,0.11257349504292849]
[null,"h316",43.183,0.23065609779390697,42.661999999999999,3.726082578046324E-2,50.759,2.6726386044524333E-2,44.226999999999997,0.2004075722636349,48.395000000000003,0.11058082609658294]
[null,"h317",43.261000000000003,0.21136472161207143,44.052,3.6221290972289898E-2,52.33,2.6549585254814139E-2,45.963000000000001,0.20973883198369711,49.365000000000002,0.10190902605230141]
[null,"h318",42.686999999999998,0.19174863909846243,47.645000000000003,3.6286261897800737E-2,55.898000000000003,2.6328584267676397E-2,50.021000000000001,0.22896444468279079,51.7,0.10295456222785308]
[null,"h319",42.448999999999998,0.17591443033139145,56.228000000000002,3.4791930611051555E-2,64.504000000000005,2.5326713125985296E-2,58.197000000000003,0.25490695554244652,59.143999999999998,0.11069152992693547]
[null,"h320",45.883000000000003,0.16380479419348679,63.688000000000002,3.5392911672026767E-2,72.209999999999994,2.2217965906914383E-2,66.117999999999995,0.28825012066284122,65.927999999999997,0.11973234273905878]
[null,"h321",49.686,0.15520962658771845,66.415999999999997,3.5100542507228015E-2,74.468000000000004,2.2173765709486835E-2,68.911000000000001,0.2993376950715933,68.349000000000004,0.13216807301532632]
[null,"h322",53.07,0.16474071244389266,66.956000000000003,3.5863950881980314E-2,73.92,3.2207210525540347E-2,68.256,0.31250335174558908,67.626000000000005,0.16616644935914782]
[null,"h323",55.228999999999999,0.190774520103142,68.090999999999994,3.8917584380989509E-2,74.513999999999996,4.9754688904277103E-2,69.626000000000005,0.32855150962621332,68.085999999999999,0.20362124529508721]
[null,"h324",56.076999999999998,0.21822175532422883,68.88,4.2750868986128711E-2,75.135999999999996,5.8462127797504163E-2,69.926000000000002,0.33167533651525716,68.777000000000001,0.23769342419247705]
[null,"h325",55.252000000000002,0.24215452201317925,68.58,4.2458499821329952E-2,74.528999999999996,5.8182193213796356E-2,68.688999999999993,0.32443556604279511,68.751000000000005,0.25012915446874462]
[null,"h326",53.17,0.24070289370642728,68.147000000000006,3.8300360588636582E-2,73.924999999999997,5.1080694827103562E-2,67.968999999999994,0.2993376950715933,68.543999999999997,0.23151861054392481]
[null,"h327",51.548000000000002,0.21063890745869546,67.245000000000005,3.0650034109735894E-2,72.974000000000004,3.8851973538815143E-2,66.644000000000005,0.25500080441894141,68.105999999999995,0.19090260523014096]
[null,"h328",51.206000000000003,0.14967051857511221,66.700999999999993,1.9393821264983919E-2,72.638000000000005,2.4280641786866647E-2,65.78,0.20981927387783558,66.813999999999993,0.14118428497626018]
[null,"h329",52.59,0.10971253939451819,66.228999999999999,1.1889679368482604E-2,73.057000000000002,1.6972875812178628E-2,66.111000000000004,0.19682790797447311,66.671000000000006,0.12103618785209969]
[null,"h330",57.557000000000002,0.1078025021487919,68.950999999999993,9.0147159146282043E-3,76.269000000000005,2.0891959984087927E-2,69.174000000000007,0.19460234890330885,69.527000000000001,0.12756771384289897]
[null,"h331",58.167000000000002,0.11020914907840702,68.944999999999993,9.1121723028944543E-3,75.786000000000001,2.4295375186009164E-2,67.965999999999994,0.19379792996192416,69.661000000000001,0.1362395138871805]
[null,"h332",56.198,0.100544360615032,67.132000000000005,1.065523178377676E-2,73.817999999999998,2.2424233494909612E-2,66.531999999999996,0.19316780179117285,68.415999999999997,0.13079042534871707]
[null,"h333",52.542999999999999,9.1528984815203898E-2,63.481000000000002,1.5300652957801385E-2,69.462999999999994,2.1481295949788575E-2,62.618000000000002,0.19913390893977584,64.540999999999997,0.12908066619105021]
[null,"h334",50.66,8.020246394804699E-2,60.567999999999998,1.7639606276191405E-2,65.78,2.1009827177228057E-2,59.406999999999996,0.20196278221697861,61.265999999999998,0.12781372235479346]
[null,"h335",50.783999999999999,7.0308471015184795E-2,58.529000000000003,1.8874053860897248E-2,62.542000000000002,2.084775978666038E-2,57.203000000000003,0.20094385155789135,58.63,0.12209402445324609]
[null,"h336",48.094000000000001,6.5819883487728006E-2,54.34,2.247994022674853E-2,57.374000000000002,2.2129565512059288E-2,53.473999999999997,0.19700219874510644,54.286999999999999,0.11985534699500602]
[null,"h337",45.261000000000003,6.027617028591073E-2,51.674999999999997,2.6893158159702488E-2,53.62,2.2629167464678756E-2,49.686,0.19496728871728872,51.405999999999999,0.11880688806888069]
[null,"h338",42.786000000000001,5.7411333295135508E-2,49.658000000000001,2.9913766503727041E-2,51.460999999999999,2.2334516846649086E-2,47.749000000000002,0.19648219648219648,49.369,0.1197170971709717]
[null,"h339",41.77,5.4355507171641934E-2,48.692,3.121295288825373E-2,50.470999999999997,2.10675191891215E-2,46.978000000000002,0.20683183183183182,48.369,0.11859778597785978]
[null,"h340",41.002000000000002,5.1070494088886344E-2,48.133000000000003,3.4850674764928466E-2,51.005000000000003,2.2187191537634252E-2,47.478000000000002,0.22720935220935221,48.804000000000002,0.11659286592865929]
[null,"h341",40.643999999999998,4.5608204893141581E-2,49.067999999999998,3.3535248550595191E-2,52.548000000000002,2.2540772279269854E-2,48.564,0.25115293865293864,50.081000000000003,0.11777367773677737]
[null,"h342",40.018999999999998,4.3736511392501766E-2,51.551000000000002,3.3486529061175441E-2,55.78,2.2467109624762439E-2,51.779000000000003,0.27665165165165168,53.037999999999997,0.11725707257072571]
[null,"h343",38.511000000000003,4.0203212437212324E-2,58.823,3.1846306250710492E-2,64.174999999999997,2.3704642220487057E-2,59.454000000000001,0.3049924924924925,60.201000000000001,0.12007380073800739]
[null,"h344",39.991999999999997,3.65171221757482E-2,65.668000000000006,3.1456550335352489E-2,71.52,2.5575673644975469E-2,66.236999999999995,0.31914950664950664,66.820999999999998,0.11830258302583026]
[null,"h345",43.170999999999999,4.0508795049561681E-2,67.403999999999996,2.9994965652759959E-2,73.453000000000003,3.4871900643811599E-2,69.251000000000005,0.3358000858000858,69.456000000000003,0.11642066420664207]
[null,"h346",46.601999999999997,6.4936305124238425E-2,67.302999999999997,3.6718255192685581E-2,72.891000000000005,5.7559998232096295E-2,69.049000000000007,0.35133794508794508,69.546000000000006,0.11337023370233702]
[null,"h347",50.023000000000003,0.11002883935904047,68.188000000000002,4.8946847037043051E-2,73.259,9.3905151966056255E-2,70.087000000000003,0.37573734448734447,70.082999999999998,0.11151291512915129]
[null,"h348",52.938000000000002,0.1471189289329437,69.007999999999996,6.2344706627474544E-2,74.209000000000003,0.13400710107989453,71.367000000000004,0.39462676962676962,70.869,0.10642066420664206]
[null,"h349",52.445,0.15896025516148132,68.599000000000004,6.7866248761712974E-2,73.777000000000001,0.13981171825507904,70.489999999999995,0.40033783783783783,70.117000000000004,9.9606396063960642E-2]
[null,"h350",49.93,0.14767279741782693,68.015000000000001,6.3254137096643223E-2,73.406000000000006,0.12602206933129043,69.658000000000001,0.38415647790647789,69.186000000000007,9.0971709717097171E-2]
[null,"h351",48.430999999999997,0.11820317423938578,67.161000000000001,4.9109245335108888E-2,72.616,0.1102729937976045,68.272000000000006,0.36585692835692835,68.147000000000006,7.6420664206642064E-2]
[null,"h352",47.73,6.8011230161003841E-2,66.587999999999994,2.9361612290303197E-2,72.212000000000003,8.3651310458623687E-2,67.488,0.34828131703131704,66.906000000000006,6.2632226322263229E-2]
[null,"h353",49.246000000000002,2.3014190492560975E-2,66.531000000000006,1.9942511002484693E-2,72.789000000000001,6.7858037332233306E-2,67.382000000000005,0.33692621192621192,67.016999999999996,5.2742927429274292E-2]
[null,"h354",55.24,1.6807043679214654E-2,69.305999999999997,2.3369115091673838E-2,76.248000000000005,7.2189401417269469E-2,69.941000000000003,0.33360145860145862,68.986000000000004,4.843788437884379E-2]
[null,"h355",56.982999999999997,1.9538188277087035E-2,69.281000000000006,2.4067427773356936E-2,75.873000000000005,7.8377064395892565E-2,69.341999999999999,0.34311990561990563,68.438999999999993,4.6974169741697415E-2]
[null,"h356",55.908999999999999,2.051223285395061E-2,67.55,2.6844438670282734E-2,73.765000000000001,8.8513045656113259E-2,68.143000000000001,0.35388513513513514,66.423000000000002,4.3407134071340711E-2]
[null,"h357",53.713999999999999,1.9652781756718044E-2,63.963999999999999,2.4197346411809605E-2,69.375,9.185733017075004E-2,64.399000000000001,0.34802659802659802,62.116999999999997,3.7822878228782289E-2]
[null,"h358",52.442999999999998,1.6195878454515939E-2,60.720999999999997,2.0689543173587541E-2,65.900000000000006,9.5894043637756526E-2,61.048000000000002,0.33923208923208925,58.779000000000003,3.6088560885608856E-2]
[null,"h359",53.195999999999998,1.6883439332301992E-2,58.457000000000001,1.7230459424785228E-2,63.100999999999999,9.3787291718844382E-2,58.222999999999999,0.32227316602316602,56.686999999999998,3.2287822878228782E-2]
[null,"h360",50.311999999999998,1.7914780648981072E-2,54.707999999999998,1.5817594231612452E-2,58.148000000000003,9.5348939994401638E-2,53.518000000000001,0.31185649935649934,52.944000000000003,2.8610086100861007E-2]
[null,"h361",47.883000000000003,2.2627026407744746E-2,51.677,1.4936762294416574E-2,54.402000000000001,9.6162627973779183E-2,49.927,0.29666161866598767,49.587000000000003,2.6900038129912301E-2]
[null,"h362",46.392000000000003,2.58730977067461E-2,49.706000000000003,1.3670384621629081E-2,52.011000000000003,9.6383589894674812E-2,47.116,0.28543093396947078,47.29,2.5743840789166184E-2]
[null,"h363",45.482999999999997,2.6350461133069828E-2,48.420999999999999,1.2696247950254088E-2,50.948,0.10290933195845915,45.558999999999997,0.28413096211319139,46.23,2.4673743250390526E-2]
[null,"h364",45.750999999999998,2.8298103912470642E-2,48.271000000000001,1.0439497994902017E-2,51.57,0.10762318627089931,47.119,0.27555382821609015,45.662999999999997,2.6813938327941846E-2]
[null,"h365",47.216999999999999,3.1372324377995454E-2,49.128,9.2867696004416082E-3,52.996000000000002,0.10311556308462841,49.164999999999999,0.26311698406529344,45.399000000000001,2.9962731085718501E-2]
[null,"h366",50.53,3.4713868362261556E-2,51.823999999999998,8.5399314857207802E-3,56.609000000000002,9.8298593209103627E-2,52.74,0.25037189916506963,44.823999999999998,3.1992226417879237E-2]
[null,"h367",59.075000000000003,3.3549101602031658E-2,58.875999999999998,8.2476904843082812E-3,64.870999999999995,0.10055240480223908,60.04,0.23504027232400124,45.421999999999997,3.4021721750039972E-2]
[null,"h368",66.543000000000006,3.5305799010902979E-2,65.72,7.0137840338999561E-3,72.272000000000006,9.6913898504824333E-2,67.144000000000005,0.22190653604406502,48.095999999999997,4.0085607803102052E-2]
[null,"h369",68.584999999999994,4.4108380592312542E-2,67.522000000000006,7.3384962576916206E-3,74.483999999999995,9.66340134050232E-2,69.108999999999995,0.21075626197783348,51.716999999999999,5.1795180871084E-2]
[null,"h370",68.629000000000005,8.3634072291917286E-2,67.900000000000006,1.1105158053674931E-2,74.033000000000001,0.10921411210134786,68.230999999999995,0.20481927710843373,55.018999999999998,6.4783950996912712E-2]
[null,"h371",69.635000000000005,0.13891275706020509,68.927000000000007,1.4871819849658241E-2,74.808000000000007,0.12444575384842012,68.501999999999995,0.20847796078641598,56.784999999999997,7.6555023923444973E-2]
[null,"h372",70.186999999999998,0.17263370949571327,69.603999999999999,1.7907879142110304E-2,75.575000000000003,0.131973189953598,68.739000000000004,0.20638728439899753,57.415999999999997,9.2557287118239628E-2]
[null,"h373",69.605000000000004,0.18563708922877165,68.995000000000005,2.1333593103112367E-2,75.128,0.12918906975031302,67.506,0.18343004945253763,57.414000000000001,0.10149936655145693]
[null,"h374",68.938000000000002,0.177999274407592,68.632000000000005,2.1203708213595702E-2,74.650000000000006,0.12300213596523532,65.92,0.1525389656512591,55.884,0.10790765181240083]
[null,"h375",68.022999999999996,0.14582497947337267,67.516000000000005,1.8200120143522801E-2,73.835999999999999,0.11943728364145245,63.975000000000001,0.11193159735717062,54.462000000000003,0.11057674567348495]
[null,"h376",67.218000000000004,9.4689809245574838E-2,66.731999999999999,1.4547107625866576E-2,73.251000000000005,0.12278117404433969,62.889000000000003,7.3897369232212504E-2,54.104999999999997,0.10536155766841736]
[null,"h377",67.191000000000003,5.0333199671573965E-2,66.456999999999994,1.1608462000552012E-2,73.731999999999999,0.12275171245488695,63.198,5.1918463620890684E-2,54.828000000000003,9.6948377018732851E-2]
[null,"h378",70.930999999999997,4.4948540222642303E-2,69.347999999999999,1.2891075284529086E-2,76.594999999999999,0.12076305516682626,66.335999999999999,5.5429727810016483E-2,58.179000000000002,9.7784775095017276E-2]
[null,"h379",71.088999999999999,5.0524145042103452E-2,69.372,1.3232023119510335E-2,76,0.12014436178831849,65.858000000000004,5.817709101143171E-2,59.045000000000002,9.8990172322603653E-2]
[null,"h380",69.475999999999999,5.2319031525080675E-2,67.751999999999995,1.5683600409137403E-2,73.995999999999995,0.13083891875966708,63.725999999999999,5.9088411487998711E-2,57.216999999999999,0.10114266737186504]
[null,"h381",65.613,5.4343052452693281E-2,63.656999999999996,1.8216355754712386E-2,69.650000000000006,0.13820431612285483,59.494,5.6836913840009648E-2,53.755000000000003,0.10261866397707285]
[null,"h382",62.558999999999997,5.4533997823222775E-2,60.451999999999998,2.1203708213595702E-2,66.054000000000002,0.13646608234514251,56.085999999999999,5.596579867858531E-2,51.436999999999998,0.10424226024280143]
[null,"h383",60.332999999999998,5.6787153195470778E-2,58.732999999999997,2.3298102057051937E-2,63.05,0.12258967371289681,53.8,5.2240106142031978E-2,51.076999999999998,0.10741565294399823]
[null,"h384",56.16,6.5398789406350841E-2,54.960999999999999,2.6691344795674834E-2,57.945,0.11033365250055241,49.893000000000001,4.9278314593189217E-2,48.591000000000001,0.10913764898340733]
[null,"h385",52.619,6.9101112871513923E-2,51.783000000000001,2.9931663609654748E-2,53.74,0.10080716431980204,46.567999999999998,5.168924804674413E-2,46.057000000000002,0.1086210501715846]
[null,"h386",50.207999999999998,7.5152232424074678E-2,49.759,3.0451085103965457E-2,51.509,9.0378836976374236E-2,43.991,5.5334432249159064E-2,44.194000000000003,0.10732955314202777]
[null,"h387",48.926000000000002,7.9867142611716652E-2,48.616,3.2885873358546917E-2,50.567,8.5473988098745068E-2,42.915999999999997,6.0614588777657165E-2,43.228000000000002,0.10400856078031021]
[null,"h388",48.853999999999999,8.0401626357684164E-2,48.381,3.3729933286801822E-2,50.948,8.8066340658693218E-2,42.646999999999998,6.4675216767847335E-2,42.539000000000001,0.10168386612710791]
[null,"h389",49.862000000000002,8.0401626357684164E-2,48.719000000000001,3.4281818624506959E-2,52.506,9.3737111883579805E-2,42.753999999999998,6.8950267358179551E-2,42.4,9.7981574642378319E-2]
[null,"h390",52.63,7.7461965754862847E-2,51.107999999999997,3.4379210154690212E-2,55.817999999999998,9.939315383255759E-2,42.439,7.140272584730431E-2,41.671999999999997,9.3934883949766915E-2]
[null,"h391",60.540999999999997,7.5553095233550305E-2,58.17,3.4054571720746017E-2,63.869,9.1925410946797861E-2,43.167999999999999,7.4217022474168781E-2,40.259,9.2188287966937676E-2]
[null,"h392",67.963999999999999,7.4751369614599036E-2,65.248999999999995,3.7187332608307498E-2,71.561000000000007,8.7992694279149242E-2,46.932000000000002,7.6374649888098209E-2,41.834000000000003,8.4673005252087916E-2]
[null,"h393",69.826999999999998,7.4083264932139653E-2,67.125,3.9021539760092198E-2,74.262,8.9701290284569607E-2,50.984999999999999,8.4643321406076194E-2,44.845999999999997,7.1745734984809531E-2]
[null,"h394",69.281999999999996,8.9506938744344969E-2,67.063999999999993,3.7722986024315418E-2,74.105000000000004,9.8376833794850641E-2,54.018999999999998,9.3903697449711193E-2,48.228000000000002,6.464865130810199E-2]
[null,"h395",69.963999999999999,0.12325576956115067,67.631,3.4849935883909298E-2,74.59,0.11223708242502799,55.764000000000003,0.10741232125866067,50.997,6.1954957503597745E-2]
[null,"h396",70.766000000000005,0.15337774638746254,68.86,3.4882399727303719E-2,74.891999999999996,0.12164908973074884,56.865000000000002,0.12073332529248583,53.512,5.9851662341176615E-2]
[null,"h397",69.975999999999999,0.17107297612002978,68.161000000000001,3.4638920901845567E-2,73.546000000000006,0.12148706769575207,56.167000000000002,0.12904220104799047,53.427,5.9175163897123038E-2]
[null,"h398",69.274000000000001,0.16752247695038847,67.587000000000003,3.3794860973590662E-2,72.02,0.1141813468449891,53.978999999999999,0.1290153982229727,51.201999999999998,5.5362172667002864E-2]
[null,"h399",68.242999999999995,0.13585431500181341,66.759,2.9866735922865907E-2,70.613,9.5003829611736285E-2,52.631999999999998,0.11174097749902839,49.679000000000002,4.6616892781146606E-2]
[null,"h400",67.456999999999994,8.7827132685589934E-2,66.299000000000007,2.7870209554109109E-2,69.584000000000003,7.3661108819890408E-2,51.884,7.8331256114394454E-2,49.29,3.5719117846028957E-2]
[null,"h401",67.474999999999994,4.8638020883043503E-2,65.903999999999996,2.7659194572045385E-2,69.875,5.7075944146585754E-2,52.631999999999998,5.9703292727053429E-2,50.261000000000003,2.9679831736387007E-2]
[null,"h402",71.573999999999998,4.4094909042319656E-2,68.887,2.9444705958738455E-2,73.840999999999994,6.1642019678312614E-2,56.941000000000003,6.815958402015572E-2,54.814999999999998,2.5583941156935339E-2]
[null,"h403",71.900000000000006,4.686277129822284E-2,69.272999999999996,3.5028487022578603E-2,74.03,7.432392623578625E-2,57.997,8.4830941181200492E-2,56.780999999999999,2.4194044353697985E-2]
[null,"h404",70.274000000000001,5.0585068814782294E-2,67.488,3.6051098089502819E-2,71.632000000000005,8.0686973428386266E-2,56.134,9.1893485573379438E-2,55.667000000000002,2.289024735243109E-2]
[null,"h405",66.756,5.32193101341936E-2,63.518000000000001,3.8047624458259613E-2,66.995999999999995,8.1938961880633945E-2,52.061,9.175947144829065E-2,52.969000000000001,2.1414250747223283E-2]
[null,"h406",63.679000000000002,5.8010575142688071E-2,60.923999999999999,4.2982128654211374E-2,63.402000000000001,7.69310080716432E-2,49.753,9.8084938152481274E-2,51.694000000000003,2.4550743533289874E-2]
[null,"h407",61.527999999999999,6.5092484776757595E-2,58.972999999999999,3.8518350187478699E-2,61.118000000000002,7.037648029222883E-2,49.063000000000002,9.9920931666197615E-2,52.384999999999998,2.8954133405493167E-2]
[null,"h408",57.323,6.8165766316070783E-2,55.238,3.9751976236466632E-2,57.085999999999999,6.4690979791433456E-2,46.017000000000003,9.7267451989439688E-2,49.866,3.1524827492896763E-2]
[null,"h409",53.790999999999997,7.0621468926553674E-2,52,3.6614460764424248E-2,53.267000000000003,6.0507865433335299E-2,43.222999999999999,9.7902847571189278E-2,48.079000000000001,3.2936488414424162E-2]
[null,"h410",51.603999999999999,7.541227668346312E-2,50.084000000000003,3.8221212367118396E-2,50.884,5.9079125670182052E-2,41.585000000000001,9.9510887772194301E-2,46.753999999999998,3.4301667732572441E-2]
[null,"h411",50.378999999999998,7.8905176362803475E-2,48.771000000000001,4.3430982715247909E-2,49.48,5.3923879102103341E-2,40.079000000000001,9.8787269681742049E-2,46.158999999999999,3.1878781915678653E-2]
[null,"h412",50.371000000000002,7.9229653382195758E-2,48.262,4.4956585247098918E-2,49.302999999999997,5.4056442585282506E-2,39.75,0.10314237855946398,46.281999999999996,3.3625227529886358E-2]
[null,"h413",51.165999999999997,8.6158192090395477E-2,48.777999999999999,4.604398279639698E-2,49.314999999999998,5.2509868614858894E-2,39.639000000000003,0.10491122278056951,47.725000000000001,3.0993260195798691E-2]
[null,"h414",54.048999999999999,9.5071766681936176E-2,51.392000000000003,4.6660715734804833E-2,49.468000000000004,5.0344665056265836E-2,39.003999999999998,0.10363819095477388,51.210999999999999,2.7598760269592168E-2]
[null,"h415",61.064,0.10001526950679493,58.424999999999997,4.6514647407287189E-2,50.195,5.7267424733400109E-2,37.94,0.10157453936348408,59.890999999999998,2.6996113543562749E-2]
[null,"h416",67.799000000000007,0.11196365857382806,65.31,4.9582082285157834E-2,53.637,6.1833500265126969E-2,39.914000000000001,0.10511222780569514,66.528999999999996,3.0722684114724258E-2]
[null,"h417",68.825000000000003,0.12897007176668193,67.325000000000003,4.8559603992534284E-2,57.628999999999998,7.2482766747186705E-2,42.387,0.10103852596314908,69.034000000000006,3.6466276381167902E-2]
[null,"h418",68.177000000000007,0.18514276988853259,67.89,4.4907895804593034E-2,60.502000000000002,0.10233900901431686,45.46,0.11435845896147404,69.153999999999996,4.8875879372263495E-2]
[null,"h419",69.370999999999995,0.24263246297144603,68.718999999999994,4.326868457356163E-2,62.305999999999997,0.13038355034466506,48.18,0.13372194304857621,69.903000000000006,6.2564569292074587E-2]
[null,"h420",70.171000000000006,0.28637959993892198,68.792000000000002,4.4258703237847925E-2,63.073999999999998,0.15007659223472575,50.795999999999999,0.14850251256281408,70.23,7.1641166920844199E-2]
[null,"h421",69.605000000000004,0.30979920598564664,67.953999999999994,4.8673212691714679E-2,62.103999999999999,0.16079950509632945,50.911000000000001,0.15236180904522614,69.322000000000003,8.4247552516357557E-2]
[null,"h422",68.86,0.30374866391815547,66.5,5.587925018258541E-2,59.921999999999997,0.15683732987686325,48.859000000000002,0.13606700167504188,68.915999999999997,9.145471540315836E-2]
[null,"h423",67.876999999999995,0.28538708199725149,65.076999999999998,5.811896453785604E-2,58.101999999999997,0.13951570140811878,47.601999999999997,0.1072964824120603,67.983000000000004,8.4112264475820334E-2]
[null,"h424",67.402000000000001,0.25416094060161859,64.122,6.3442343585165956E-2,57.859000000000002,0.11979320096624049,47.46,7.147738693467337E-2,67.715999999999994,6.4065036650760077E-2]
[null,"h425",67.63,0.24259428920445869,64.504000000000005,6.7678325083177795E-2,58.984000000000002,0.119395510516703,48.006999999999998,4.6927973199329981E-2,67.655000000000001,4.7645988094652432E-2]
[null,"h426",71.424000000000007,0.26862879828981523,67.459999999999994,7.5663393654142666E-2,64.058000000000007,0.13542096270547341,53.250999999999998,4.6579564489112227E-2,71.227999999999994,5.1274167363605058E-2]
[null,"h427",71.134,0.29088410444342649,67.084999999999994,8.7640996510589958E-2,64.772999999999996,0.14966417250927944,54.899000000000001,5.3386934673366832E-2,71.834000000000003,5.6919368327839816E-2]
[null,"h428",68.361999999999995,0.29748816613223394,64.843000000000004,0.10518542562687658,62.341000000000001,0.15844282095092205,53.503,5.5128978224455609E-2,70.834999999999994,6.4028139912431739E-2]
[null,"h429",63.735999999999997,0.29577034661780427,61.078000000000003,0.11927290432524548,58.158000000000001,0.17242090378836977,51.039000000000001,5.3038525963149077E-2,66.921999999999997,6.7201259408668279E-2]
[null,"h430",60.024999999999999,0.29099862574438845,57.878999999999998,0.12595958776272012,55.886000000000003,0.18563306427856008,49.698,5.1122278056951423E-2,63.557000000000002,6.9833226742755938E-2]
[null,"h431",57.548000000000002,0.27425942892044586,56.802999999999997,0.11962996023695528,55.16,0.1890649855653096,50.326000000000001,4.7839195979899496E-2,61.4,7.2440596251291386E-2]
[null,"h432",52.978000000000002,0.25355016032982136,53.472999999999999,0.11552381725229247,51.875999999999998,0.19106816708890592,47.518000000000001,4.5185929648241203E-2,57.823999999999998,7.5638313573080138E-2]
[null,"h433",49.252000000000002,0.24350779446278312,50.82,0.12364492048036352,48.439,0.19685387300605364,44.377000000000002,4.0679601243434449E-2,54.914999999999999,8.0857395838457372E-2]
[null,"h434",47.262999999999998,0.22706023774542541,48.524000000000001,0.12752353132099967,46.198999999999998,0.20334938800760019,42.741,3.4087254796869977E-2,53.081000000000003,8.2025677603423677E-2]
[null,"h435",46.335999999999999,0.20099601213532026,47.079000000000001,0.13464784160986693,45.021999999999998,0.2089758885304818,42.216999999999999,2.8459641976632009E-2,52.02,8.15829603030154E-2]
[null,"h436",46.868000000000002,0.18008357343204412,45.734999999999999,0.13823433950016228,44.531999999999996,0.2158985462418806,42.661999999999999,2.3568978454282345E-2,51.579000000000001,8.2972600718185838E-2]
[null,"h437",48.034999999999997,0.1668797343967639,44.976999999999997,0.13967867575462511,44.628999999999998,0.2161489402442078,43.965000000000003,1.9348268839103868E-2,52.554000000000002,8.5346057356485802E-2]
[null,"h438",50.938000000000002,0.16107920395351943,44.186,0.13096397273612465,44.003,0.2117302225560809,47.643000000000001,1.7110622789152107E-2,55.765000000000001,9.0904619017167593E-2]
[null,"h439",58.469000000000001,0.14230380278196492,43.69,0.12765335929892893,43.468000000000004,0.21884435803396521,56.634999999999998,1.8303140743916819E-2,62.649000000000001,9.7250233656352991E-2]
[null,"h440",65.814999999999998,0.15035585491041614,47.220999999999997,0.13403115871470303,45.593000000000004,0.22595849351184952,64.647000000000006,2.0996355450744988E-2,69.227999999999994,0.10213242166363323]
[null,"h441",68.087999999999994,0.15289358697933561,50.643999999999998,0.12161635832521908,48.991,0.23890533633806135,67.153000000000006,2.5980812520098616E-2,70.751000000000005,0.10764179251315854]
[null,"h442",68.474999999999994,0.17191703715010781,53.951999999999998,0.11265822784810127,52.75,0.25213203128452122,67.619,4.0438417836852827E-2,70.774000000000001,0.1119459884893502]
[null,"h443",69.076999999999998,0.17651548398175887,55.862000000000002,0.11134371957156768,55.646999999999998,0.26684636118598382,68.361000000000004,5.8513774252331438E-2,71.162999999999997,0.12259579910472723]
[null,"h444",70.073999999999998,0.17813734282279761,57.030999999999999,0.11759169100941252,58.332000000000001,0.27765749046293431,68.988,7.2020045020902562E-2,71.828000000000003,0.12608834669683702]
[null,"h445",70.072000000000003,0.18493006926291286,56.262,0.11585524180460889,57.944000000000003,0.26833399614098657,68.480999999999995,7.5597598885196696E-2,70.856999999999999,0.1252152097988096]
[null,"h446",69.722999999999999,0.19292487931462154,54.566000000000003,0.10864978902953587,55.64,0.2548569071921995,68.159000000000006,7.0117375924536388E-2,69.989999999999995,0.11859904569826356]
[null,"h447",69.078000000000003,0.21530653132095631,53.148000000000003,0.10826030509574813,54.005000000000003,0.22916942836522175,67.372,5.1934826883910386E-2,69.656999999999996,0.1095602341482611]
[null,"h448",68.911000000000001,0.24741933637352362,53.304000000000002,0.11192794547224927,53.442999999999998,0.20501377167012799,66.653999999999996,3.018812305713367E-2,69.043999999999997,8.8740223326282647E-2]
[null,"h449",68.805999999999997,0.27972294834856609,53.710999999999999,0.10642648490749756,54.764000000000003,0.18240466616587866,66.239999999999995,1.6561260585271732E-2,68.697000000000003,8.0414678538049095E-2]
[null,"h450",70.347999999999999,0.31498406762197334,58.101999999999997,0.1041544952937358,59.543999999999997,0.17356723078962485,69.213999999999999,1.6172687319112446E-2,71.617000000000004,8.4608195189138674E-2]
[null,"h451",68.924999999999997,0.32038390352801999,59.033000000000001,0.10228821811100292,61.276000000000003,0.15860250688583508,69.120999999999995,1.780737485261014E-2,71.947999999999993,9.2946037680161339E-2]
[null,"h452",66.478999999999999,0.33368314602453775,56.755000000000003,9.3200259655955853E-2,59.801000000000002,0.14836581090834106,67.48,1.7592989602315361E-2,70.394000000000005,9.7852821093019821E-2]
[null,"h453",62.375,0.34410120399168082,52.847999999999999,8.5816293411230121E-2,57.093000000000004,0.13444685019074132,63.274999999999999,1.7365205273877159E-2,66.537000000000006,9.540557823798515E-2]
[null,"h454",58.832000000000001,0.31841859222652596,51.348999999999997,8.4810126582278475E-2,55.609000000000002,0.12636059682146908,59.945999999999998,1.7726980383749598E-2,63.362000000000002,9.3683899847508481E-2]
[null,"h455",56.470999999999997,0.28823293709095765,51.606999999999999,7.8383641674780916E-2,55.722999999999999,0.11529907354219139,57.360999999999997,1.7941365634044377E-2,61.206000000000003,9.1421122534310589E-2]
[null,"h456",51.927999999999997,0.2625503253258028,49.573,7.9892891918208378E-2,52.365000000000002,0.1066678449913835,52.795999999999999,1.7726980383749598E-2,57.31,8.8149933592404944E-2]
[null,"h457",48.68,0.25514701673376711,47.37,8.1953911067835117E-2,49.441000000000003,9.7469734012783887E-2,49.521999999999998,1.7236761042509308E-2,54.11,8.3843600147547034E-2]
[null,"h458",46.884,0.26094754717701157,45.406999999999996,8.0103862382343391E-2,47.802999999999997,8.7543079324869655E-2,47.307000000000002,1.6004607183992714E-2,51.837000000000003,8.3597688429853684E-2]
[null,"h459",46.106999999999999,0.24839245167814689,43.86,7.8416098669263232E-2,47.07,8.2903767415829624E-2,46.259,1.5750140626255592E-2,50.600999999999999,7.9343415713758761E-2]
[null,"h460",46.243000000000002,0.23461619187544125,42.792999999999999,7.9535864978902956E-2,47.503999999999998,8.0031812424519136E-2,46.725999999999999,1.4651916534969063E-2,50.527999999999999,8.0560678716340831E-2]
[null,"h461",47.8,0.24612184930069264,42.142000000000003,8.0444660824407654E-2,49.345999999999997,7.4302630416212559E-2,47.732999999999997,1.3017973374762275E-2,51.633000000000003,8.1642690274191562E-2]
[null,"h462",50.957000000000001,0.26464920147302945,41.454999999999998,8.3171048360921776E-2,53.325000000000003,7.3551503726177497E-2,50.817999999999998,1.2026893097259798E-2,54.491,7.6601500061477923E-2]
[null,"h463",58.414000000000001,0.26071857887004141,39.887999999999998,9.2112950340798444E-2,62.674999999999997,7.009042976229049E-2,58.542999999999999,1.1464388074893526E-2,62.302,7.7437599901635318E-2]
[null,"h464",65.364999999999995,0.24316434200232784,41.317999999999998,9.1252839987017206E-2,70.501000000000005,6.2402427170167016E-2,65.736999999999995,1.159831784212359E-2,69.192999999999998,7.5728513463666547E-2]
[null,"h465",67.138000000000005,0.23856589517067678,44.609000000000002,9.675430055176891E-2,73.016000000000005,5.9456832307284456E-2,68.358000000000004,1.261618407307208E-2,71.316000000000003,7.5740809049551217E-2]
[null,"h466",67.174999999999997,0.25354423858497588,47.884999999999998,9.6835443037974686E-2,74.102000000000004,6.3094641962944412E-2,68.478999999999999,1.8535879784640934E-2,71.311999999999998,7.9761465633837458E-2]
[null,"h467",67.680999999999997,0.27617393959052833,50.62,0.10335929892891918,75.155000000000001,7.199033844884975E-2,69.572999999999993,2.4576112286716845E-2,71.766000000000005,8.0068855280954143E-2]
[null,"h468",68.180999999999997,0.28569520502203821,52.994,0.11071080817916261,76.176000000000002,7.0664820760552596E-2,70.188000000000002,3.0160983580210538E-2,71.981999999999999,8.6019918849133167E-2]
[null,"h469",67.617000000000004,0.28004732011677386,53.017000000000003,0.12263875365141189,76.040999999999997,6.5996052902883739E-2,69.950999999999993,3.4527093991910639E-2,71.378,8.8220828722488626E-2]
[null,"h470",66.468000000000004,0.26077582094678398,51.387999999999998,0.12986043492372606,75.876000000000005,5.8779345488821466E-2,69.388999999999996,3.3763694318699272E-2,70.72,9.0495512111152102E-2]
[null,"h471",65.417000000000002,0.21532561201320383,49.994999999999997,0.13070431678026614,75.156999999999996,5.2902883737370759E-2,68.400999999999996,2.7147563817534085E-2,69.296999999999997,8.203614902250092E-2]
[null,"h472",64.722999999999999,0.15806445457841212,49.206000000000003,0.13513469652710158,74.542000000000002,4.552416860584995E-2,67.826999999999998,1.6459968392574933E-2,68.748999999999995,6.6838804869052013E-2]
[null,"h473",65.356999999999999,0.13495773626667176,49.78,0.14449853943524829,74.299000000000007,3.9986450263630742E-2,67.090999999999994,7.4063161278225698E-3,68.632000000000005,5.355957211361121E-2]
[null,"h474",69.025000000000006,0.12936709343814995,54.237000000000002,0.15963972736124635,76.564999999999998,3.6275000736398715E-2,70.058999999999997,6.2411271529210083E-3,71.3,5.0682405016599041E-2]
[null,"h475",68.968000000000004,0.13751454902783872,55.811,0.16648815319701396,75.960999999999999,3.3741789154319718E-2,69.736000000000004,7.0045268261323766E-3,71.626999999999995,4.9391368498708961E-2]
[null,"h476",66.590999999999994,0.14682592684462592,54.441000000000003,0.17372606296656928,73.878,2.8012607146013137E-2,67.918000000000006,7.2188144537004796E-3,70.236000000000004,4.9256117053977623E-2]
[null,"h477",62.165999999999997,0.14966894998950561,51.878999999999998,0.18148328464784161,69.238,2.4124421927008158E-2,63.902000000000001,7.5536388717756409E-3,65.935000000000002,4.501413992376737E-2]
[null,"h478",59.039000000000001,0.14774180007250662,51.136000000000003,0.18523206751054852,65.861999999999995,2.0678075937435564E-2,60.384999999999998,9.2947258457664796E-3,62.594000000000001,3.954260420509037E-2]
[null,"h479",57.454999999999998,0.14379209677727109,52.009,0.17948717948717949,63.046999999999997,1.9087454711478984E-2,57.420999999999999,9.6429432405646474E-3,60.021999999999998,3.4058772900528708E-2]
[null,"h480",53.707999999999998,0.13379381403957336,49.564999999999998,0.18687114573190522,58.616999999999997,1.5832572387993755E-2,53.420999999999999,1.0593844587898107E-2,56.085999999999999,3.0874216156399851E-2]
[null,"h481",50.075000000000003,0.1253148134015111,47.148000000000003,0.19193509127789046,54.930999999999997,1.5168249760695088E-2,49.633000000000003,1.1288162828066417E-2,53.262999999999998,2.8792721908040324E-2]
[null,"h482",47.750999999999998,0.11932381897275433,45.265999999999998,0.18125760649087222,52.725000000000001,1.4741182534423091E-2,47.414999999999999,1.1087305838243171E-2,51.131,2.5018441111384314E-2]
[null,"h483",46.444000000000003,0.11298939174234908,45.073999999999998,0.17479918864097363,51.683999999999997,1.2546940578749725E-2,46.563000000000002,1.1448848419925014E-2,49.957000000000001,2.2092451438406688E-2]
[null,"h484",45.706000000000003,0.10652140731130276,44.959000000000003,0.16923326572008113,51.930999999999997,1.0411604447389736E-2,46.750999999999998,1.1783610069630423E-2,49.965000000000003,2.0014752889107451E-2]
[null,"h485",45.421999999999997,0.11161566053575517,45.744,0.16154158215010142,53.366999999999997,1.0161254694057875E-2,47.698999999999998,1.2359400107123728E-2,50.930999999999997,1.7605114334890582E-2]
[null,"h486",44.944000000000003,0.12582996260398382,49.023000000000003,0.15198377281947262,56.749000000000002,1.014652823797953E-2,50.896999999999998,1.4046598821638993E-2,54.009,1.7334644701253996E-2]
[null,"h487",44.972000000000001,0.14004426467221248,56.436999999999998,0.14440567951318459,64.921000000000006,1.0264339886606287E-2,58.704999999999998,1.6831815747188002E-2,61.793999999999997,1.7752643225965085E-2]
[null,"h488",48.523000000000003,0.16954132641379838,63.279000000000003,0.14562271805273833,72.304000000000002,1.0190707606214565E-2,65.602999999999994,1.9442956614890199E-2,68.611000000000004,1.9203343988197688E-2]
[null,"h489",52.968000000000004,0.2126230634205907,65.668999999999997,0.14580121703853954,74.950999999999993,9.9550843089610489E-3,67.882999999999996,2.4384038564542045E-2,69.992999999999995,2.1367101057290387E-2]
[null,"h490",56.171999999999997,0.2564107456307716,65.887,0.14739148073022312,74.936000000000007,1.2841469700316618E-2,68.239999999999995,4.0452597750401713E-2,69.873000000000005,2.916154413572658E-2]
[null,"h491",58.356999999999999,0.29598183622071284,66.968999999999994,0.15238945233265719,75.927999999999997,1.8084088064207349E-2,69.100999999999999,5.5436529191215854E-2,70.872,4.0656503565281533E-2]
[null,"h492",59.124000000000002,0.33234755399526827,67.959999999999994,0.15613793103448276,76.929000000000002,2.4004123407701937E-2,69.355999999999995,7.0554365291912155E-2,71.274000000000001,5.6823211212195725E-2]
[null,"h493",57.777000000000001,0.36630924215828436,67.683999999999997,0.15045841784989858,76.337000000000003,2.7420661217877916E-2,68.713999999999999,7.9097482592394214E-2,70.698999999999998,6.8121465453651345E-2]
[null,"h494",55.436,0.37855834541708006,67.27,0.14352941176470588,75.941000000000003,2.6566526765333921E-2,68.429000000000002,7.5120514193893942E-2,70.108000000000004,7.2793213671010576E-2]
[null,"h495",53.972999999999999,0.37893993741891169,66.251999999999995,0.13277079107505071,75.19,2.2295854502613947E-2,67.853999999999999,5.9574183181574716E-2,69.204999999999998,6.0818785345463484E-2]
[null,"h496",53.497,0.37237655498740746,65.343000000000004,0.12726977687626775,74.397000000000006,1.6626168912451219E-2,67.210999999999999,4.3251205141938941E-2,68.644000000000005,4.0595033194000492E-2]
[null,"h497",53.963999999999999,0.36241700373960162,64.680000000000007,0.12689655172413794,74.227000000000004,1.0823945217583389E-2,66.849000000000004,3.4078735940010714E-2,68.233000000000004,2.2129333661175313E-2]
[null,"h498",58.4,0.36232160573914368,67.704999999999998,0.12709127789046654,76.858000000000004,7.3632280391723731E-3,69.968000000000004,3.7707552222817353E-2,71.150999999999996,2.0703221047455127E-2]
[null,"h499",59.496000000000002,0.35791421811798824,68.194999999999993,0.13296551724137931,76.512,7.8492010897577499E-3,70.328000000000003,4.535350830208891E-2,71.706999999999994,2.6321612982542413E-2]
[null,"h500",56.889000000000003,0.3456078760589178,66.599000000000004,0.13418255578093305,74.343000000000004,8.3646270524998165E-3,68.587999999999994,5.1459560792715589E-2,70.596000000000004,3.0821244160314728E-2]
[null,"h501",53.036999999999999,0.35163702968785776,63.01,0.13066125760649086,70.093999999999994,8.9831382077902953E-3,64.275000000000006,5.2477236207820036E-2,66.703000000000003,3.4927464961888373E-2]
[null,"h502",50.212000000000003,0.33866290162558194,60.127000000000002,0.12417038539553753,66.638999999999996,9.3660260658272581E-3,60.926000000000002,5.2892340653454738E-2,63.363,3.6292107204327517E-2]
[null,"h503",49.579000000000001,0.34854613447302146,58.390999999999998,0.11604056795131845,63.654000000000003,9.6458287313158086E-3,58.430999999999997,5.3695768612747725E-2,61.499000000000002,3.6931399065650357E-2]
[null,"h504",46.405000000000001,0.35033961688163018,54.533000000000001,0.10753752535496958,59.021000000000001,8.9389588395552607E-3,54.186999999999998,5.3427959292983399E-2,57.948,3.9636095402016229E-2]
[null,"h505",43.259,0.34453941845378921,51.774000000000001,9.6002206574293411E-2,55.167999999999999,8.7025665945134074E-3,50.683999999999997,4.9663333467196764E-2,55.098999999999997,4.1222162135588221E-2]
[null,"h506",40.756,0.35533847210562469,49.877000000000002,8.6478242528474539E-2,52.963000000000001,1.0248707867650307E-2,48.728999999999999,4.7039610189684486E-2,53.295000000000002,4.2291431099749276E-2]
[null,"h507",39.604999999999997,0.36720598336258869,48.759,8.1756822533017484E-2,51.985999999999997,1.228077925520166E-2,47.656999999999996,4.5580498775149594E-2,51.777999999999999,4.2094783933926551E-2]
[null,"h508",39.276000000000003,0.39250553308402658,48.536999999999999,7.4017587695103346E-2,52.311999999999998,1.5240535406635156E-2,47.518999999999998,4.4844249896255843E-2,51.576999999999998,4.3422152303229933E-2]
[null,"h509",39.128,0.40097687552468902,49.393000000000001,6.6878670863484438E-2,53.738,1.8170841248104138E-2,48.292000000000002,4.6236429594527666E-2,52.344000000000001,4.5855660980286123E-2]
[null,"h510",38.866,0.41003968556819048,51.850999999999999,6.5580685985008269E-2,57.076999999999998,2.0806643989927993E-2,51.284999999999997,4.9275129512870969E-2,55.048000000000002,4.9210953247136327E-2]
[null,"h511",37.529000000000003,0.41465694879035336,58.628,6.2692669630398809E-2,65.186999999999998,2.4532108200438808E-2,58.92,4.9074334364081762E-2,62.204999999999998,5.2947249397768056E-2]
[null,"h512",39.067,0.41110814317331906,65.504000000000005,6.2303274166855958E-2,72.343999999999994,2.5445067809338692E-2,66.257000000000005,4.7240405338473686E-2,69.043999999999997,6.0886878717860478E-2]
[null,"h513",41.716999999999999,0.4067389147523468,67.423000000000002,5.8295745854560793E-2,74.83,3.0201292868607441E-2,68.706999999999994,4.7454586830515511E-2,71.097999999999999,7.6409714369991638E-2]
[null,"h514",45.448999999999998,0.41656490879951158,68.028999999999996,5.545640393289418E-2,74.835999999999999,4.3984037931999231E-2,68.878,5.2876055847824052E-2,71.382999999999996,0.1052799764023401]
[null,"h515",48.536000000000001,0.42238418682744411,69.262,5.4061070188532304E-2,75.570999999999998,5.7634256600550722E-2,69.917000000000002,5.940859135509953E-2,71.459999999999994,0.13370778231158745]
[null,"h516",52.018000000000001,0.43039761886590855,69.897999999999996,5.1676022974332346E-2,76.594999999999999,7.0592392984936164E-2,70.784000000000006,6.4147356866524771E-2,71.332999999999998,0.15176245022368615]
[null,"h517",51.600999999999999,0.41572540639548194,69.319999999999993,5.1400201187656161E-2,75.786000000000001,7.5157191029435591E-2,70.251999999999995,6.0747225680360895E-2,70.081999999999994,0.15708421414876358]
[null,"h518",50.298999999999999,0.39439441349309318,69.048000000000002,5.3363403316351365E-2,75.234999999999999,6.9753059150947566E-2,69.784999999999997,5.4643053157169059E-2,68.245000000000005,0.15595349294528293]
[null,"h519",49.024999999999999,0.37308250019079597,67.825999999999993,5.0507836583703801E-2,74.251999999999995,6.1241919571203486E-2,69.331000000000003,4.5982089072728001E-2,66.790999999999997,0.14424069613096702]
[null,"h520",48.655999999999999,0.34089521483629703,67.194000000000003,4.1584190544180159E-2,73.617999999999995,5.2716054836477157E-2,68.72,3.4643856337764213E-2,65.841999999999999,0.12782065778476967]
[null,"h521",49.445999999999998,0.3130199191024956,66.462999999999994,3.6570723951065968E-2,73.524000000000001,4.632533757417797E-2,68.001000000000005,2.860661553083544E-2,65.438999999999993,0.12833685659505431]
[null,"h522",53.652999999999999,0.28785392658169884,69.135999999999996,3.5094266151799329E-2,76.754000000000005,4.8946415161019573E-2,70.12,2.9811386423570674E-2,69.346000000000004,0.15903839535912689]
[null,"h523",55.713000000000001,0.2741738533160345,69.426000000000002,3.4201901547846969E-2,76.891000000000005,5.3599564135412524E-2,70.012,3.1591770076168292E-2,70.024000000000001,0.18698687380168133]
[null,"h524",54.783000000000001,0.25373960161795006,67.712999999999994,3.1816854333647011E-2,74.927999999999997,5.4453623124383385E-2,68.233000000000004,3.0895680227032381E-2,67.929000000000002,0.19595890074234304]
[null,"h525",52.384,0.24341753796840418,63.841999999999999,2.8555667326475645E-2,70.313000000000002,5.4100219404809233E-2,64.391000000000005,2.9168841947445217E-2,63.793999999999997,0.19992871540238927]
[null,"h526",50.603000000000002,0.22220102266656491,61.043999999999997,2.4840185611837623E-2,66.823999999999998,5.5661085832928392E-2,61.03,2.8218411576509644E-2,60.664000000000001,0.19389410550120445]
[null,"h527",51.154000000000003,0.21598107303670916,58.951999999999998,2.0686634000713893E-2,64.162000000000006,5.4365272194489847E-2,58.649000000000001,2.5969505910070547E-2,59.552,0.1847745931861757]
[null,"h528",47.197000000000003,0.20226284057086164,55.411999999999999,1.9161501768504396E-2,59.631,5.4541974054276923E-2,54.284999999999997,2.4122190541209856E-2,56.661000000000001,0.17528636743522935]
[null,"h529",43.822000000000003,0.18548479413897051,53.142000000000003,1.7197462563070882E-2,55.798000000000002,5.3896887789653444E-2,50.468000000000004,2.2337919588843087E-2,53.597000000000001,0.16085738164298707]
[null,"h530",42.075000000000003,0.16730262906856946,51.079000000000001,1.4682739263753915E-2,53.484999999999999,5.5089361952713245E-2,48.414000000000001,2.1066438246158788E-2,51.018000000000001,0.14669878570375106]
[null,"h531",41.969000000000001,0.14135536307093524,49.893999999999998,1.5867092817625775E-2,52.6,5.4647704855283689E-2,47.353999999999999,1.9995717115477273E-2,48.631,0.13400275306032153]
[null,"h532",42.65,0.12330675010493379,49.613,1.7716631244220193E-2,52.764000000000003,5.3131348820775547E-2,47.701000000000001,1.978157288934097E-2,47.645000000000003,0.13128656408239517]
[null,"h533",44.445999999999998,0.11451139008661808,50.436999999999998,1.7100118435355388E-2,54.073999999999998,5.3101905014280248E-2,48.694000000000003,2.0316933454681729E-2,47.207000000000001,0.12991003392163611]
[null,"h534",48.655000000000001,0.11454954783073225,53.223999999999997,1.6856758116066649E-2,57.427999999999997,5.47065924682743E-2,51.365000000000002,1.9112372182665024E-2,46.521999999999998,0.13738262622289957]
[null,"h535",57.509,0.10521997939481818,60.186,1.5185683923617308E-2,65.400000000000006,5.806318640873892E-2,58.457999999999998,1.9098988168531505E-2,46.645000000000003,0.1467971092866624]
[null,"h536",65.533000000000001,9.6939748922043725E-2,66.703000000000003,1.4244690689034185E-2,72.754999999999995,6.0816182316049822E-2,65.55,1.8751003801060012E-2,50.115000000000002,0.15218032545105944]
[null,"h537",67.573999999999998,9.4898309611935738E-2,68.399000000000001,1.5234355987475056E-2,74.736999999999995,6.451138003121043E-2,67.899000000000001,1.7546442529043312E-2,54.131,0.15807974042574111]
[null,"h538",67.956000000000003,0.10874957072537872,68.444000000000003,2.1772636565699173E-2,74.769000000000005,7.3756735270735799E-2,67.965000000000003,1.8751003801060012E-2,57.524999999999999,0.16901823902463006]
[null,"h539",68.938999999999993,0.13198763689090701,69.084000000000003,3.3810860359848795E-2,75.498999999999995,8.9347230809999123E-2,68.974999999999994,2.3341720648857006E-2,60.048999999999999,0.17046851187257264]
[null,"h540",69.757999999999996,0.13877971534322892,69.83,4.2117559258237749E-2,76.209000000000003,0.10693990519094308,69.302999999999997,2.8226885807591414E-2,60.668999999999997,0.16804729364338036]
[null,"h541",69.335999999999999,0.144255351623612,69.55,4.7877086814737901E-2,75.733000000000004,0.11824632688513971,68.673000000000002,3.0582472295090743E-2,59.889000000000003,0.17737574357209576]
[null,"h542",69.058999999999997,0.13538367611706795,68.984999999999999,5.0862306731346431E-2,75.369,0.11382975591084415,67.528000000000006,2.9658975319877937E-2,57.688000000000002,0.17801484686101962]
[null,"h543",67.968000000000004,0.1146067844469035,67.930999999999997,4.5151451238704024E-2,74.667000000000002,0.10418690928363218,66.275000000000006,2.4813962203544086E-2,55.926000000000002,0.17070203038198711]
[null,"h544",67.096999999999994,9.5413439157477006E-2,67.433999999999997,3.1945097911968458E-2,74.010000000000005,9.6693460530577396E-2,65.528000000000006,1.8496707532523155E-2,55.143999999999998,0.15590433115382724]
[null,"h545",66.665000000000006,7.7899034609073908E-2,67.004000000000005,1.7895095478365267E-2,74.013999999999996,9.5309601625298113E-2,65.567999999999998,1.5016863857808234E-2,55.667999999999999,0.15428199203578979]
[null,"h546",69.793999999999997,7.6601671309192196E-2,69.956000000000003,1.6321365413631422E-2,76.986999999999995,0.10150752289255956,68.451999999999998,1.444135125006692E-2,59.37,0.1498943021483703]
[null,"h547",70.278999999999996,7.9558896478040222E-2,70.341999999999999,1.7262358648214546E-2,76.962999999999994,0.10820598887024115,68.292000000000002,1.6114353016756785E-2,59.924999999999997,0.13847647608278846]
[null,"h548",68.313000000000002,6.9904987217155726E-2,68.582999999999998,1.6305141392345505E-2,75.001000000000005,0.1102376115184171,65.938999999999993,1.9513892606670594E-2,57.594000000000001,0.1382552480212379]
[null,"h549",64.197000000000003,6.3399091845690078E-2,64.742000000000004,1.7538167010075118E-2,70.710999999999999,0.10638047286753231,61.886000000000003,2.5938219390759677E-2,54.075000000000003,0.14136473133080971]
[null,"h550",61.01,6.2826725683977569E-2,62.128,1.856028035108782E-2,67.320999999999998,9.7517887112445897E-2,58.756,3.5173189142887737E-2,51.627000000000002,0.13020500467037019]
[null,"h551",58.72,5.7198458427137791E-2,60.470999999999997,1.8268247967941333E-2,64.584000000000003,9.0937196360745515E-2,57.115000000000002,4.4140478612345414E-2,50.854999999999997,0.13131114497812299]
[null,"h552",54.146999999999998,5.7198458427137791E-2,56.43,1.7262358648214546E-2,59.993000000000002,8.9847775520419282E-2,54.341999999999999,5.2545639488195302E-2,47.771000000000001,0.13089326975074972]
[null,"h553",50.820999999999998,5.6577140241110942E-2,53.685000000000002,1.6658826582750735E-2,56.3,8.6928364316097795E-2,51.484999999999999,5.9050270357085495E-2,45.055999999999997,0.1294798682463989]
[null,"h554",49.021000000000001,5.3582328704410195E-2,51.561999999999998,1.6431734496909926E-2,54.154000000000003,8.0702374118720652E-2,48.828000000000003,6.4497564109427696E-2,42.756999999999998,0.12437933238287203]
[null,"h555",47.978999999999999,5.3792156264306425E-2,50.438000000000002,1.7729403558857403E-2,52.963000000000001,7.8597606747030507E-2,49.603999999999999,7.4174206327961886E-2,41.561,0.12080281205447127]
[null,"h556",48.381,5.5661529070654664E-2,50.057000000000002,1.9302827296468719E-2,53.262999999999998,7.2872050749915374E-2,50.036000000000001,8.8950157931366777E-2,41.04,0.11989331891254117]
[null,"h557",49.417000000000002,5.3563253471692357E-2,50.704999999999998,1.9659686288504275E-2,54.423999999999999,6.8677234659483957E-2,49.692999999999998,9.8479575994432245E-2,41.220999999999997,0.12194582370581585]
[null,"h558",52.177,5.1808332061651155E-2,52.97,1.8945968304433163E-2,57.567,7.2739582873375425E-2,47.667000000000002,0.10059425022752824,40.896999999999998,0.11482965439260606]
[null,"h559",59.624000000000002,4.9080573783000153E-2,59.932000000000002,1.9043293484079224E-2,65.489000000000004,7.4299760085956928E-2,45.994999999999997,0.10598800792333636,40.009,0.11342854333611917]
[null,"h560",66.484999999999999,4.3586906760262473E-2,66.927000000000007,1.9594802835406901E-2,72.712999999999994,7.4020105679928172E-2,48.722000000000001,0.10835697842496922,41.832000000000001,0.11095816331547122]
[null,"h561",68.194999999999993,3.7425606592400427E-2,68.972999999999999,1.7307661113724473E-2,75.397000000000006,7.2136118102471267E-2,51.427999999999997,0.1080625301140318,44.871000000000002,0.11191681824885699]
[null,"h562",67.894999999999996,4.6104837479017245E-2,69.016000000000005,1.8572888449123262E-2,75.382999999999996,7.6169029010464961E-2,55.079000000000001,0.11155575780288024,48.363999999999997,0.12109778280320535]
[null,"h563",68.721000000000004,6.1822829238516709E-2,69.478999999999999,2.1946828010186704E-2,76.233000000000004,8.4470349273634476E-2,57.503,0.11087317308207077,50.857999999999997,0.13628877636301068]
[null,"h564",69.653999999999996,7.1131542804822215E-2,70.191999999999993,2.6991516488507519E-2,76.688999999999993,9.1079024447682552E-2,59.551000000000002,0.10596123989506932,53.758000000000003,0.14856693377906691]
[null,"h565",69.228999999999999,7.6873187852891808E-2,70.132000000000005,2.9667958928774191E-2,76.027000000000001,9.056387159447167E-2,59.125,9.9657369238181914E-2,53.021999999999998,0.1487390000491618]
[null,"h566",68.953000000000003,7.1913627346253631E-2,69.679000000000002,2.929487907346429E-2,74.608000000000004,8.5912777262624931E-2,57.253,9.5320948658921781E-2,51.07,0.15095128066466743]
[null,"h567",68.111000000000004,5.461239127117351E-2,68.671000000000006,2.4087981962400039E-2,73.111999999999995,7.5536126933663031E-2,55.673000000000002,8.2739975373413988E-2,49.957999999999998,0.13670665159038395]
[null,"h568",67.781000000000006,3.2962002136426062E-2,67.903000000000006,1.870265535531801E-2,72.241,6.2465963115055707E-2,54.901000000000003,7.3973446115959102E-2,49.6,0.12381397178113171]
[null,"h569",67.040999999999997,1.6004120250267054E-2,67.146000000000001,1.2765819396908304E-2,72.176000000000002,5.5136073946512418E-2,55.054000000000002,7.1510787515391611E-2,50.619,0.12394916670763483]
[null,"h570",70.161000000000001,1.2818556386387915E-2,70.247,1.4241917954873558E-2,75.313999999999993,5.7638244947822374E-2,59.051000000000002,7.5485839713046732E-2,54.941000000000003,0.13963177818199696]
[null,"h571",70.864000000000004,1.1807569052342438E-2,70.569000000000003,1.6237084137617805E-2,75.311000000000007,6.4291076080717088E-2,60.14,8.4279136998768669E-2,56.837000000000003,0.151787031119414]
[null,"h572",69.370999999999995,1.2036471844956509E-2,68.774000000000001,1.7810507875229118E-2,72.620999999999995,6.7529179729471159E-2,57.728000000000002,8.9779966807644954E-2,54.826999999999998,0.16104173836094587]
[null,"h573",65.501999999999995,1.1254387303525104E-2,64.734999999999999,1.9675907151778617E-2,68.477999999999994,6.8927451759614955E-2,53.548999999999999,9.4384067669575453E-2,51.896000000000001,0.17304950592399587]
[null,"h574",62.213999999999999,8.8699832137952087E-3,61.838999999999999,1.8216029457087706E-2,65.040999999999997,6.7808834135499915E-2,50.933999999999997,9.5508324856791046E-2,50.29,0.18021483702866131]
[null,"h575",59.622,6.9433847092934533E-3,60.222999999999999,1.6447955360184268E-2,63.084000000000003,6.4379387998410392E-2,50.692,9.4919428234916212E-2,50.597999999999999,0.17978467135342413]
[null,"h576",55.338000000000001,7.5919426216999849E-3,56.738999999999997,1.3560641697351133E-2,59.137999999999998,5.600447447049646E-2,47.987000000000002,0.10078162642539751,47.917000000000002,0.17908411582518066]
[null,"h577",52.218000000000004,6.866428884777509E-3,53.808999999999997,1.2225969645868466E-2,55.984999999999999,5.0322333755261843E-2,45.17,0.10222573176117884,45.381999999999998,0.17598987391550128]
[null,"h578",50.183,6.7901352305022034E-3,51.683999999999997,1.1755740044104294E-2,53.497,5.0587265608901713E-2,43.335000000000001,0.1062944176024198,43.758000000000003,0.17595300710300588]
[null,"h579",48.948,8.0871273531823995E-3,50.39,1.0993643792969257E-2,52.021000000000001,5.2250448912307554E-2,42.024999999999999,0.10517017546207691,43.276000000000003,0.17136923341607885]
[null,"h580",49.075000000000003,9.4985599572755541E-3,49.963000000000001,1.0036969775586976E-2,51.356999999999999,4.7275617438403347E-2,41.17,0.10403254948672992,43.487000000000002,0.17011576179123553]
[null,"h581",50.283999999999999,1.0948139388506362E-2,50.744999999999997,1.0572058632766897E-2,51.31,5.2515380765947424E-2,40.914000000000001,9.9870176800460397E-2,44.814999999999998,0.16415562710448053]
[null,"h582",53.018999999999998,1.281733391825135E-2,53.088999999999999,1.2242184459722402E-2,50.866,5.9256424597450764E-2,40.265000000000001,9.5480278919121489E-2,48.363,0.16007569985499054]
[null,"h583",60.454000000000001,1.6231474947071278E-2,59.725999999999999,1.2712414061486575E-2,51.344000000000001,6.090488946454329E-2,38.752000000000002,8.9564623847317212E-2,57.518999999999998,0.15372231916828472]
[null,"h584",67.016999999999996,1.834862385321101E-2,66.941999999999993,1.5598650927487353E-2,54.866,6.5953313120014123E-2,40.613999999999997,8.6486341796378333E-2,65.185000000000002,0.14700027035662497]
[null,"h585",68.447000000000003,2.3956207442445976E-2,68.903000000000006,1.7349850823712543E-2,58.518000000000001,7.4504724618056573E-2,43.436999999999998,8.2551494305178205E-2,67.415000000000006,0.14154398210730701]
[null,"h586",68.337000000000003,4.802685536630491E-2,69.156999999999996,2.1565702425736154E-2,61.914000000000001,8.1569574048453095E-2,47.561999999999998,8.5188109800982376E-2,67.209000000000003,0.14782362916902206]
[null,"h587",69.278999999999996,8.8538785786492213E-2,69.597999999999999,2.6949020625243222E-2,64.004000000000005,9.0356480527508762E-2,50.737000000000002,8.2859322510272088E-2,67.671000000000006,0.16198048516725244]
[null,"h588",69.590999999999994,0.11396364607373782,69.983000000000004,3.2462057335581787E-2,64.858999999999995,0.10405934473521533,53.265000000000001,8.4037099990631317E-2,68.156999999999996,0.18615282522673091]
[null,"h589",69.347999999999999,0.126800053405558,69.462000000000003,3.8802049552471136E-2,63.963999999999999,0.11249300874275117,52.927999999999997,8.4304776690712957E-2,68.191999999999993,0.20193182097475854]
[null,"h590",68.744,0.12369108699383929,68.206999999999994,4.0926190167336882E-2,62.258000000000003,0.1116099025639516,50.749000000000002,7.8482808463937251E-2,67.790000000000006,0.20128050728733993]
[null,"h591",67.492000000000004,0.10488470121497645,67.084999999999994,3.9142560643403816E-2,60.652000000000001,9.973212445909746E-2,49.304000000000002,6.6812104340377695E-2,66.19,0.18247843291469021]
[null,"h592",66.483000000000004,7.1792328673062622E-2,66.272999999999996,3.2429627707873915E-2,60.066000000000003,8.9605840275529133E-2,48.787999999999997,5.2759077586091517E-2,65.218999999999994,0.15310787229336151]
[null,"h593",66.131,4.9342920902553933E-2,66.031999999999996,2.5522117006096769E-2,60.506,9.2858614700774195E-2,49.874000000000002,4.3350241578221822E-2,64.245999999999995,0.13181114360852361]
[null,"h594",69.64,5.2013198802189631E-2,69.007000000000005,2.8132702036580619E-2,64.888999999999996,0.10017367754849725,54.456000000000003,4.0111353507233966E-2,68.325000000000003,0.14951950254381005]
[null,"h595",70.784999999999997,5.9432756680463106E-2,69.111000000000004,3.8072382929043976E-2,66.3,0.12407641812133879,56.390999999999998,3.9790141467135991E-2,70.147000000000006,0.16964878216629389]
[null,"h596",69.084000000000003,6.7233782830113109E-2,66.822999999999993,5.7043715138150215E-2,64.061999999999998,0.15205616555297166,55.106999999999999,3.9375242582009452E-2,68.471999999999994,0.17498218104062724]
[null,"h597",65.414000000000001,7.1830475500200275E-2,62.615000000000002,7.0161499545985218E-2,60.167999999999999,0.16046039268788084,52.594999999999999,3.873281850181351E-2,63.732999999999997,0.18438321822695211]
[null,"h598",62.201999999999998,7.9002079002079006E-2,59.784999999999997,7.8349980542223377E-2,57.71,0.15607429866650968,51.110999999999997,3.6845697766237938E-2,60.078000000000003,0.19829429547521321]
[null,"h599",60.216000000000001,8.8119170687978032E-2,58.643999999999998,7.7977039823582825E-2,57.353000000000002,0.16305083747902624,51.56,3.5708071790890965E-2,57.551000000000002,0.20622066016172241]
[null,"h600",55.779000000000003,9.3764901104350651E-2,56.042000000000002,8.3554935789337134E-2,54.701000000000001,0.16593565099643814,48.789000000000001,3.6484334221127721E-2,53.024000000000001,0.21809177378523853]
[null,"h601",52.417999999999999,9.6184283289792338E-2,52.957000000000001,8.606125460058045E-2,51.939,0.15877548016778276,45.835000000000001,4.0826424177587591E-2,49.411000000000001,0.23035523389405649]
[null,"h602",50.399000000000001,9.5879178505367937E-2,50.261000000000003,8.8622987499392E-2,49.533999999999999,0.14733976010008096,43.953000000000003,4.5974859588125166E-2,47.734999999999999,0.23982895690746225]
[null,"h603",49.188000000000002,0.10423142197898591,48.436999999999998,9.3843734293172498E-2,48.026000000000003,0.13219515784825961,43.476999999999997,5.1404118748328433E-2,47.353000000000002,0.24059078677365051]
[null,"h604",49.332999999999998,0.11073396769703095,47.353999999999999,9.6113624203511841E-2,47.128,0.12772095076900433,43.712000000000003,5.7515378443434073E-2,47.609000000000002,0.23622869641079833]
[null,"h605",50.084000000000003,0.11580633473808662,46.77,0.10180456247871979,46.668999999999997,0.11638825520641695,45.232999999999997,6.5044129446376039E-2,48.680999999999997,0.23157170416426034]
[null,"h606",52.774000000000001,0.12446368299612898,45.73,0.10272873194221509,45.802999999999997,0.10507027743027449,48.991999999999997,7.0994918427387005E-2,51.686,0.21986164186623741]
[null,"h607",59.473999999999997,0.13350241223470186,44.665999999999997,0.10756035475136599,44.822000000000003,9.9904334388108029E-2,57.88,7.8710885263439417E-2,59.271999999999998,0.21495889804996129]
[null,"h608",65.983999999999995,0.14242672717911559,47.906999999999996,0.1046743518653631,46.381,9.1309147104275512E-2,65.055999999999997,8.8419363466167425E-2,66.126999999999995,0.20731602423110479]
[null,"h609",67.522000000000006,0.1581968307240518,51.34,0.10005350454788657,49.747,8.115387445728163E-2,67.736000000000004,9.7766782562182408E-2,68.358999999999995,0.20535001167319955]
[null,"h610",67.748999999999995,0.19925249327816022,54.917999999999999,0.10687938777826418,53.585000000000001,7.9505482375450728E-2,67.58,0.11301150040117679,68.072999999999993,0.21519236204121253]
[null,"h611",68.948999999999998,0.24946129936500067,57.238,0.11605622841577898,56.557000000000002,8.5686952682316575E-2,69.088999999999999,0.12908531692966033,68.510999999999996,0.23927601587555142]
[null,"h612",69.793000000000006,0.2903644095268969,57.613,0.12516821505585551,59.317999999999998,9.5297667230848482E-2,70.465999999999994,0.14534634929125434,68.893000000000001,0.26447783935219887]
[null,"h613",69.093000000000004,0.30918556091607713,56.978999999999999,0.13582048413509087,59.091999999999999,0.10433438810802856,70.242999999999995,0.16224926450922705,68.257999999999996,0.28442057923644987]
[null,"h614",68.393000000000001,0.30704982742510634,55.386000000000003,0.14425150380206561,57.148000000000003,0.11506365442637427,69.763999999999996,0.16898903450120353,67.647000000000006,0.28147156039959204]
[null,"h615",67.715999999999994,0.28470090196601894,54.002000000000002,0.13324253773691977,55.662999999999997,0.11148723232025903,68.516000000000005,0.1631184808772399,66.114000000000004,0.26135679441652432]
[null,"h616",66.831000000000003,0.24204343929368241,53.103000000000002,0.11865038831330967,55.177,0.10967694458753403,67.528000000000006,0.15738165284835517,65.064999999999998,0.24476856345919909]
[null,"h617",66.213999999999999,0.21307755382239088,53.215000000000003,0.11566710443114937,56.031999999999996,0.10527632644050335,67.227999999999994,0.15986894891682268,65.012,0.23980438175048843]
[null,"h618",69.328000000000003,0.21294407047920519,57.616,0.12939993838870242,61.11,0.11425417617190374,70.022999999999996,0.17298742979406259,68.161000000000001,0.26441640145976431]
[null,"h619",69.840999999999994,0.2214679353940619,59.012999999999998,0.14524052726299919,63.508000000000003,0.137920376775333,70.369,0.18644022465899973,69.03,0.29872332059521028]
[null,"h620",67.87,0.21677694933353675,56.634999999999998,0.14864536212850821,62.204999999999998,0.1534476414747222,68.933000000000007,0.18836587322813586,68.382999999999996,0.32493272550778418]
[null,"h621",63.466000000000001,0.2109608893804466,52.354999999999997,0.15315271495046776,59.637999999999998,0.16099786592096549,64.936999999999998,0.18486226263706873,64.667000000000002,0.34229507390978459]
[null,"h622",60.11,0.19755534791479948,50.225999999999999,0.15252038847544466,58.442,0.16695856943115756,61.186,0.18040920032094143,61.209000000000003,0.35029428750476144]
[null,"h623",58.213000000000001,0.17894395606491104,50.65,0.13966308348330819,58.874000000000002,0.16398557656928398,58.386000000000003,0.18416688954265847,58.576000000000001,0.35425088777754565]
[null,"h624",54.497999999999998,0.16044697850918174,48.497,0.13838221703390244,55.738,0.16248436235190228,54.197000000000003,0.19811446910938754,53.899000000000001,0.35549193320472333]
[null,"h625",50.764000000000003,0.1600129642339663,46.128,0.13654345006485083,52.537999999999997,0.16772352101693419,50.927999999999997,0.20606206463171686,50.734999999999999,0.35067759334570159]
[null,"h626",48.499000000000002,0.15000381300999008,44.017000000000003,0.12855058365758754,50.737000000000002,0.17532992982094778,48.93,0.20814782132017703,48.412999999999997,0.34174540182575469]
[null,"h627",47.530999999999999,0.14169145123160223,42.530999999999999,0.1227302204928664,49.776000000000003,0.17460901293236622,48.014000000000003,0.20850881767010282,47.460999999999999,0.33829293165091961]
[null,"h628",47.732999999999997,0.13284526805460231,41.654000000000003,0.11452658884565499,49.926000000000002,0.17134281804940488,48.329000000000001,0.20392282700252698,47.853999999999999,0.33672027619761397]
[null,"h629",48.765999999999998,0.11988103408830932,41.210999999999999,0.11379701686121919,51.415999999999997,0.16269181538642616,49.271000000000001,0.20376238418033774,49.584000000000003,0.33531962993451364]
[null,"h630",51.32,0.11210249370853352,40.645000000000003,0.11293774319066148,55.402000000000001,0.16348629522282218,51.924999999999997,0.20282646771756715,52.817999999999998,0.32899214900910417]
[null,"h631",58.225000000000001,0.10838480896819949,39.354999999999997,0.12185473411154345,64.623000000000005,0.15050979122835409,59.335000000000001,0.20041982538472852,60.366,0.33163371871582853]
[null,"h632",65.275000000000006,0.10413330282925341,41.036999999999999,0.13417639429312581,71.923000000000002,0.13757742500257469,66.174999999999997,0.20068723008837724,67.594999999999999,0.3314862822670811]
[null,"h633",67.768000000000001,9.2732402958895746E-2,44.082999999999998,0.15595006485084306,74.222999999999999,0.14224131589401051,68.066000000000003,0.19326674956212481,69.748999999999995,0.3305770908331388]
[null,"h634",67.619,9.5592160451460378E-2,47.54,0.18407911802853438,74.587999999999994,0.14833232797304655,67.552999999999997,0.18577941785996016,69.694000000000003,0.33932498679215145]
[null,"h635",68.656999999999996,0.10260809883321895,50.625,0.21099221789883268,75.326999999999998,0.1641042239844635,68.274000000000001,0.19791959140561283,70.36,0.36243565013330714]
[null,"h636",69.206000000000003,0.1004156180889194,53.453000000000003,0.23114461738002595,75.936000000000007,0.16987155909311599,69.322999999999993,0.20804085943871753,71.399000000000001,0.39503139167721246]
[null,"h637",68.563000000000002,9.5878136200716849E-2,53.262999999999998,0.24226653696498054,75.302000000000007,0.15805734967411614,68.822000000000003,0.21344243445242203,71.364000000000004,0.4057451069528572]
[null,"h638",66.876000000000005,8.693662777396477E-2,51.134,0.23047989623865112,74.754000000000005,0.14363901190248496,68.25,0.19912291257203213,69.825999999999993,0.39098917570738778]
[null,"h639",65.492999999999995,7.2104018912529558E-2,49.567999999999998,0.21979571984435797,73.631,0.12726389971898955,67.64,0.18561897503777092,68.332999999999998,0.37054465481441434]
[null,"h640",64.908000000000001,5.5498360405704265E-2,48.457999999999998,0.21536964980544748,72.977999999999994,0.10004560902764495,67.05,0.15825010361932265,67.228999999999999,0.35285228096472582]
[null,"h641",64.861000000000004,4.4459696484404787E-2,48.362000000000002,0.20535019455252917,72.430000000000007,7.213582662684459E-2,66.141999999999996,0.1254662869519875,66.933000000000007,0.34185597916231525]
[null,"h642",68.025999999999996,4.6366201479447873E-2,52.316000000000003,0.19442282749675746,75.998999999999995,6.8472391825685236E-2,68.692999999999998,0.10563822817643362,70.022999999999996,0.34016046000172007]
[null,"h643",68.450999999999993,5.0732097918096547E-2,54.658999999999999,0.18433852140077822,77.001999999999995,7.1562035633891921E-2,69.501000000000005,0.10279036808257458,70.605999999999995,0.34297403889864975]
[null,"h644",66.451999999999998,5.101807366735301E-2,53.494999999999997,0.17811284046692608,75.203000000000003,7.6270064294016393E-2,67.581999999999994,9.9260625994411239E-2,68.756,0.34958410635082504]
[null,"h645",62.381,4.9492869671318537E-2,50.951999999999998,0.16412127107652399,71.013000000000005,8.7760596742632674E-2,63.622,9.0824007594293585E-2,64.759,0.35538327333488962]
[null,"h646",59.384,4.4955387783115995E-2,49.695,0.15197795071335926,67.774000000000001,9.594079653959893E-2,60.399000000000001,8.7548299974596552E-2,61.615000000000002,0.35355260409627598]
[null,"h647",57.789000000000001,3.8702051399374666E-2,50.140999999999998,0.14077496757457847,64.98,9.3130691933087137E-2,57.895000000000003,8.7200673859853195E-2,58.668999999999997,0.34938752441916182]
[null,"h648",54.281999999999996,3.5346602608098833E-2,47.375,0.13192282749675746,60.491,8.9320131236298894E-2,53.741,8.2387389194175931E-2,53.981999999999999,0.34544359941516878]
[null,"h649",50.902000000000001,3.0005528337495473E-2,45.015000000000001,0.1298568672902044,56.779000000000003,8.2809948960830743E-2,50.302,8.4656721206288102E-2,49.662999999999997,0.33470917019839075]
[null,"h650",48.655999999999999,2.5392226013687402E-2,43.539000000000001,0.1279116889011363,54.777000000000001,8.3810140173856768E-2,47.896999999999998,8.1742594374933156E-2,47.356999999999999,0.32049628401203856]
[null,"h651",47.170999999999999,2.3581218903101588E-2,42.860999999999997,0.12872217989658136,53.640999999999998,8.2751114183593918E-2,46.744,8.3106084910704731E-2,46.63,0.31131994349241449]
[null,"h652",46.875999999999998,2.1865527956230816E-2,42.917999999999999,0.13353649640952489,53.987000000000002,8.5457513936487858E-2,46.926000000000002,8.9509143407122238E-2,46.829000000000001,0.31254836926478718]
[null,"h653",46.695999999999998,1.9635129725298815E-2,44.348999999999997,0.13647047381303593,55.146000000000001,7.9441657964022527E-2,48.375999999999998,0.10006951128221581,48.268000000000001,0.31989435538357597]
[null,"h654",45.743000000000002,1.9406370932382712E-2,47.637999999999998,0.13694055859039406,58.378,7.9309279715239683E-2,51.542999999999999,0.11402523794246605,51.164000000000001,0.32289171426816532]
[null,"h655",45.512,1.8986979812036526E-2,55.679000000000002,0.12899774683503265,66.475999999999999,8.5251592216158967E-2,58.841999999999999,0.13070794567425945,59.002000000000002,0.32380074933972114]
[null,"h656",48.524999999999999,1.9253865070438646E-2,63.174999999999997,0.12334051968682629,73.506,8.8193331078000203E-2,65.909000000000006,0.1516816383274516,66.688000000000002,0.31333456175910568]
[null,"h657",52.329000000000001,2.2018033818174885E-2,65.200999999999993,0.12348640806600639,75.066000000000003,9.3635547972406488E-2,67.905000000000001,0.1734172815741632,69.210999999999999,0.29234076530925618]
[null,"h658",55.752000000000002,2.7165106658787196E-2,65.691999999999993,0.14134962960561509,74.715999999999994,0.11593392854516305,68.286000000000001,0.20805261469361566,68.656000000000006,0.27801732080339048]
[null,"h659",57.493000000000002,3.534323350553787E-2,66.381,0.15143213758895138,75.113,0.14776354303028519,69.411000000000001,0.2472061811570955,68.894000000000005,0.29480990111172534]
[null,"h660",58.213999999999999,4.2225060525763962E-2,67.328000000000003,0.16441620333598095,75.597999999999999,0.17738685336902643,70.676000000000002,0.29085124585605815,69.308000000000007,0.31603709845832567]
[null,"h661",57.387,4.6209276169052745E-2,66.45,0.18514856299946508,74.902000000000001,0.18778590024563518,70.727999999999994,0.32865468933803871,69.102999999999994,0.33217861310730301]
[null,"h662",55.503,4.6133023238080717E-2,66.269000000000005,0.18586179507545672,74.256,0.18482945268948475,70.546000000000006,0.35405304245535235,68.272000000000006,0.31016522326638413]
[null,"h663",54.326999999999998,4.0757191604552302E-2,65.388999999999996,0.17033278760272974,73.287000000000006,0.16522276317531293,69.941000000000003,0.36296920115495668,66.912000000000006,0.271826054910632]
[null,"h664",53.710999999999999,3.31890882055779E-2,64.478999999999999,0.15777017717333161,72.551000000000002,0.14051215673584655,70.001000000000005,0.35901240509036469,66.561000000000007,0.2073582703765125]
[null,"h665",54.054000000000002,2.7412928684446308E-2,63.503999999999998,0.13956654941563598,72.221999999999994,0.11919925868180682,69.995000000000005,0.36223398566998183,65.686999999999998,0.15545728149376573]
[null,"h666",58.192,2.7584497779133386E-2,66.366,0.14350553565349888,76.046999999999997,0.12231750187535853,72.602000000000004,0.36549566891241581,68.826999999999998,0.14242368404889136]
[null,"h667",59.360999999999997,3.2102483939226413E-2,67.456999999999994,0.15833752087014313,77.581000000000003,0.128200979599041,73.055999999999997,0.3648941289701636,69.492000000000004,0.15889687365640931]
[null,"h668",57.311999999999998,3.324627790380693E-2,65.855000000000004,0.1858780048953656,75.811999999999998,0.12693603188844926,70.852000000000004,0.35208801197732864,67.843000000000004,0.17234813586389042]
[null,"h669",53.874000000000002,3.5000095316163715E-2,61.859000000000002,0.19819746802613022,71.512,0.1279803491844029,66.772999999999996,0.34974868997968134,63.798000000000002,0.18626619986487317]
[null,"h670",51.625999999999998,3.1111195836589969E-2,59.040999999999997,0.21004684637953672,68.25,0.12156735846558901,64.028999999999996,0.34396053897978823,60.600999999999999,0.19825563540323077]
[null,"h671",51.680999999999997,2.6841031702156053E-2,57.433,0.2316221166782837,65.245999999999995,0.11686057628664304,62.493000000000002,0.33059298470751791,57.816000000000003,0.19853817333087648]
[null,"h672",49.417999999999999,2.4134052652648837E-2,52.970999999999997,0.26352304225900053,61.05,0.11643402415167606,58.05,0.31558122125975829,53.27,0.20070020269025243]
[null,"h673",46.68,2.4267495281849898E-2,49.006,0.27970645887670303,57.631,0.11420043521731459,51.718000000000004,0.29798094525435281,49.856999999999999,0.20687791697371652]
[null,"h674",44.21,2.5277846617229351E-2,46.597999999999999,0.29229373552139187,55.295999999999999,0.11808210315826619,49.552999999999997,0.29084543741732033,48.018000000000001,0.21467698354212725]
[null,"h675",42.936999999999998,2.5945059763234649E-2,45.66,0.30821817946184127,54.186,0.11586190672234312,47.947000000000003,0.2839771770648209,47.584000000000003,0.2281012036354704]
[null,"h676",42.137999999999998,2.5468478944659437E-2,45.24,0.30868797485784638,54.261000000000003,0.11744986178909604,48.325000000000003,0.27872576399374643,47.905999999999999,0.24482928027511669]
[null,"h677",41.569000000000003,2.8194521226909658E-2,45.915999999999997,0.31030795898200197,55.354999999999997,0.12218432041404458,49.097999999999999,0.27650760987212208,48.9,0.26191353475804469]
[null,"h678",40.627000000000002,3.0939626741902891E-2,48.326999999999998,0.30601500105298968,58.48,0.13431453272951832,51.069000000000003,0.27710891671232146,51.822000000000003,0.27788012773274379]
[null,"h679",38.784999999999997,3.3170024972834895E-2,55.36,0.30883377342902041,66.674999999999997,0.13972534258660235,60.107999999999997,0.28325560885658163,59.061999999999998,0.30089658560550231]
[null,"h680",40.299999999999997,3.6162952513487237E-2,62.591999999999999,0.29887087106546356,73.918000000000006,0.14506263600541081,68.369,0.29003033258949451,65.766000000000005,0.31748956030459347]
[null,"h681",43.802999999999997,4.1824732638160778E-2,64.698999999999998,0.29056035250854539,75.986000000000004,0.14197494559783569,69.947000000000003,0.29804775712548603,67.757999999999996,0.3337509211495947]
[null,"h682",47.28,5.2137941552128413E-2,64.713999999999999,0.30164104391776958,75.98,0.14904722695994824,70.513000000000005,0.32266125045098015,67.421999999999997,0.36979857528862686]
[null,"h683",50.253,5.8867262710410428E-2,65.483000000000004,0.29927586709650245,76.725999999999999,0.17595424336881726,72.034000000000006,0.35120328179911009,68.046000000000006,0.42492016703512653]
[null,"h684",52.832000000000001,6.5081876584631215E-2,66.906000000000006,0.29580910107080949,77.433999999999997,0.19567135211433276,73.022000000000006,0.35912716971551506,69.012,0.46090641120117909]
[null,"h685",52.564999999999998,7.3126560802180829E-2,66.631,0.29218033663270099,76.832999999999998,0.20530200552843617,72.522999999999996,0.35974183892994105,68.230999999999995,0.47726602800294771]
[null,"h686",50.563000000000002,8.0008387822406921E-2,66.087000000000003,0.27061834794019018,76.341999999999999,0.20531670881609126,71.513999999999996,0.33180111442201049,66.498000000000005,0.47182510439695408]
[null,"h687",49.17,8.2238786053338925E-2,65.366,0.23765167101362406,75.298000000000002,0.18970181732635416,70.968000000000004,0.2889078931544557,65.019000000000005,0.45167035126504546]
[null,"h688",48.466999999999999,8.0828106830356294E-2,64.781000000000006,0.21033873868036093,74.563000000000002,0.16973475269070165,69.546000000000006,0.23469674091692613,64.063000000000002,0.41944239744534512]
[null,"h689",48.758000000000003,8.2143469889623885E-2,64.23,0.1851479855497416,73.978999999999999,0.14862083161794978,67.644000000000005,0.1882224033566284,64.742999999999995,0.38944976664210268]
[null,"h690",53.316000000000003,9.5678365137159965E-2,66.400000000000006,0.1750716842974939,77.153000000000006,0.13872551902605423,69.39,0.16915429533519516,68.244,0.37676246622451487]
[null,"h691",55.664999999999999,0.10671597689536191,66.900000000000006,0.18117902444556044,78.269000000000005,0.14503322943010058,69.947000000000003,0.1604019402167377,68.933000000000007,0.37779415377057235]
[null,"h692",54.439,0.10808852965285853,65.376000000000005,0.19391209966142331,76.352000000000004,0.14351879080162325,68.022999999999996,0.14638480965297915,66.566999999999993,0.37584131662982068]
[null,"h693",52.137999999999998,0.11310215986426979,61.378,0.2136111066111552,71.98,0.13118273245897782,64.16,0.13445220946857839,61.982999999999997,0.37406042741341194]
[null,"h694",51.16,0.11033799111653354,58.265999999999998,0.23834826418701097,68.611999999999995,0.12139034288066812,60.838999999999999,0.12306746662747037,58.573,0.37310243183492997]
[null,"h695",51.978999999999999,0.10686848275730598,55.869,0.24913735845388715,66.117999999999995,0.11372993001235077,57.981999999999999,0.11434183625746623,55.83,0.35939572586588064]
[null,"h696",49.444000000000003,0.10686848275730598,51.384,0.27922046363945635,61.942999999999998,0.11200964535670176,53.734999999999999,0.10449376645242327,51.57,0.35891672807663966]
[null,"h697",46.844999999999999,0.10696654912799008,47.432000000000002,0.3025883419395568,58.220999999999997,0.11416269911244342,49.957999999999998,9.2481534413442146E-2,48.253999999999998,0.35504789977892409]
[null,"h698",45.177999999999997,0.11550557514533498,44.816000000000003,0.3243925732877932,56.244999999999997,0.11388350085228943,47.988999999999997,8.5162083105157008E-2,46.427999999999997,0.35771309260623924]
[null,"h699",44.04,0.12486419517773754,43.433,0.33276138368648528,54.963000000000001,0.11376594369011932,47.348999999999997,7.6587105477567488E-2,44.957000000000001,0.35841316629820685]
[null,"h700",44.098999999999997,0.12850471743066808,43.484999999999999,0.33449341988118553,54.88,0.11057720566625522,47.4,7.4570249368897681E-2,44.615000000000002,0.36084500122819946]
[null,"h701",45.322000000000003,0.13479462498808731,44.508000000000003,0.33020379752982504,55.862000000000002,0.10533121730441428,48.344000000000001,7.5358292484205752E-2,45.121000000000002,0.36864406779661019]
[null,"h702",48.552999999999997,0.14036024016010673,47.534999999999997,0.33098078572931672,58.957000000000001,0.10484629401046258,50.826999999999998,7.6279902229227051E-2,45.182000000000002,0.37128469663473346]
[null,"h703",56.084000000000003,0.13805394072238636,54.573999999999998,0.340223707852437,66.759,0.10298007406101217,58.149000000000001,7.8323471663839503E-2,46.329000000000001,0.39043232620977647]
[null,"h704",63.604999999999997,0.13570952063280281,61.581000000000003,0.35416093368081975,73.756,0.10059954152706754,64.954999999999998,7.774913515607261E-2,49.981000000000002,0.39417833456153278]
[null,"h705",66.144000000000005,0.13976937005622797,63.286999999999999,0.35932466775660843,75.484999999999999,0.10469934755774996,67.298000000000002,8.2009910643924724E-2,53.889000000000003,0.4058830754114468]
[null,"h706",67.228999999999999,0.15968741065472219,63.573,0.35885523738608222,75.498999999999995,0.12638864397813437,67.572000000000003,9.0611601597456889E-2,57.23,0.42313927781871774]
[null,"h707",68.459999999999994,0.18214047460211569,64.14,0.33609595804263726,76.225999999999999,0.15801152060189266,68.506,0.10235210834925003,59.276000000000003,0.43593711618766889]
[null,"h708",69.575000000000003,0.19738873534737444,64.680999999999997,0.31791767162536216,76.727999999999994,0.18281608181978487,68.994,0.1122226822850579,60.866,0.43825841316629821]
[null,"h709",69.305999999999997,0.2058896407128562,64.153000000000006,0.32057238130695892,75.968000000000004,0.19333744783400927,68.103999999999999,0.11195554902563144,59.686999999999998,0.42005649717514126]
[null,"h710",68.638999999999996,0.21063566186981797,64.536000000000001,0.32518574874144102,75.25,0.18763592546875918,66.617000000000004,0.10921743311651017,57.353999999999999,0.39508720216163107]
[null,"h711",67.358000000000004,0.2003621461926999,64.48,0.32758146235654045,73.94,0.16848880268030331,64.956000000000003,9.7877626253856737E-2,55.537999999999997,0.37453942520265293]
[null,"h712",66.415999999999997,0.1827122843800629,63.933,0.31565145604351136,73.247,0.13588138482337037,63.692,7.4556892705926345E-2,55.555,0.34557848194546792]
[null,"h713",65.042000000000002,0.1661488611455256,63.332000000000001,0.30485455752140767,72.706000000000003,0.1102245341797449,63.857999999999997,5.6939454246750995E-2,55.878,0.3172807663964628]
[null,"h714",70.245000000000005,0.17600304965214905,65.448999999999998,0.30653803195363971,76.180000000000007,0.11150296831834479,67.009,4.9085736419612926E-2,58.884999999999998,0.30872021616310491]
[null,"h715",68.962000000000003,0.18208329362432096,65.954999999999998,0.31704355990093402,77.775000000000006,0.12536001880914593,68.003,5.1182732506110676E-2,59.83,0.31384180790960453]
[null,"h716",67.412000000000006,0.18204517297245784,63.917000000000002,0.33698625702122148,76.057000000000002,0.12891612296479163,65.944999999999993,5.8582323792223751E-2,57.625,0.31137312699582415]
[null,"h717",64.066000000000003,0.18175926808348422,60.19,0.35414474642666366,71.820999999999998,0.12502204196790689,61.677999999999997,6.2749602639276605E-2,54.247,0.31568410709899286]
[null,"h718",61.122999999999998,0.17409701705899172,57.124000000000002,0.36074914612234327,68.372,0.10857873390936343,58.66,6.6155551696964035E-2,51.856999999999999,0.31174158683370179]
[null,"h719",59.402000000000001,0.16565329267130469,54.46,0.36533013904851319,65.575000000000003,0.1032445776758949,57.037999999999997,6.5981915078336825E-2,50.530999999999999,0.29819454679439938]
[null,"h720",55.304000000000002,0.16727342037548842,49.131999999999998,0.36712692425983778,61.408000000000001,9.8410039381649328E-2,53.610999999999997,6.6208978348849326E-2,47.322000000000003,0.30266519282731513]
[null,"h721",52.606000000000002,0.16433839644756151,45.247,0.36806554304089978,57.87,9.3350552530781755E-2,49.915999999999997,6.6327552369127254E-2,44.651000000000003,0.29891551319684112]
[null,"h722",50.627000000000002,0.16473861752205982,43.122999999999998,0.36593248549682467,55.655999999999999,8.7773880629870418E-2,47.746000000000002,6.7555840375962933E-2,42.384999999999998,0.3009051718844033]
[null,"h723",49.575000000000003,0.16146061634045472,42.113,0.35793351970654297,54.374000000000002,8.0700312587135503E-2,46.41,7.3617174670565153E-2,41.889000000000003,0.30423355154075732]
[null,"h724",49.52,0.16163213965809686,42.683999999999997,0.35439458332660018,54.411000000000001,7.4668701662728751E-2,45.348999999999997,8.0586374013698087E-2,41.57,0.30230530207194706]
[null,"h725",49.984999999999999,0.15913552247908369,43.999000000000002,0.35609133364575085,55.408000000000001,6.9737749666133456E-2,45.1,8.6807919787452767E-2,41.52,0.30387737807199616]
[null,"h726",52.195,0.15799203369480283,46.890999999999998,0.35670539566601489,58.478999999999999,6.7639159977106289E-2,44.308999999999997,8.7715784835983496E-2,41.048000000000002,0.30650569263457833]
[null,"h727",58.850999999999999,0.16231823292866535,53.649000000000001,0.35277863064169479,65.921999999999997,6.1930409004857571E-2,44.432000000000002,8.4244536121013069E-2,40.54,0.30930595300966579]
[null,"h728",65.471999999999994,0.16369041946980237,59.814999999999998,0.34101449509558363,72.698999999999998,6.044818831540482E-2,47.92,8.1013604624771363E-2,42.704000000000001,0.29853477604057921]
[null,"h729",67.052999999999997,0.17177107354538698,61.484999999999999,0.35919396280076921,74.658000000000001,5.937688029233501E-2,52.216999999999999,8.0079037663048552E-2,45.793999999999997,0.29273774579039807]
[null,"h730",67.492999999999995,0.19870023441520077,61.707999999999998,0.40780181956272321,74.373999999999995,7.7163528565768039E-2,55.527999999999999,8.6273881523611165E-2,49.146000000000001,0.30379140516574349]
[null,"h731",68.200999999999993,0.23527281736578301,62.423999999999999,0.4543897354685455,74.754999999999995,0.10914133928178336,56.93,9.8276391503451216E-2,52.162999999999997,0.32074034954127312]
[null,"h732",68.69,0.25215833508033009,64.649000000000001,0.47407203917069307,74.867999999999995,0.1340749328598054,57.82,0.11257526601781018,54.347999999999999,0.32912884882278526]
[null,"h733",68.221000000000004,0.26528939795315509,64.783000000000001,0.48399398865601218,73.816000000000003,0.14892649065907457,57.265999999999998,0.12062589284522236,53.984000000000002,0.32785153707274534]
[null,"h734",67.578999999999994,0.26614701454136569,64.516999999999996,0.47890373769856021,72.146000000000001,0.15062884313408961,55.338000000000001,0.12321597842485414,52.271000000000001,0.31054641922845455]
[null,"h735",66.447000000000003,0.25124354405290539,62.866999999999997,0.43873115395181228,70.399000000000001,0.132240501313453,54.274000000000001,0.11272212654036662,51.731000000000002,0.27734859557116714]
[null,"h736",65.284000000000006,0.2212650797583427,62.134,0.40098249923242246,69.564999999999998,9.1134559222788042E-2,53.274999999999999,9.0866610592648958E-2,51.063000000000002,0.2368062293511502]
[null,"h737",64.350999999999999,0.19023841741152256,61.524999999999999,0.38163954559410501,69.337000000000003,4.8957309109053285E-2,53.256999999999998,6.7956369073844142E-2,51.274999999999999,0.21161616781911299]
[null,"h738",67.683000000000007,0.18753216062205791,63.649000000000001,0.37299419872986117,73.266999999999996,4.8927958204311645E-2,57.091000000000001,6.3777519659283591E-2,55.177,0.20041512631876296]
[null,"h739",69.772000000000006,0.19656572201787653,64.936000000000007,0.37141056509865389,74.972999999999999,7.7574441232150987E-2,58.866999999999997,6.985220491048183E-2,55.725999999999999,0.19991157072499724]
[null,"h740",68.355999999999995,0.19330677898267615,63.607999999999997,0.36526994489601344,72.989999999999995,9.9939830645279643E-2,56.302,7.5459606680818678E-2,54.396999999999998,0.2025153216000786]
[null,"h741",65.337000000000003,0.18484496197899791,59.597000000000001,0.37250941292438955,68.665000000000006,0.11065291087597776,52.749000000000002,8.1067008451155526E-2,51.758000000000003,0.19585856228737059]
[null,"h742",62.564999999999998,0.17329572525776143,56.896999999999998,0.37147520320605015,65.375,0.12534303869916791,50.433,8.4765223428258638E-2,50.218000000000004,0.189631667505926]
[null,"h743",60.811999999999998,0.16163213965809686,54.606000000000002,0.36834025499733369,63.472000000000001,0.12597408315111314,50.447000000000003,8.3123055766945703E-2,50.091999999999999,0.18750690853710958]
[null,"h744",57.121000000000002,0.15398982294981989,49.484999999999999,0.36297529208344781,59.526000000000003,0.12929073538691829,47.832000000000001,7.9344735050266346E-2,46.692,0.17873767209933555]
[null,"h745",54.521000000000001,0.15398830275666306,45.445999999999998,0.36792102244268149,56.13,0.14797041472219777,44.97,7.525762186982754E-2,44.280999999999999,0.17271275942527325]
[null,"h746",52.674999999999997,0.14865405498085385,43.274999999999999,0.36215281704932867,53.915999999999997,0.16726835138387486,42.588000000000001,7.0078487906455225E-2,43.107999999999997,0.16861107699864913]
[null,"h747",51.393999999999998,0.15052104170238709,42.427999999999997,0.34963080253994927,52.331000000000003,0.17140676821930675,41.418999999999997,6.5780340648192645E-2,42.784999999999997,0.16142699250890336]
[null,"h748",51.037999999999997,0.15105446647996801,42.9,0.33474980207138355,51.817999999999998,0.18220774265504389,40.710999999999999,5.7317528965775001E-2,43.512999999999998,0.1528920545253592]
[null,"h749",51.429000000000002,0.14105275190032576,44.036000000000001,0.30474543956310285,51.39,0.19493117313844618,40.348999999999997,5.3846975278979123E-2,45.296999999999997,0.14650620164558517]
[null,"h750",53.656999999999996,0.13503267226762683,47.142000000000003,0.28416086345349084,51.182000000000002,0.20674473892753367,39.572000000000003,5.2325270970153236E-2,49.319000000000003,0.14807810389291415]
[null,"h751",60.2,0.13329904174048884,53.988999999999997,0.24798435959994183,51.656999999999996,0.22773032784479469,38.405000000000001,5.1938170751241387E-2,58.524000000000001,0.14887633550288593]
[null,"h752",66.533000000000001,0.13238459926463583,60.692,0.21487776898095037,55.237000000000002,0.23577235772357724,40.427999999999997,5.2271877836510224E-2,65.489000000000004,0.15744811494535182]
[null,"h753",67.864999999999995,0.13590901297365263,63.125,0.18414632175922185,58.712000000000003,0.25184174224413725,43.542000000000002,5.4661220567035082E-2,67.819999999999993,0.19040894019403168]
[null,"h754",68.245999999999995,0.17181993103579662,63.645000000000003,0.17933140521238952,61.863999999999997,0.28141234480936866,47.177,7.0425543275134811E-2,68.275999999999996,0.22905563060297188]
[null,"h755",69.141999999999996,0.22628641100379113,64.488,0.17601913040668271,63.924999999999997,0.31851134395820491,49.781999999999996,8.9313364301350839E-2,69.572000000000003,0.27198821073314505]
[null,"h756",69.974999999999994,0.27579966089424851,65.361000000000004,0.17429028453248452,64.936000000000007,0.33352411141439936,52.287999999999997,0.10386299321907203,71.063000000000002,0.30703671865405868]
[null,"h757",69.372,0.30172791526166393,65.37,0.1667932332649335,64.051000000000002,0.33456605324175986,51.713000000000001,0.1087084200971755,70.921999999999997,0.34576937246714967]
[null,"h758",68.465999999999994,0.31085328913528032,64.45,0.13877623564007691,62.402999999999999,0.31462240615185938,49.887999999999998,0.10892199263174755,70.959000000000003,0.37513201522780304]
[null,"h759",67.295000000000002,0.30235659446381286,63.548999999999999,0.10024074582734162,60.621000000000002,0.25599483431657422,48.499000000000002,0.1009797640023493,69.75,0.39522289082647671]
[null,"h760",66.41,0.26465489321979008,62.984999999999999,7.0349485385597266E-2,59.963000000000001,0.19595843972880161,48.067999999999998,8.6657055902610927E-2,69.03,0.40228417045314996]
[null,"h761",65.096000000000004,0.2081499685660399,63.222000000000001,5.3561907223990561E-2,60.281999999999996,0.15812567872971148,48.673000000000002,7.6485663943616847E-2,68.260999999999996,0.39723689058086697]
[null,"h762",68.435000000000002,0.19306166771446534,65.769000000000005,4.2607164208043176E-2,63.988,0.14067682193067418,52.725999999999999,7.9755993379251433E-2,70.902000000000001,0.39205452535920421]
[null,"h763",71.070999999999998,0.2001104951324989,66.27,3.9149472459646797E-2,65.661000000000001,0.12890728185260192,55.56,8.5482406962464633E-2,71.69,0.39586147611445416]
[null,"h764",69.531999999999996,0.20395877388504696,63.927999999999997,3.5659465835097187E-2,63.262999999999998,0.11989668633148426,54.741999999999997,9.5119867585028564E-2,69.822999999999993,0.40437185312538376]
[null,"h765",65.924999999999997,0.20201558362385932,59.95,3.9811927420788158E-2,59.134,0.11520061048985941,52.377000000000002,9.8670510972288961E-2,65.524000000000001,0.40185435343239595]
[null,"h766",62.853999999999999,0.18269798632146464,57.334000000000003,3.8761693945807953E-2,56.707999999999998,0.10853805288955416,51.030999999999999,9.9284532009183621E-2,62.064,0.39961930492447501]
[null,"h767",60.795000000000002,0.16768588900954448,55.558999999999997,3.9294889402336365E-2,55.960999999999999,0.10629274162777728,51.664999999999999,0.10326232046558813,59.284999999999997,0.39045806213926071]
[null,"h768",58.154000000000003,0.15495989788725686,51.804000000000002,4.4400639834547832E-2,52.874000000000002,0.10303483901265005,49.47,0.10219445779272786,53.84,0.38850546481640674]
[null,"h769",56.307000000000002,0.13738189576348675,47.826000000000001,5.0180948688122014E-2,49.552999999999997,9.3246455930263275E-2,46.853999999999999,9.8806950116102174E-2,50.201999999999998,0.38331655082643612]
[null,"h770",54.314999999999998,0.12069491008838769,45.155999999999999,5.3735297919090083E-2,46.878,9.3598661618385134E-2,45.2,9.8860330424106552E-2,47.774000000000001,0.37705381044772451]
[null,"h771",52.976999999999997,0.11090368790003048,43.295000000000002,5.7467364611606564E-2,45.485999999999997,9.0105955211176661E-2,44.113,9.5137053940801242E-2,46.689,0.37244885428690722]
[null,"h772",52.256,9.9093264248704668E-2,43.061,7.2783378570505361E-2,45.154000000000003,8.3076516685744478E-2,44.357999999999997,0.10050177489524115,46.987000000000002,0.36991919836923154]
[null,"h773",52.65,9.1225998171289235E-2,42.898000000000003,8.2331653095515059E-2,45.313000000000002,7.8160312289043465E-2,46.17,0.10854885632690101,48.713999999999999,0.36268634722597443]
[null,"h774",55.273000000000003,8.7740018287107591E-2,41.973999999999997,0.10197751066304769,44.808,7.6003052449297059E-2,49.814,0.11173832973016254,52.52,0.3646020089888744]
[null,"h775",61.677999999999997,7.6596312099969519E-2,42.104999999999997,0.11939382189479127,44.097999999999999,7.4109946875642041E-2,58.252000000000002,0.11392692235834201,60.139000000000003,0.37289093007834567]
[null,"h776",68.44,6.4157269125266689E-2,45.459000000000003,0.12617939769936667,46.145000000000003,7.7323823779754039E-2,65.730999999999995,0.12301491979608722,67.268000000000001,0.36603875531104946]
[null,"h777",69.900999999999996,6.5547851264858278E-2,49.356000000000002,0.12874822282538451,49.56,8.8917261013765375E-2,67.766000000000005,0.12733872474444177,69.671000000000006,0.36547388068865583]
[null,"h778",70.215999999999994,9.7531240475464798E-2,52.6,0.14186700271423033,53.109000000000002,0.10557365501452848,68.504000000000005,0.13904235727440148,69.831000000000003,0.37892035267824248]
[null,"h779",71.194000000000003,0.14814462054251754,54.406999999999996,0.16744216104433243,55.761000000000003,0.1294502656217898,69.497,0.15505644967571464,70.927000000000007,0.39564555345433111]
[null,"h780",71.850999999999999,0.18384257848217006,55.56,0.20485976476670545,58.113,0.14528484635026856,70.816000000000003,0.16701363866869512,72.37,0.41257951224304346]
[null,"h781",71.402000000000001,0.19786269430051814,54.917999999999999,0.23539485588729481,57.381999999999998,0.14839599659534503,70.683000000000007,0.18285424506899406,71.659000000000006,0.41232163469803768]
[null,"h782",71.102000000000004,0.19190033526363914,52.689,0.24854594804187669,55.085999999999999,0.14057409527163864,69.998000000000005,0.17963808151173033,70.48,0.40123290026278952]
[null,"h783",70.323999999999998,0.16530783297775067,50.673999999999999,0.24747964327258629,53.613999999999997,0.12063044818173814,68.914000000000001,0.1605279312461633,69.498999999999995,0.38524449247243164]
[null,"h784",69.370999999999995,0.11492304175556232,49.982999999999997,0.21665374176037225,52.87,9.2175163628892609E-2,67.616,0.13431820001601411,68.555000000000007,0.36284598570621607]
[null,"h785",68.082999999999998,6.2957177689728736E-2,50.362000000000002,0.16608504588341735,53.328000000000003,6.4130785712189248E-2,66.367000000000004,0.10960311740998746,67.515000000000001,0.34366480831102486]
[null,"h786",70.426000000000002,4.2765163060042667E-2,54.673999999999999,0.12797272844771876,57.994999999999997,5.7116022423762146E-2,68.792000000000002,0.10215656444337684,69.421999999999997,0.34678389861728515]
[null,"h787",72.281999999999996,4.8613227674489487E-2,57.433999999999997,0.11496704148894921,61.960999999999999,6.7696868304423119E-2,69.817999999999998,9.9033816425120769E-2,70.507000000000005,0.3486013213154211]
[null,"h788",71.227999999999994,5.1051508686376104E-2,55.924999999999997,0.1111380379992245,60.99,7.0808018549499571E-2,68.382999999999996,0.10313075506445672,68.680999999999997,0.36040228897020898]
[null,"h789",68.28,4.9032307223407498E-2,52.323999999999998,0.10183210546723537,58.360999999999997,6.9091015819905496E-2,64.286000000000001,0.10475885445859022,64.864999999999995,0.35981285458162438]
[null,"h790",65.682000000000002,4.710835111246571E-2,50.210999999999999,9.7679979320149934E-2,57.061999999999998,6.4233512371224794E-2,61.113999999999997,0.10377131876050925,61.133000000000003,0.35684112287251024]
[null,"h791",64.427000000000007,4.3736665650716246E-2,50.350999999999999,9.7049890138296499E-2,57.256999999999998,5.3975521704675532E-2,59.003999999999998,0.10229001521338778,58.491999999999997,0.35001350787140506]
[null,"h792",61.371000000000002,4.628924108503505E-2,47.686,8.6903838697169444E-2,53.942999999999998,4.6593877491121483E-2,54.828000000000003,9.56975471748472E-2,53.859000000000002,0.34916619593781467]
[null,"h793",58.677999999999997,4.3495648530784026E-2,45.171999999999997,8.7469303347550736E-2,51.142000000000003,4.0147913365029056E-2,51.637,9.0508904155272463E-2,50.22,0.34117560382617662]
[null,"h794",56.651000000000003,4.0543886042924339E-2,42.985999999999997,8.7727801473439324E-2,49.756,3.1798438692258027E-2,49.345999999999997,8.6360301474021212E-2,48.987000000000002,0.34053708910964037]
[null,"h795",54.738999999999997,3.7801603473557918E-2,41.734999999999999,8.2250872431174876E-2,49.171999999999997,2.6912015026119621E-2,48.664999999999999,8.5373174147935701E-2,48.365000000000002,0.32986652586598558]
[null,"h796",53.518999999999998,3.8468130486945591E-2,40.881,8.5611348067726509E-2,49.59,2.2553853377942128E-2,48.978999999999999,8.6173547655572599E-2,49.057000000000002,0.3197730816930463]
[null,"h797",53.625999999999998,4.0886671364095142E-2,40.526000000000003,9.0652061522553964E-2,51.093000000000004,2.2568527322885484E-2,50.290999999999997,8.4079236977256055E-2,50.579000000000001,0.30155085401343334]
[null,"h798",55.973999999999997,4.2657728856810954E-2,39.667999999999999,9.0635905389685925E-2,54.902000000000001,2.4872336678992781E-2,52.625,7.8463282865337158E-2,53.545000000000002,0.28819116148282764]
[null,"h799",62.594999999999999,4.0524842413970405E-2,37.994,9.0635905389685925E-2,63.472999999999999,3.14902858484475E-2,59.432000000000002,7.5195091042486492E-2,60.826000000000001,0.27782757646827688]
[null,"h800",68.715000000000003,3.8772828550208527E-2,39.194000000000003,8.9359570893111029E-2,70.977999999999994,3.4733227680929742E-2,66.228999999999999,6.7324751550723677E-2,67.894000000000005,0.26849543830351552]
[null,"h801",70.010999999999996,5.5759745577117173E-2,41.987000000000002,9.750226185860153E-2,73.489999999999995,4.4946293361507308E-2,68.343000000000004,6.4363369572467147E-2,69.997,0.26392760225444811]
[null,"h802",70.707999999999998,9.5161013882805512E-2,45.503999999999998,0.11879604497867391,73.847999999999999,6.7705581968656448E-2,68.540999999999997,7.1193223504302003E-2,69.676000000000002,0.27548226279792237]
[null,"h803",72.17,0.13894231684789854,48.131,0.14828098746284091,74.674999999999997,0.10129424194400423,69.494,8.6840525578603348E-2,70.061000000000007,0.30304890777146087]
[null,"h804",72.728999999999999,0.16693645141018074,51.076999999999998,0.19319503683598294,75.492999999999995,0.13391442155309033,70.061999999999998,0.10528913492963383,70.685000000000002,0.33267844644457817]
[null,"h805",72.290999999999997,0.17906724305383634,51.051000000000002,0.23332687088018611,74.997,0.14148617714386336,69.566000000000003,0.11884212632561862,69.855000000000004,0.35577548840236251]
[null,"h806",71.299000000000007,0.17289710727276189,49.664999999999999,0.24558937572702597,74.504000000000005,0.14398074778423431,68.132999999999996,0.11590742346428333,69.221000000000004,0.34986922727440167]
[null,"h807",69.644999999999996,0.14522671440269658,48.680999999999997,0.25237495153160139,73.5,0.13379702999354345,66.825000000000003,0.10351497365437204,68.103999999999999,0.32604771669593191]
[null,"h808",68.122,9.4627792272095376E-2,48.003,0.25255266899314982,72.997,0.11762634266596232,66.177999999999997,8.6640432201694123E-2,67.353999999999999,0.29229239062365697]
[null,"h809",66.798000000000002,3.9744053626859135E-2,48.16,0.25150252035672743,72.293999999999997,0.11400187826495276,65.394000000000005,5.7093310211431998E-2,66.647999999999996,0.25597072655607267]
[null,"h810",69.593000000000004,2.1995391441793147E-2,51.750999999999998,0.25801344190254621,75.228999999999999,0.12072254504901098,68.02,4.4500767024611483E-2,69.265000000000001,0.24329866525865987]
[null,"h811",71.153999999999996,2.3518881758107825E-2,53.790999999999997,0.2656229804833915,76.688000000000002,0.12773669073193639,70.061000000000007,4.1512705929433735E-2,70.763999999999996,0.25452178931470182]
[null,"h812",69.918000000000006,2.4756717640113501E-2,52.417000000000002,0.26740015509887555,74.823999999999998,0.13053941421611787,68.488,3.7911025145067695E-2,68.697999999999993,0.26370657792949326]
[null,"h813",66.504000000000005,2.7118127630401251E-2,49.555999999999997,0.26012989530825903,70.415999999999997,0.12763397311733288,64.578999999999994,3.6176882545187757E-2,64.542000000000002,0.27016539986984123]
[null,"h814",63.704999999999998,2.8832054236255261E-2,48.110999999999997,0.25033927879022877,66.742999999999995,0.11241709221107002,60.866999999999997,3.3562329086907226E-2,60.899000000000001,0.26934269821584256]
[null,"h815",63.58,2.9860410199767668E-2,49.014000000000003,0.2395308259015122,64.007999999999996,0.10160239478781476,58.640999999999998,3.317548189154939E-2,58.454000000000001,0.26257689804639056]
[null,"h816",61.207000000000001,2.8755879720439526E-2,46.271000000000001,0.22589504976088923,59.670999999999999,9.9430650936197684E-2,54.935000000000002,3.3415593943840458E-2,53.944000000000003,0.25458318496052262]
[null,"h817",58.378,2.5137590219192169E-2,43.484999999999999,0.20390953150242327,56.21,9.980631529522245E-2,51.765999999999998,3.412546007361178E-2,51.006999999999998,0.24829364105082249]
[null,"h818",56.206000000000003,2.3347489097522423E-2,41.345999999999997,0.17780290791599354,54.131999999999998,9.387838948233361E-2,49.52,3.131167653491225E-2,49.155000000000001,0.2412717898355021]
[null,"h819",54.048999999999999,2.3328445468568489E-2,40.69,0.16106623586429725,53.234999999999999,8.6556520718394175E-2,48.465000000000003,2.804448711793887E-2,48.143000000000001,0.23766265651853671]
[null,"h820",52.470999999999997,2.3671230789739293E-2,40.92,0.1467043618739903,53.454000000000001,8.9065618030285246E-2,48.612000000000002,2.8351202859124125E-2,48.56,0.24249938620181685]
[null,"h821",51.383000000000003,2.437584506103483E-2,43.113,0.13642972536348949,54.654000000000003,8.7187463317290756E-2,49.414000000000001,2.9258014615671842E-2,49.639000000000003,0.24125951387183894]
[null,"h822",50.322000000000003,2.2852354744720155E-2,46.823,0.12431340872374798,57.609000000000002,9.0606291818288526E-2,52.267000000000003,2.9231343681655732E-2,52.600999999999999,0.24175055241836485]
[null,"h823",49.122999999999998,1.9919635885814403E-2,55.186999999999998,0.13043618739903071,65.456999999999994,8.6424462965136756E-2,59.64,2.8964634341494638E-2,59.494,0.24371470660446845]
[null,"h824",52.021999999999998,2.1500257088990879E-2,62.447000000000003,0.15319870759289175,72.58,9.7414602652893534E-2,66.117999999999995,2.7204352696431428E-2,66.218000000000004,0.24355511907684754]
[null,"h825",55.8,3.5802022433394906E-2,65.069999999999993,0.19126009693053311,74.328000000000003,0.11511034158938843,67.959999999999994,3.2191817357443857E-2,68.228999999999999,0.23885342499386203]
[null,"h826",59.677,7.6155472186779913E-2,66.132999999999996,0.23707592891760904,74.262,0.14284246977344758,68.634,4.6167386781885103E-2,68.963999999999999,0.24286766511171126]
[null,"h827",62.433,0.12513568585629678,67.046999999999997,0.27778675282714055,74.876000000000005,0.1619174785772978,69.558000000000007,6.7090734517522801E-2,69.622,0.2430272526393322]
[null,"h828",63.148000000000003,0.1583858620098646,67.272000000000006,0.32316639741518577,75.677000000000007,0.17882087099424815,70.108999999999995,8.9347628953965974E-2,70.504000000000005,0.24118585808986007]
[null,"h829",62.219000000000001,0.16655557883110206,66.128,0.3575928917609047,74.734999999999999,0.18024416011268929,69.331999999999994,0.10030938283458686,70.513000000000005,0.23718389393567396]
[null,"h830",60.026000000000003,0.15059701776770582,64.614999999999995,0.37789983844911146,74.096999999999994,0.16617267284892592,68.606999999999999,0.10217634821571452,70.356999999999999,0.22086913822735085]
[null,"h831",58.436999999999998,0.12081278208375389,63.295000000000002,0.3664458804523425,73.001000000000005,0.14193273858434088,67.429000000000002,9.193470955352856E-2,69.043000000000006,0.19603486373680334]
[null,"h832",57.61,7.571746872083944E-2,62.901000000000003,0.35184168012924072,71.837999999999994,0.10087745040497711,66.531000000000006,6.6037232623886485E-2,68.292000000000002,0.17662656518536704]
[null,"h833",57.097000000000001,2.7384738435756319E-2,61.576999999999998,0.32203554119547656,70.87,6.5104472355910312E-2,65.902000000000001,3.5178961967248096E-2,67.659000000000006,0.16122023078811687]
[null,"h834",60.710999999999999,7.2365790024947153E-3,63.811999999999998,0.29528271405492729,73.861000000000004,6.0878624251672731E-2,68.284999999999997,2.2163546167386781E-2,68.885000000000005,0.14181193223668057]
[null,"h835",63.441000000000003,8.9124183504408604E-3,65.534999999999997,0.30158319870759287,76.551000000000002,7.8134170677309545E-2,70.123999999999995,1.9989865045073878E-2,69.302999999999997,0.13745396513626321]
[null,"h836",61.863999999999997,1.2892536801812954E-2,63.53,0.30284329563812601,74.936999999999998,9.0987791994365533E-2,68.495999999999995,1.7882861257801249E-2,67.436000000000007,0.13841149030198871]
[null,"h837",58.4,1.7405876863895185E-2,60.082999999999998,0.29634894991922456,70.552000000000007,9.8896584106115737E-2,64.620999999999995,1.6002560409665547E-2,63.182000000000002,0.13744168917260005]
[null,"h838",57.183,2.2966616518443755E-2,57.279000000000003,0.28759289176090469,67.176000000000002,0.10610106820049302,61.365000000000002,1.5335787059262815E-2,60.628999999999998,0.1284434078075129]
[null,"h839",58.393999999999998,2.8736836091485595E-2,54.991999999999997,0.27909531502423263,64.16,9.2983331376922176E-2,59.34,1.4162265962554009E-2,58.216000000000001,0.1170881414191014]
[null,"h840",56.326999999999998,2.6946734969815849E-2,50.343000000000004,0.28474959612277867,59.59,8.7143444066204959E-2,55.131999999999998,1.3642182749239878E-2,53.96,0.10935428431131844]
[null,"h841",54.271000000000001,3.197425301365428E-2,46.615000000000002,0.29024181433440482,56.167000000000002,8.8799237145162468E-2,51.509,1.4891149298102944E-2,50.192999999999998,0.10039031814611155]
[null,"h842",52.204999999999998,3.7668298070880388E-2,44.905999999999999,0.29266480365709857,53.951000000000001,9.6295752952394925E-2,49.383000000000003,1.6544240178107211E-2,48.189,9.6487136684996075E-2]
[null,"h843",50.606000000000002,4.4009826512540227E-2,43.854999999999997,0.28793189784677015,53.079000000000001,0.10289738135406734,48.09,1.8144005545853274E-2,47.66,9.0509622937941875E-2]
[null,"h844",48.924999999999997,4.3229037725428958E-2,44.384,0.28739884019577755,53.353000000000002,0.11260911024719431,47.874000000000002,1.9997067096825798E-2,47.866999999999997,8.5317655145326007E-2]
[null,"h845",47.831000000000003,4.2162594504008687E-2,45.552999999999997,0.27675384043807649,54.695,0.12893713782733074,48.802,2.3663196064577195E-2,48.893999999999998,8.3059210526315791E-2]
[null,"h846",46.402999999999999,4.2981470549027824E-2,48.250999999999998,0.25331545705655256,57.918999999999997,0.13873688843248,52.021999999999998,2.6902720934262974E-2,51.28,8.8766692851531812E-2]
[null,"h847",43.997999999999998,4.6847327226676318E-2,54.84,0.2430742888526338,65.882999999999996,0.14868334189099977,59.103999999999999,2.7675940862006906E-2,58.037999999999997,0.10153181461115475]
[null,"h848",45.31,5.0065700519891072E-2,61.673999999999999,0.23401230878575929,72.756,0.14984229443262673,65.747,2.9302368985882069E-2,64.575999999999993,0.11433375883739198]
[null,"h849",48.728999999999999,7.0423339871645937E-2,64.185000000000002,0.23612838612757847,74.412999999999997,0.15588645199149123,67.665000000000006,3.8887629814293903E-2,66.887,0.13396013354281225]
[null,"h850",52.72,0.11688979451924358,64.417000000000002,0.24733875006057474,74.332999999999998,0.18111934277121691,67.727999999999994,5.5991787871112239E-2,67.971999999999994,0.15599224273369991]
[null,"h851",55.536000000000001,0.16845994172649539,64.703000000000003,0.28193903758864103,75.200999999999993,0.20833272207144429,67.855999999999995,8.1961312340856671E-2,68.686000000000007,0.17045119795758051]
[null,"h852",57.932000000000002,0.20123402715621488,65.159000000000006,0.32556899865927924,75.941999999999993,0.22357514853663904,68.921000000000006,0.10787751129834292,69.259,0.19549047525530244]
[null,"h853",57.148000000000003,0.21540248709794138,65.164000000000001,0.32640896829114641,75.055000000000007,0.23484192767549328,68.438000000000002,0.12684806228419832,68.412999999999997,0.21316525923016497]
[null,"h854",55.103000000000002,0.20770886100055228,65.094999999999999,0.29591160934950811,74.629000000000005,0.22856304555123597,68.247,0.13532681873325245,67.722999999999999,0.21682295758051845]
[null,"h855",53.548999999999999,0.17603930605016091,63.718000000000004,0.26492965254333112,73.475999999999999,0.19326633903029414,67.206000000000003,0.12722134087000572,66.376000000000005,0.19810487038491753]
[null,"h856",52.48,0.11997486240978081,62.966000000000001,0.23478766536902126,72.757999999999996,0.15591579256216534,66.766999999999996,0.11361000386609964,65.2,0.17662509819324432]
[null,"h857",51.823,6.029212926815334E-2,62.274999999999999,0.1850356179430436,71.966999999999999,0.13027213379300229,65.983000000000004,9.7239071602831587E-2,64.682000000000002,0.15956402199528671]
[null,"h858",55.758000000000003,4.1115194911542342E-2,64.296999999999997,0.14806080087873746,74.784999999999997,0.13839947186972787,67.997,0.10183839703510152,67.287999999999997,0.15783336606441478]
[null,"h859",60.21,5.6083487269334042E-2,66.638999999999996,0.12704540681990728,76.816999999999993,0.14808186019218073,69.694999999999993,0.11926250816546906,68.087000000000003,0.16436321681068342]
[null,"h860",59.610999999999997,6.4291291348479371E-2,65.721999999999994,0.12176329009643498,75.033000000000001,0.15766155651727426,68.347999999999999,0.13211395661969577,65.944000000000003,0.16644982325216026]
[null,"h861",57.378999999999998,6.8995067700100929E-2,62.220999999999997,0.11756344193709919,70.611000000000004,0.16696251742096382,64.382000000000005,0.1373131940648705,61.600999999999999,0.17026708562450904]
[null,"h862",56.52,6.1948924987145548E-2,59.533999999999999,0.1183226452582099,67.016000000000005,0.17922687596273748,61.28,0.13760648438229059,57.747,0.16404408876669285]
[null,"h863",58.615000000000002,6.052065281560054E-2,57.664000000000001,0.11623887444069329,64.432000000000002,0.16779872368517568,59.168999999999997,0.13744650784551599,55.170999999999999,0.1623011586802828]
[null,"h864",56.640999999999998,5.4693302355696902E-2,53.161000000000001,0.11229747847577819,59.369,0.17897748111200762,55.249000000000002,0.13964618522616684,51.820999999999998,0.16141741948153968]
[null,"h865",54.4,4.5548023459517098E-2,49.948999999999998,0.10547057968439584,55.768000000000001,0.18822321624990834,51.75,0.13567048786990135,48.701000000000001,0.16540245968038883]
[null,"h866",52.472999999999999,3.9035722446492498E-2,48.113,9.8622260268441203E-2,53.536999999999999,0.19215369949402361,49.99,0.1319248200479872,46.695999999999998,0.1656847583278101]
[null,"h867",51.39,3.5779571939980194E-2,47.171999999999997,9.7087849078545702E-2,52.445999999999998,0.20092395688201217,48.997,0.12977872567315382,45.286000000000001,0.16890050813756535]
[null,"h868",50.47,3.3075634092467054E-2,47.341000000000001,9.4228998756319349E-2,52.709000000000003,0.20504509789543154,48.939,0.12455345241268995,44.945999999999998,0.17495151827576896]
[null,"h869",51.192,3.3627846751466219E-2,48.533999999999999,9.2629980779480883E-2,53.91,0.20130527242062038,49.747999999999998,0.12523327112769927,45.338999999999999,0.18128482706139382]
[null,"h870",54.250999999999998,3.2104501485261637E-2,50.843000000000004,8.6670004683992052E-2,57.289000000000001,0.20173058590599105,52.47,0.12232737936550253,45.107999999999997,0.19006063283992439]
[null,"h871",61.948,2.9000685505369793E-2,57.405000000000001,8.235750165554892E-2,65.451999999999998,0.20975287819901739,59.658000000000001,0.11876832844574781,46.100999999999999,0.19494562682573582]
[null,"h872",68.194999999999993,2.8715058267956433E-2,63.594999999999999,7.6962834945811062E-2,72.096999999999994,0.21119014445992521,66.445999999999998,0.11451612903225807,49.018999999999998,0.20185580676043891]
[null,"h873",69.796999999999997,4.3358214639348011E-2,64.5,7.8739521586742689E-2,73.477000000000004,0.20623304245801863,68.043000000000006,0.11354305518528393,52.877000000000002,0.22667354002503867]
[null,"h874",70.891000000000005,9.3152563028410393E-2,65.513999999999996,8.5684751183111779E-2,73.058000000000007,0.24083009459558555,68.305000000000007,0.13164489469474808,56.051000000000002,0.26067211625794734]
[null,"h875",72.165999999999997,0.15178231396145936,66.781000000000006,0.11206047195257862,73.611000000000004,0.29653149519689082,68.537999999999997,0.15603838976272993,57.622,0.289221101210202]
[null,"h876",73.093000000000004,0.19011348922233223,67.927000000000007,0.13620725857251303,74.507000000000005,0.34890371782650142,68.807000000000002,0.18792322047454013,58.375999999999998,0.31353560645113776]
[null,"h877",73.358999999999995,0.2036903039073806,67.557000000000002,0.14686737841810282,73.628,0.37487717239862139,67.587000000000003,0.20605171954145562,57.286000000000001,0.32787146819844365]
[null,"h878",73.004999999999995,0.19336963972884455,66.900999999999996,0.14090740232261398,72.936999999999998,0.36022585612671409,65.87,0.20765129298853638,54.624000000000002,0.32665635662910869]
[null,"h879",71.873999999999995,0.15738060781476121,66.215000000000003,0.1240288792337635,71.673000000000002,0.28947715773263916,63.939,0.18834977339376166,52.683999999999997,0.30900655423816187]
[null,"h880",70.228999999999999,0.1020260492040521,65.73,9.5585741282121689E-2,70.736999999999995,0.19700813962015107,63.911999999999999,0.15315915755798454,52.466000000000001,0.26370375825416698]
[null,"h881",68.382999999999996,4.3110671033589766E-2,64.974999999999994,6.7061844846801152E-2,70.200999999999993,0.12385422013639363,63.372999999999998,0.10949080245267928,52.691000000000003,0.21134349608464051]
[null,"h882",70.78,2.4697235128341839E-2,67.231999999999999,5.6563241968568795E-2,73.507999999999996,0.1124880838894185,66.025999999999996,8.7496667555318583E-2,56.567,0.2082382109630066]
[null,"h883",73.215999999999994,3.4808439332774777E-2,69.128,6.4251449614782033E-2,76.031000000000006,0.14099875339150839,67.965000000000003,8.1658224473473734E-2,59.508000000000003,0.2296806343127869]
[null,"h884",72.423000000000002,4.3758092771726709E-2,67.844999999999999,7.1729685203430621E-2,74.540000000000006,0.16871745985187359,66.206999999999994,7.61663556384964E-2,57.325000000000003,0.24436016397869259]
[null,"h885",69.055000000000007,4.5719399801965113E-2,63.886000000000003,7.3829405779077095E-2,70.106999999999999,0.17726772750604972,62.213000000000001,7.1514262863236464E-2,53.999000000000002,0.25753000957360628]
[null,"h886",66.909000000000006,4.3796176403381827E-2,60.582000000000001,6.2894707088979693E-2,66.504000000000005,0.18760724499523357,59.079000000000001,6.6995467875233278E-2,51.58,0.2621695264747036]
[null,"h887",66.054000000000002,4.1206489450834029E-2,58.427,6.0633469545975802E-2,63.283000000000001,0.19222702940529443,57.628,6.2356704878699015E-2,50.625,0.25927289687507671]
[null,"h888",63.02,3.9245182420595631E-2,54.216000000000001,6.0698076332918773E-2,58.222999999999999,0.18754858106621691,54.667999999999999,6.0357238069848038E-2,47.064999999999998,0.26229226501706066]
[null,"h889",60.593000000000004,3.6621112337736496E-2,51.03,6.2170978264380068E-2,54.514000000000003,0.1962751136530283,51.46,5.6097560975609757E-2,44.024000000000001,0.26765835757330292]
[null,"h890",58.777000000000001,3.4394152803684949E-2,48.991999999999997,6.2510092691276692E-2,52.085999999999999,0.21203988854670772,49.353999999999999,5.3272024523523927E-2,42.134999999999998,0.26884887759735876]
[null,"h891",57.033000000000001,3.5136472648368798E-2,47.814,6.1734974001227273E-2,51.014000000000003,0.2202669013051767,47.74,5.4284952685592427E-2,41.103999999999999,0.26951164132209088]
[null,"h892",55.820999999999998,3.4108645171114241E-2,47.898000000000003,5.7552562736168975E-2,51.43,0.23415456811849245,46.652999999999999,5.5764360922297751E-2,41.009,0.27089853578310441]
[null,"h893",55.637,3.5098404964026039E-2,48.761000000000003,5.4791202402867938E-2,53.204000000000001,0.23560639389939875,46.222000000000001,5.9163001466080237E-2,40.957999999999998,0.27275181953189243]
[null,"h894",57.523000000000003,4.172218203966653E-2,51.366,5.4807350708910636E-2,56.643000000000001,0.24735298430854963,45.512999999999998,6.5707050513128085E-2,40.447000000000003,0.27636019981098958]
[null,"h895",63.962000000000003,4.8840839011762914E-2,58.478999999999999,5.0802570810321995E-2,64.421999999999997,0.26396832380114388,45.948999999999998,7.3104091696654674E-2,39.590000000000003,0.28129410753955103]
[null,"h896",70.204999999999998,4.922151585519053E-2,64.748999999999995,4.7782837580337821E-2,71.245000000000005,0.27270860830033727,49.098999999999997,8.2100493136078909E-2,41.21,0.28771309694760483]
[null,"h897",71.616,5.8757470783052268E-2,66.739000000000004,4.8025062170978267E-2,73.275999999999996,0.28276873441853645,52.274999999999999,0.10109289617486339,44.591999999999999,0.29674632104765764]
[null,"h898",72.025999999999996,7.7486771479690894E-2,67.019000000000005,4.8751735942899589E-2,73.203000000000003,0.30046927702009091,55.354999999999997,0.14479541516726643,47.695,0.30609865360776661]
[null,"h899",72.899000000000001,9.3989112642277967E-2,67.936000000000007,6.1444304492458739E-2,74.105000000000004,0.34949406071271449,57.152000000000001,0.19190990270558445,50.795999999999999,0.30558317071075275]
[null,"h900",73.510999999999996,0.11359397007880011,68.209999999999994,7.2925750088815688E-2,75.012,0.40136383633963924,58.241,0.23543915767026521,52.771999999999998,0.30468721234213336]
[null,"h901",73.007000000000005,0.13548288857588792,67.641000000000005,8.8121306074992731E-2,74.137,0.42355184044581318,57.618000000000002,0.26250833000133278,52.274999999999999,0.30603728659621732]
[null,"h902",73.3,0.15042445468042179,66.998000000000005,8.7507670445370278E-2,72.798000000000002,0.42419709634843816,56.055,0.27242436358789818,50.286000000000001,0.30418400284742936]
[null,"h903",72.661000000000001,0.14275381628535536,66.033000000000001,7.7608758841197556E-2,71.447999999999993,0.42003226279513123,55.13,0.26278821804611491,48.323,0.29090418154816694]
[null,"h904",71.876999999999995,0.12689862575659522,65.293999999999997,6.3608177502180022E-2,70.78,0.40060126118199152,55.223999999999997,0.24531520725043315,47.945999999999998,0.27289910035961068]
[null,"h905",70.344999999999999,0.10841676500818455,64.355000000000004,4.0176985434227951E-2,70.546000000000006,0.38358996920369554,55.627000000000002,0.22288417966146876,48.710999999999999,0.25467309792947701]
[null,"h906",72.478999999999999,0.10508584262819293,66.456999999999994,2.6967671091302523E-2,72.504000000000005,0.35783839272620621,58.99,0.21713981074236971,52.345999999999997,0.24908869987849333]
[null,"h907",73.988,0.11273744718108797,68.513000000000005,2.347963698608016E-2,73.930000000000007,0.34629711101334504,62.207999999999998,0.23417299746767958,55.62,0.25780281551848988]
[null,"h908",73.218000000000004,0.11953252883627088,66.909000000000006,2.5772696444143008E-2,71.641999999999996,0.33943393459451532,59.966000000000001,0.2507663601226176,54.749000000000002,0.27386869914208917]
[null,"h909",69.61,0.12132171000038068,62.869,2.4109420921745308E-2,67.537000000000006,0.31972429975069661,56.387,0.26666666666666666,52.11,0.27993175988315722]
[null,"h910",67.069999999999993,0.13159998477292625,60.107999999999997,2.268836998998805E-2,63.97,0.28867869189030648,53.164000000000001,0.28412634946021592,50.776000000000003,0.28750444910833733]
[null,"h911",65.998000000000005,0.13645361452662835,58.360999999999997,2.0120789329199366E-2,61.436999999999998,0.25993547440973752,53.71,0.29564174330267895,50.828000000000003,0.2832946721160573]
[null,"h912",62.8,0.13458829799383304,54.48,1.8505958724929755E-2,57.142000000000003,0.23284939140636457,51.021999999999998,0.30395841663334666,47.317,0.29184923352602576]
[null,"h913",59.715000000000003,0.13977205700477577,51.165999999999997,1.6954078666925016E-2,53.418999999999997,0.19919343012171872,47.987000000000002,0.30706384113021457,44.677,0.3074345883854499]
[null,"h914",57.670999999999999,0.13657552752249938,49.258000000000003,1.8181231027578633E-2,51.372999999999998,0.18408857603754217,45.545000000000002,0.31375449820071971,42.591000000000001,0.32152324382700898]
[null,"h915",55.82,0.12949749795460166,48.176000000000002,1.7761415746302398E-2,50.34,0.17864789558586303,44.198999999999998,0.32112488337998135,42.216000000000001,0.33382013646850917]
[null,"h916",54.832999999999998,0.12578724051981657,48.16,1.7034812374862752E-2,50.35,0.17864789558586303,43.341000000000001,0.31374117019858722,43.255000000000003,0.35306317804722398]
[null,"h917",55.095999999999997,0.12358011302014955,48.984999999999999,1.9311502938706968E-2,50.612000000000002,0.1789558586302977,42.863999999999997,0.30070638411302147,45.271999999999998,0.36739728044769526]
[null,"h918",57.661000000000001,0.12491200030443138,51.326999999999998,2.0619389007298327E-2,50.539000000000001,0.17847191670332893,41.613,0.2877382380381181,48.534999999999997,0.3777060527220068]
[null,"h919",63.792000000000002,0.12188671347299122,57.420999999999999,2.1765807660014208E-2,51.167999999999999,0.20482475436280981,40.112000000000002,0.27187791550046647,55.911000000000001,0.39464189288694712]
[null,"h920",70.012,0.11271571817265065,63.466999999999999,2.163663372731383E-2,54.482999999999997,0.22173339199296085,42.57,0.26332133813141412,62.807000000000002,0.40339207697216634]
[null,"h921",72.134,0.11583613981011093,65.477999999999994,2.3558095976231996E-2,58.258000000000003,0.26263381727526031,45.642000000000003,0.2582300413168066,65.394000000000005,0.4129522360217957]
[null,"h922",72.7,0.13219932644557339,66.248000000000005,2.7142672608667571E-2,61.381999999999998,0.31825780906291246,49.673999999999999,0.28572570971611355,67.015000000000001,0.42459869422217861]
[null,"h923",73.498999999999995,0.16781779781951026,67.346000000000004,3.8122456888199964E-2,63.185000000000002,0.3480129051180525,52.319000000000003,0.31574037051845927,68.135999999999996,0.43489519414854449]
[null,"h924",74.186000000000007,0.19340906063892535,67.805000000000007,4.8763159594393854E-2,64.114999999999995,0.3742044288018771,53.564999999999998,0.33678528588564577,69.412999999999997,0.4454125963379314]
[null,"h925",74.027000000000001,0.20098179119812776,67.138000000000005,6.1454498482206292E-2,63.21,0.38530576330840299,52.667000000000002,0.34939357590297215,68.912999999999997,0.46121938049187572]
[null,"h926",73.228999999999999,0.18475179329109348,65.566000000000003,6.9592456242330292E-2,61.347000000000001,0.35406951165860095,50.573999999999998,0.33433293349326937,67.91,0.45629816896568653]
[null,"h927",72.134,0.15533611126966912,64.418999999999997,6.8462184331201964E-2,59.537999999999997,0.30846165126851444,49.095999999999997,0.30497134479541516,67.224999999999994,0.44196406656521525]
[null,"h928",71.025000000000006,0.10891032593184542,63.317999999999998,5.5044242071949884E-2,59.112000000000002,0.26408564305616661,48.09,0.25035319205651074,65.813999999999993,0.40712287074763143]
[null,"h929",69.613,6.0715033202047304E-2,62.654000000000003,3.5135309694503652E-2,59.249000000000002,0.23975656254582783,48.387999999999998,0.18437958150073305,65.045000000000002,0.38586716410583671]
[null,"h930",72.001000000000005,3.7825598873603899E-2,64.897000000000006,2.5285797326099594E-2,62.890999999999998,0.23066432028156622,51.802,0.14803411968545915,67.31,0.38138775710568945]
[null,"h931",74.474999999999994,3.8738893011397151E-2,66.855000000000004,2.3267454627656139E-2,64.914000000000001,0.2377914650241971,56.987000000000002,0.15109956017592963,69.025000000000006,0.38603897697707523]
[null,"h932",73.421999999999997,4.1060182278288337E-2,64.878,2.4849835303235809E-2,62.551000000000002,0.24261621938700689,55.814,0.1547114487538318,67.266000000000005,0.39640911099111481]
[null,"h933",70.363,4.2011530338489637E-2,61.192,2.6109281147064522E-2,58.267000000000003,0.22796597741604341,53.581000000000003,0.16280154604824737,63.51,0.39959992145697315]
[null,"h934",67.677999999999997,3.7330897882299215E-2,58.154000000000003,2.2750758896854614E-2,55.609000000000002,0.21531016278046636,53.082999999999998,0.17875516460082633,60.317999999999998,0.4126699720190467]
[null,"h935",66.366,3.1927240900355806E-2,56.728999999999999,2.2153329458115351E-2,54.683,0.20827100747910252,54.252000000000002,0.19586831933893109,57.917000000000002,0.41064503460802121]
[null,"h936",62.470999999999997,2.9187358486976046E-2,53.323999999999998,2.0312600917134924E-2,51.079000000000001,0.21460624725032995,51.823,0.20639744102359056,54.140999999999998,0.40816602032300819]
[null,"h937",59.566000000000003,3.368585232244075E-2,50.302999999999997,1.7874154328064197E-2,47.558,0.21910837366182725,49.185000000000002,0.21755699761482805,50.982999999999997,0.40388745045586738]
[null,"h938",57.32,3.8269867234754819E-2,47.927999999999997,1.6760047147724152E-2,45.442,0.23015104854084176,47.212000000000003,0.22900315802097351,49.255000000000003,0.40629256500558331]
[null,"h939",55.753,4.4508692509605506E-2,46.247,1.5758965333505563E-2,44.405999999999999,0.24399472063352398,46.103000000000002,0.23329380255040175,48.475000000000001,0.40312664891463068]
[null,"h940",54.917000000000002,4.8731312055388595E-2,45.713999999999999,1.6808486590347633E-2,44.256999999999998,0.24880481008945593,46.326999999999998,0.23958319453142699,49.061999999999998,0.3988440724970243]
[null,"h941",54.923000000000002,5.4494617111119567E-2,45.271999999999998,1.7728836000193759E-2,44.526000000000003,0.25742777533362665,47.456000000000003,0.24913720735006062,50.26,0.39242634336691495]
[null,"h942",57.07,6.0619317533381518E-2,44.667999999999999,1.721214861220997E-2,44.296999999999997,0.26712127877987973,51.033000000000001,0.25442722560528735,53.167000000000002,0.38797197305290027]
[null,"h943",63.378999999999998,6.0143797314261803E-2,44.414999999999999,1.6356385125861819E-2,43.889000000000003,0.28336999560052795,59.555,0.26300851466414382,60.076999999999998,0.38330899586467548]
[null,"h944",69.421999999999997,7.1803553087077268E-2,47.185000000000002,1.512925257940032E-2,45.674999999999997,0.27880920956151928,66.376000000000005,0.2621157408024305,66.515000000000001,0.35838660989287424]
[null,"h945",71.137,8.8085365389736367E-2,50.808,1.4192756688679703E-2,48.96,0.28111159994134038,69.134,0.26007701840180153,68.132000000000005,0.34066729657762018]
[null,"h946",71.652000000000001,0.12515692167230952,54.023000000000003,2.0296126459238208E-2,52.534999999999997,0.31281712861123334,69.864999999999995,0.25734539688461899,68.647999999999996,0.33905979654694268]
[null,"h947",72.504999999999995,0.1703503632974474,55.454000000000001,3.4246685934800507E-2,55.344000000000001,0.36734125238304738,71.259,0.26335496422242061,70.412999999999997,0.33823764004270307]
[null,"h948",73.253,0.20983756229314871,56.642000000000003,5.1491127508759463E-2,58.134,0.40060126118199152,72.084000000000003,0.27077697975935083,71.488,0.3216718000319046]
[null,"h949",72.616,0.21411724426522616,56.231999999999999,6.2777517640030353E-2,57.573,0.41847778266608004,71.837000000000003,0.27879861953176011,69.966999999999999,0.28447842145951185]
[null,"h950",72.254999999999995,0.21076958192262335,54.265999999999998,6.0904525858589117E-2,55.344999999999999,0.41162927115412817,71.433999999999997,0.27514757418684294,65.025000000000006,0.25423042469905388]
[null,"h951",71.147999999999996,0.20458781907406703,52.582000000000001,5.3299533366702727E-2,53.743000000000002,0.39180231705528668,70.543999999999997,0.26072994256932325,67.146000000000001,0.2371246610138294]
[null,"h952",70.3,0.19161562749648114,52.148000000000003,3.6862415836468439E-2,53.218000000000004,0.34975802903651559,69.436999999999998,0.23293402800911428,66.376999999999995,0.23703876406562527]
[null,"h953",69.028000000000006,0.16880967778749953,52.087000000000003,1.7050683803465035E-2,53.366,0.29309282886053672,68.384,0.20800298479619439,65.262,0.2479231345023499]
[null,"h954",70.700999999999993,0.15087305512230381,55.168999999999997,5.166873879837889E-3,57.058999999999997,0.24842352251063204,69.662999999999997,0.18740256106173464,67.292000000000002,0.26591240965481699]
[null,"h955",72.763000000000005,0.14459618822992354,58.646999999999998,4.3272568743642327E-3,61.295000000000002,0.2434667839859217,70.772999999999996,0.17731554892267512,68.646000000000001,0.28446615046691126]
[null,"h956",71.652000000000001,0.13584661619812075,56.802999999999997,4.5533076066071399E-3,60.158000000000001,0.2434667839859217,69.111000000000004,0.16848108518661639,66.796000000000006,0.31007571202434564]
[null,"h957",68.260999999999996,0.1239966523376574,53.232999999999997,4.1980850273682854E-3,57.652000000000001,0.23955125384953804,64.832999999999998,0.15576905139445948,63.290999999999997,0.33626201023400781]
[null,"h958",66.013999999999996,0.11033971164453912,51.319000000000003,4.391842797862206E-3,56.043999999999997,0.22998973456518551,61.348999999999997,0.15051900808826468,60.35,0.33286294528364402]
[null,"h959",64.891000000000005,9.0995549130749045E-2,51.468000000000004,3.6813976393844962E-3,56.143000000000001,0.21762721806716528,58.83,0.1457220142044319,57.429000000000002,0.32561078865669446]
[null,"h960",61.655999999999999,8.2360101951534981E-2,48.874000000000002,4.5856005683561265E-3,52.892000000000003,0.20654054846751724,54.183999999999997,0.14055192079630099,53.951000000000001,0.32238351760273887]
[null,"h961",58.915999999999997,7.618286931385973E-2,46.488,6.2480827911332113E-3,50.154000000000003,0.18957075001466017,50.396000000000001,0.13598752848063317,50.45,0.31238113934456402]
[null,"h962",57.042999999999999,7.0287539936102233E-2,44.301000000000002,6.9907489626890975E-3,48.850999999999999,0.16315311088957954,48.225999999999999,0.12848596287857592,49.268999999999998,0.29969448977338259]
[null,"h963",55.844999999999999,6.4221055834474364E-2,43.356999999999999,9.2671822276756168E-3,48.405999999999999,0.14114818507007565,47.472000000000001,0.12666053750116588,48.817999999999998,0.2811675643841331]
[null,"h964",55.252000000000002,5.9371671991480302E-2,42.546999999999997,1.1010833239154652E-2,49.082000000000001,0.1198322875740339,47.558999999999997,0.12346271202249137,49.256,0.26801467430646725]
[null,"h965",55.494999999999997,5.0775901414879053E-2,42.05,1.3109672419638677E-2,50.704000000000001,0.11319122735002639,48.728999999999999,0.11537487841601045,50.680999999999997,0.24064144878102647]
[null,"h966",57.381999999999998,4.4804503270956947E-2,41.390999999999998,1.5176221766576794E-2,54.313000000000002,0.11355773177739988,51.746000000000002,0.10688731662469521,52.767000000000003,0.22302246543072035]
[null,"h967",63.307000000000002,4.2522440286018558E-2,39.701999999999998,2.0003551881690049E-2,63.307000000000002,0.1257256787661995,59.573,0.10218384831647813,59.780999999999999,0.22012686649571181]
[null,"h968",69.087999999999994,3.9821999087174806E-2,41,2.4314244660068776E-2,70.524000000000001,0.12742625930921245,66.22,0.10198398422406098,66.198999999999998,0.21460559733997522]
[null,"h969",70.692999999999998,4.0963030579643997E-2,43.725000000000001,3.4776150728942995E-2,72.686999999999998,0.13063683809300417,68.149000000000001,0.1015043104022598,68.605000000000004,0.21439701606075851]
[null,"h970",71.119,5.7450935645823827E-2,46.514000000000003,5.8622192802596104E-2,73.14,0.1606755409605348,68.287000000000006,0.11346950740163356,68.350999999999999,0.22491196643068354]
[null,"h971",72.236000000000004,9.0217556671230797E-2,48.773000000000003,9.2429648525161848E-2,73.957999999999998,0.17432416583592331,69.646000000000001,0.13252321754540247,69.271000000000001,0.24611363998871208]
[null,"h972",72.744,0.12326943556975506,50.984999999999999,0.12488093123879947,74.891999999999996,0.17702163842139212,70.388000000000005,0.14471492718284901,70.442999999999998,0.26556077690391766]
[null,"h973",72.528000000000006,0.14941807393884071,49.957000000000001,0.15660569269765415,74.281000000000006,0.16239078168064269,70.311000000000007,0.15529439980813048,70.198999999999998,0.26113149209231562]
[null,"h974",71.171999999999997,0.15803286170698311,48.136000000000003,0.17237927638483025,73.757000000000005,0.14479856916671555,69.650000000000006,0.14776618566041758,69.42,0.24692342613155344]
[null,"h975",69.733000000000004,0.14489198235204626,46.573999999999998,0.16433910783189912,72.570999999999998,0.1136456928399695,68.872,0.13362913219011072,68.463999999999999,0.2272308994760929]
[null,"h976",68.415000000000006,0.10642020386429332,46.334000000000003,0.13290495487495763,71.858000000000004,8.5014366973553038E-2,67.876000000000005,0.11133762374918389,67.647000000000006,0.19918285216495099]
[null,"h977",67.096999999999994,5.5359044576296972E-2,46.581000000000003,8.9975621175672843E-2,70.984999999999999,7.4547000527766374E-2,66.344999999999999,8.0265419514729985E-2,66.533000000000001,0.17225132817196914]
[null,"h978",69.350999999999999,3.4554237030275367E-2,50.093000000000004,7.8787193852015699E-2,73.460999999999999,8.1686506773001821E-2,67.816000000000003,5.8720070352160529E-2,68.430000000000007,0.16320871624357386]
[null,"h979",72.582999999999998,4.2655560626806636E-2,54.548000000000002,8.9216810087344001E-2,75.713999999999999,9.7226294493637483E-2,70.162999999999997,5.1977988301288455E-2,70.081000000000003,0.17049679152914618]
[null,"h980",71.138999999999996,4.9387646432374865E-2,53.683999999999997,0.10308529359531152,74.132000000000005,9.8545710432182021E-2,67.790000000000006,4.6461739350574939E-2,67.533000000000001,0.1795025949965032]
[null,"h981",67.575000000000003,5.1612657842689792E-2,51.499000000000002,0.11286911315972166,69.674000000000007,9.8135225473523727E-2,63.930999999999997,4.2451133229404005E-2,64.055999999999997,0.18866790179502596]
[null,"h982",64.959999999999994,5.1346417161113649E-2,50.625999999999998,0.11861670353089329,66.049000000000007,9.1670087374655485E-2,60.369,4.0958814672689241E-2,60.725000000000001,0.18818939180152877]
[null,"h983",64.78,4.6706222425072268E-2,51.712000000000003,0.11961768837081645,63.012,8.234621474227409E-2,57.863999999999997,3.9120065022451397E-2,58.179000000000002,0.194508177613094]
[null,"h984",62.226999999999997,4.2674577818347784E-2,49.106999999999999,0.12334716414536884,57.914000000000001,7.2084090775816567E-2,53.636000000000003,3.4856297717552068E-2,53.951999999999998,0.20121958700906714]
[null,"h985",59.523000000000003,3.7630012739822402E-2,47.05,0.12940037123718828,54.055999999999997,6.3451590685951256E-2,49.853999999999999,3.0517776504908688E-2,50.287999999999997,0.20345906163753449]
[null,"h986",57.188000000000002,3.4283432526477912E-2,45.637,0.13450084738923412,51.941000000000003,6.7525387963247904E-2,47.625999999999998,2.7547255265015787E-2,48.158000000000001,0.20721251149954001]
[null,"h987",54.781999999999996,3.1184042897073643E-2,44.451999999999998,0.13454926963118394,51.079000000000001,6.9532978707814955E-2,46.926000000000002,2.4883110655246368E-2,47.226999999999997,0.21441275682306041]
[null,"h988",53.250999999999998,2.9358635507976651E-2,44.329000000000001,0.14949560164635622,51.296999999999997,7.8618425873008893E-2,47.246000000000002,2.1339798324253041E-2,47.49,0.21633854645814168]
[null,"h989",52.122,2.8464946473731247E-2,45.018999999999998,0.15404729238963763,52.837000000000003,9.6935859673803138E-2,48.381,1.7943013946797034E-2,49.036999999999999,0.21792088316467342]
[null,"h990",50.719000000000001,3.1906599988591203E-2,47.686999999999998,0.15964813170849809,56.341999999999999,0.11399305402910274,51.286999999999999,1.6890676825938113E-2,51.618000000000002,0.21057344372891751]
[null,"h991",49.539000000000001,2.9814987355250899E-2,53.014000000000003,0.1639092890000807,64.787000000000006,0.11614718424407615,58.895000000000003,1.5438718013613779E-2,59.026000000000003,0.21183685985893896]
[null,"h992",52.287999999999997,3.2077731931319048E-2,58.39,0.16302154789766765,71.506,0.11479902111633769,65.271000000000001,1.3920155586045211E-2,65.540999999999997,0.20586323213738117]
[null,"h993",56.183,4.7669753379855871E-2,60.817,0.17160842547009927,73.474000000000004,0.12492489852141675,67.436000000000007,1.9275086251681742E-2,67.465999999999994,0.19953388531125421]
[null,"h994",59.732999999999997,7.7788975299956264E-2,62.536999999999999,0.20902267774997982,73.67,0.15980129247812899,67.959000000000003,3.1716641579304927E-2,67.373999999999995,0.21950321987120516]
[null,"h995",61.95,0.11906980281797265,63.47,0.23646194818820113,74.676000000000002,0.21761111355343563,69.100999999999999,4.6129663918157475E-2,67.944000000000003,0.25290401717264643]
[null,"h996",62.701999999999998,0.15489342282900115,64.570999999999998,0.27728189815188442,75.7,0.2593309007781246,69.619,5.9064085998588006E-2,68.53,0.27784115302054585]
[null,"h997",61.975999999999999,0.1743834496396722,64.302000000000007,0.30363973851989345,74.962000000000003,0.28827244618337949,69.203999999999994,6.8202102010097104E-2,67.724999999999994,0.29429009506286413]
[null,"h998",60.076999999999998,0.17407921507482269,63.509,0.3019126785570172,74.183000000000007,0.30903708913995986,68.188999999999993,7.3370542553049783E-2,67.155000000000001,0.28734743943575591]
[null,"h999",58.610999999999997,0.15314407408111655,62.77,0.27957388427084173,72.587999999999994,0.28041793056959891,66.891000000000005,6.7842442487778237E-2,66.590999999999994,0.25977307574363689]
[null,"h1000",57.606000000000002,0.10815538780399687,62.276000000000003,0.24015817932370268,71.445999999999998,0.2263741738837356,66.036000000000001,5.1551198199038244E-2,65.832999999999998,0.21300214658080344]
[null,"h1001",56.755000000000003,5.1852978646536478E-2,61.05,0.19775643612299248,70.543000000000006,0.17065986723523982,65.046000000000006,2.798683912562774E-2,64.637,0.14556271082490033]
[null,"h1002",59.597999999999999,2.0402730505219523E-2,62.93,0.17352917440077475,72.674000000000007,0.13318972465233511,67.168000000000006,1.3214157264456315E-2,66.602000000000004,0.11273842379638148]
[null,"h1003",64.022999999999996,2.6297275199178568E-2,65.849000000000004,0.16786377209264788,76.019000000000005,0.14538180859014377,70.37,1.4306456554461775E-2,69.126999999999995,0.11108249003373198]
[null,"h1004",62.414999999999999,2.565077674887338E-2,64.465000000000003,0.1575659753046566,74.572000000000003,0.16509136735979837,68.84,1.6650903811058864E-2,67.617999999999995,0.10849432689359093]
[null,"h1005",58.920999999999999,2.4452853149778478E-2,60.466000000000001,0.14478250342990881,70.459999999999994,0.18074178279919698,64.206000000000003,1.8036259008138961E-2,63.793999999999997,0.10721864458754983]
[null,"h1006",57.476999999999997,2.2893651004924798E-2,58.377000000000002,0.13516261802921475,66.980999999999995,0.18507935112322504,60.787999999999997,1.8502484314848609E-2,60.649000000000001,0.10845752836553205]
[null,"h1007",58.576999999999998,2.3578178775836171E-2,57.012999999999998,0.12079735291744008,63.987000000000002,0.17499743555926789,58.521999999999998,1.8289352746067057E-2,58.021000000000001,0.10555044464888071]
[null,"h1008",56.582999999999998,2.1809815367648457E-2,53.350999999999999,0.10139617464288597,59.018000000000001,0.16910654884893245,54.122,1.9434934928267908E-2,53.658999999999999,0.10178472861085557]
[null,"h1009",54.328000000000003,2.0992184974615427E-2,50.454999999999998,8.9974500500306642E-2,55.442999999999998,0.14870705442824703,50.726999999999997,1.861815469848711E-2,50.131,9.1135421521253895E-2]
[null,"h1010",51.704999999999998,1.758856078036166E-2,48.475000000000001,8.3664181272392751E-2,53.307000000000002,0.13133103801919274,48.646000000000001,1.7206477732793522E-2,48.119,8.4475949863867153E-2]
[null,"h1011",49.936,1.6276549219448194E-2,47.195999999999998,7.6950388948064941E-2,52.387,0.11739799282103876,47.768999999999998,1.5648305987641168E-2,47.680999999999997,7.6712698373764376E-2]
[null,"h1012",48.612000000000002,1.9509041470974122E-2,47.01,7.4335883283302664E-2,52.656999999999996,0.10766976778258003,48.091000000000001,1.3357660345194972E-2,47.988999999999997,7.0482474429100536E-2]
[null,"h1013",47.344999999999999,2.5213439561902227E-2,47.76,7.9790839546819023E-2,54.061,0.11287085195223794,48.951000000000001,1.0707436607713616E-2,49.274999999999999,6.4975839485883882E-2]
[null,"h1014",46.287999999999997,2.7114905592211594E-2,49.898000000000003,7.6498499080081342E-2,57.524999999999999,0.12215954875100725,51.356000000000002,9.9882804176432988E-3,52.01,5.9849395373936076E-2]
[null,"h1015",44.296999999999997,3.0480500465859178E-2,55.985999999999997,7.2576740582937935E-2,65.486999999999995,0.11862867189216907,59.314,1.0347858512678457E-2,59.244,5.8377688930314697E-2]
[null,"h1016",44.933999999999997,3.5120077579814037E-2,61.887,7.0510958329298601E-2,71.721000000000004,0.1148780309134862,65.775999999999996,1.1692946942254421E-2,65.147000000000006,5.4526723736172095E-2]
[null,"h1017",48.186,6.2463159095662753E-2,64.352999999999994,6.3942416319679798E-2,73.171000000000006,0.12576368031646032,67.983999999999995,2.0855529512039207E-2,67.619,6.5245652333881132E-2]
[null,"h1018",52.456000000000003,0.11106463083037021,65.641000000000005,6.9752428908040412E-2,72.977999999999994,0.16633213683979195,68.468999999999994,4.4587683784359684E-2,67.224000000000004,9.1613726115430838E-2]
[null,"h1019",55.213999999999999,0.15793576847749616,66.61,7.9581033536683776E-2,73.757000000000005,0.21804995970991137,69.373000000000005,7.0610483699126356E-2,67.629000000000005,0.13220829551865387]
[null,"h1020",57.33,0.19324599266034112,67.983999999999995,9.1346309028114012E-2,74.793000000000006,0.26639806607574534,69.971000000000004,9.1173023652248025E-2,67.933000000000007,0.16328582991979199]
[null,"h1021",57.043999999999997,0.21330645928010497,67.688000000000002,9.5897485555663145E-2,73.903999999999996,0.29792689180279835,69.006,0.10255966332836139,67.459999999999994,0.17586892001275478]
[null,"h1022",54.792000000000002,0.20853377954402844,66.521000000000001,8.7795745779671405E-2,72.875,0.29234488315874296,67.682000000000002,0.10089494992542083,65.858999999999995,0.16293016752925016]
[null,"h1023",53.048999999999999,0.18773174117244396,65.384,7.2399212420515793E-2,71.483000000000004,0.27310819720167023,66.164000000000001,8.5925847006179418E-2,64.647999999999996,0.13047904044739875]
[null,"h1024",51.973999999999997,0.14873267289079881,64.402000000000001,5.6728317355798717E-2,70.319000000000003,0.23139696725514614,65.055999999999997,5.959673982527168E-2,63.247,8.8290122396919232E-2]
[null,"h1025",51.357999999999997,0.10066361164457797,63.491,4.1412478615925889E-2,69.233000000000004,0.16542377847776721,63.734999999999999,2.8073726827189432E-2,62.640999999999998,4.432289239373053E-2]
[null,"h1026",54.457999999999998,7.0829609629023974E-2,65.537999999999997,3.392401794648333E-2,72.046999999999997,0.13849534832612995,65.555999999999997,1.2012571915619007E-2,64.477999999999994,3.0182246314601782E-2]
[null,"h1027",59.136000000000003,6.8547850392652737E-2,68.075999999999993,3.4262935347471032E-2,76.091999999999999,0.16873489121676069,68.245000000000005,1.5794800767099937E-2,67.242999999999995,3.9171919841055704E-2]
[null,"h1028",58.436,6.8928143598714603E-2,66.594999999999999,3.0002259449339919E-2,74.564999999999998,0.22026225184968135,66.864999999999995,1.9057639036863413E-2,65.364000000000004,4.5451200667173584E-2]
[null,"h1029",56.496000000000002,6.5638607366279397E-2,62.817999999999998,2.612891772376618E-2,70.12,0.25662588821331772,62.817999999999998,2.1015341998721501E-2,61.523000000000003,4.7756874095513747E-2]
[null,"h1030",55.619,6.145538209959879E-2,60.131999999999998,2.0916045318098188E-2,66.512,0.27200937660244673,59.649000000000001,2.3785425101214574E-2,58.210999999999999,4.508327405626824E-2]
[null,"h1031",57.283000000000001,5.799471392443574E-2,58.674999999999997,1.8543623511184274E-2,63.780999999999999,0.25916050106219324,57.747,2.5663221819731515E-2,55.881,4.3685152934827935E-2]
[null,"h1032",55.268999999999998,5.4229811184423188E-2,55.021000000000001,1.8366095348762143E-2,59.075000000000003,0.27171635777598713,53.87,2.5969529085872575E-2,51.908000000000001,4.043513453849739E-2]
[null,"h1033",53.036999999999999,4.7832699619771865E-2,52.119,1.5363015798731583E-2,55.271999999999998,0.27809177965853515,50.927999999999997,2.9691764862525796E-2,49.136000000000003,3.5209713024282559E-2]
[null,"h1034",51.851999999999997,4.1539923954372622E-2,50.124000000000002,1.1812739038520504E-2,53.033999999999999,0.27340615573842503,48.823,3.2088409559949405E-2,46.89,3.0868285504047095E-2]
[null,"h1035",50.695,3.501901140684411E-2,48.966999999999999,1.0279664982974808E-2,52.131,0.27144405072187894,47.765999999999998,3.3952466546834432E-2,45.706000000000003,2.8587196467991169E-2]
[null,"h1036",49.843000000000004,3.2034220532319392E-2,48.805,9.9407749285910247E-3,52.439,0.26476703663572204,48.052999999999997,3.4631515877771121E-2,45.658999999999999,2.75570272259014E-2]
[null,"h1037",50.603000000000002,2.752851711026616E-2,49.622999999999998,9.8600868204044081E-3,53.872999999999998,0.26697806542302399,49.087000000000003,3.5030956660675058E-2,45.798000000000002,2.830512631837135E-2]
[null,"h1038",53.552999999999997,2.3422053231939164E-2,52.101999999999997,1.0812206497006472E-2,57.414999999999999,0.25259905701818608,51.777999999999999,3.6468943479129219E-2,45.731999999999999,3.06597988717194E-2]
[null,"h1039",61.4,1.9923954372623575E-2,58.5,9.3114076847354236E-3,65.438000000000002,0.24756201130406771,58.616999999999997,3.9864190133812663E-2,45.981999999999999,3.3321069413784647E-2]
[null,"h1040",68.152000000000001,1.8022813688212926E-2,64.763000000000005,8.8111414139784086E-3,71.436999999999998,0.22278677482648548,64.405000000000001,4.1102456560814862E-2,48.783999999999999,3.7122884473877849E-2]
[null,"h1041",69.891999999999996,1.9391634980988594E-2,67.028999999999996,1.1393160875950102E-2,72.52,0.23609687527454828,66.284000000000006,5.4536981559150523E-2,52.27,5.3200883002207502E-2]
[null,"h1042",70.798000000000002,2.7889733840304184E-2,67.668000000000006,2.2544257427340359E-2,72.763999999999996,0.28191349166837498,67.102000000000004,9.3535716663337987E-2,55.070999999999998,8.7956831003188615E-2]
[null,"h1043",71.619,3.7927756653992395E-2,67.903999999999996,4.6379524585666562E-2,73.709000000000003,0.31317538876035961,68.03,0.13553025763930499,56.563000000000002,0.12082413539367182]
[null,"h1044",72.581000000000003,4.5893536121673004E-2,68.608999999999995,6.8778543418271013E-2,75.064999999999998,0.29774211497349695,68.096000000000004,0.16551494574262698,57.191000000000003,0.14624724061810154]
[null,"h1045",72.736999999999995,5.17680608365019E-2,68.59,7.9332547969080319E-2,74.775999999999996,0.23296336427797465,66.637,0.18205179415484987,56.158999999999999,0.16230071130733381]
[null,"h1046",72.248000000000005,5.0228136882129279E-2,67.900000000000006,7.341004082818274E-2,73.947000000000003,0.15421559727062406,64.768000000000001,0.17945542906597431,54.874000000000002,0.15794701986754967]
[null,"h1047",71.567999999999998,4.3631178707224334E-2,67.087999999999994,5.7675859731792727E-2,72.986999999999995,0.11844378715553343,63.228000000000002,0.15904400505958324,54.295999999999999,0.1427765513858229]
[null,"h1048",70.706000000000003,3.2775665399239547E-2,66.486000000000004,3.8472089983378248E-2,72.843999999999994,0.10293730049491903,62.247999999999998,0.12056454297317089,53.661000000000001,0.12859946038753986]
[null,"h1049",69.796000000000006,2.2528517110266159E-2,65.412999999999997,1.8848742072393371E-2,71.994,0.10293730049491903,61.664999999999999,7.6772518474136214E-2,53.823,0.12731174883492763]
[null,"h1050",71.513999999999996,2.0361216730038025E-2,66.741,6.8423515742249905E-3,73.929000000000002,9.3419626907195366E-2,63.411999999999999,6.4975700685706683E-2,56.82,0.14183222958057395]
[null,"h1051",73.799000000000007,2.2205323193916351E-2,69.302000000000007,6.5195991414785286E-3,75.539000000000001,8.6742612821038456E-2,66.885000000000005,8.5214033686172697E-2,59.69,0.16254598969830758]
[null,"h1052",72.591999999999999,2.2072243346007603E-2,68.331000000000003,7.9074346022883144E-3,74.064999999999998,9.4268896242715325E-2,65.516000000000005,9.5839158511417347E-2,58.231999999999999,0.17526367427029679]
[null,"h1053",68.965000000000003,2.285171102661597E-2,64.843999999999994,1.1489986605774041E-2,69.527000000000001,0.11163498989662342,61.2,9.8515411756873714E-2,54.853000000000002,0.17597498160412067]
[null,"h1054",65.793000000000006,2.2205323193916351E-2,62.082000000000001,1.6105346394048446E-2,66.069000000000003,0.12845930828476879,57.881,9.8542041142400644E-2,52.319000000000003,0.17532499386804024]
[null,"h1055",63.975000000000001,2.1863117870722433E-2,60.127000000000002,1.9332870721513063E-2,63.207999999999998,0.14685038217120097,55.927,9.5559549963384602E-2,51.06,0.17157223448614178]
[null,"h1056",60.128,2.3726235741444866E-2,56.195,2.6272048025561993E-2,58.511000000000003,0.1585790845462266,52.645000000000003,9.2297450236335801E-2,47.433999999999997,0.17027225901398088]
[null,"h1057",57.177999999999997,2.3761096432033758E-2,53.207999999999998,3.2229445259948704E-2,55.154000000000003,0.17331283853022983,49.280999999999999,8.6331988764194525E-2,44.432000000000002,0.17304390483198431]
[null,"h1058",55.363999999999997,2.1518048928849773E-2,51.503999999999998,3.719774813285371E-2,53.203000000000003,0.17631386327038501,46.962000000000003,8.3842538972536171E-2,42.726999999999997,0.17644101054697081]
[null,"h1059",53.851999999999997,2.2962723591917426E-2,50.258000000000003,4.3150033068249639E-2,52.283000000000001,0.18014931927975406,45.578000000000003,8.056764780276103E-2,41.463000000000001,0.17480990924699533]
[null,"h1060",53.357999999999997,2.4445416009276331E-2,50.069000000000003,4.7860242285419324E-2,52.744999999999997,0.18304787000439174,45.026000000000003,7.6241063940253206E-2,41.006,0.1808560215844984]
[null,"h1061",53.970999999999997,2.7943049404071701E-2,50.68,5.0037907505686124E-2,54.228999999999999,0.18439467135119308,44.84,7.4443867566596114E-2,41.115000000000002,0.1836644591611479]
[null,"h1062",56.137,3.4387058756439257E-2,53.107999999999997,5.3989966609133286E-2,57.235999999999997,0.17420582637973941,44.414000000000001,7.3219111519363125E-2,40.887,0.18314937454010302]
[null,"h1063",62.265999999999998,3.9519455585758548E-2,59.637,6.3442646750439563E-2,65.269000000000005,0.16496852583809105,44.48,7.0796224556358742E-2,40.832999999999998,0.18183713514839342]
[null,"h1064",67.855999999999995,4.3986541714980898E-2,65.37,7.0056296678657273E-2,71.343999999999994,0.16272873664178011,47.283999999999999,7.0623161201858436E-2,42.475000000000001,0.17261466764778022]
[null,"h1065",69.769000000000005,5.0449559944494078E-2,66.900999999999996,8.8090590873163094E-2,72.843000000000004,0.17811447811447811,51.271000000000001,8.6531677250156425E-2,45.337000000000003,0.17591366200637723]
[null,"h1066",71.028000000000006,5.4213317619328225E-2,67.153000000000006,0.12515929217814914,72.590999999999994,0.23836919923876446,54.323,0.1183620219124832,48.911999999999999,0.19078979641893548]
[null,"h1067",72.040999999999997,6.0866424620297677E-2,68.213999999999999,0.16053425386737213,73.16,0.29972185624359537,55.837000000000003,0.15117749643888867,51.917999999999999,0.19936227618346825]
[null,"h1068",72.921000000000006,7.2423821924838899E-2,69.647999999999996,0.19324762473182455,73.742999999999995,0.33784219001610305,56.673000000000002,0.17430142311327662,54.183999999999997,0.19847927397596271]
[null,"h1069",72.361999999999995,8.7155701712699832E-2,69.518000000000001,0.21144322746116498,72.524000000000001,0.32640901771336556,55.12,0.18033201538932597,53.695,0.18730684326710817]
[null,"h1070",71.694000000000003,0.1071910582241907,69.238,0.21268530317939122,71.319999999999993,0.30029278290147854,52.871000000000002,0.17319648015762079,52.079000000000001,0.17879568310031888]
[null,"h1071",70.665000000000006,0.11874845552873192,67.962999999999994,0.18477892665300921,69.709999999999994,0.25110525545308154,51.558999999999997,0.15321431899570004,50.670999999999999,0.16200637723816533]
[null,"h1072",69.39,0.11530784876537344,66.707999999999998,0.14812962753859307,68.792000000000002,0.18796662274923145,50.674999999999997,0.11553975797755502,50.106999999999999,0.14367181751287711]
[null,"h1073",68.39,0.11960385500028513,65.11,0.12204603745584179,68.403000000000006,0.11845996193822281,50.944000000000003,7.2260606786746007E-2,50.228000000000002,0.12782683345597254]
[null,"h1074",69.930999999999997,0.13116125230482636,66.126000000000005,0.10889939186682368,71.122,0.10690967647489387,54.023000000000003,5.9600356776761586E-2,53.343000000000004,0.11907039489820946]
[null,"h1075",71.55,0.15598684585701522,68.551000000000002,0.11480328424176924,73.867000000000004,0.14630361586883325,57.972000000000001,7.8637325771795996E-2,56.456000000000003,0.11812607309296051]
[null,"h1076",69.603999999999999,0.18980363829908567,66.956999999999994,0.11465810656041811,71.694999999999993,0.19655980090762701,55.865000000000002,9.3334398338591792E-2,55.351999999999997,0.12173166544027471]
[null,"h1077",65.843999999999994,0.22854372992187352,63.127000000000002,0.10799606407175004,67.524000000000001,0.23801785975699019,52.366,9.9511428837679883E-2,52.594000000000001,0.12149865096884964]
[null,"h1078",62.698999999999998,0.26393825916703101,60.173999999999999,9.5462390915103321E-2,64.314999999999998,0.2683355292050944,50.115000000000002,9.6729102599944092E-2,51.305,0.11938925680647534]
[null,"h1079",60.505000000000003,0.30096755184671242,58.694000000000003,8.7461487587308248E-2,61.872999999999998,0.27950519689650122,50.301000000000002,9.3986714059400664E-2,51.377000000000002,0.11632327691930341]
[null,"h1080",56.387999999999998,0.33022221377383237,54.969000000000001,7.7266788185762908E-2,57.326999999999998,0.28842043624652319,47.253999999999998,8.7596682508619891E-2,47.994999999999997,0.11735344616139318]
[null,"h1081",52.780999999999999,0.36593059936908517,51.74,6.8368762297990382E-2,53.094999999999999,0.29022294438833018,44.313000000000002,8.8922020180506378E-2,45.095999999999997,0.11789520154021607]
[null,"h1082",50.823,0.39033104024932536,49.555999999999997,5.8175542724428243E-2,50.713000000000001,0.29877182966638854,42.542999999999999,9.1717472910731873E-2,43.511000000000003,0.11673022919298073]
[null,"h1083",49.41,0.40486868610087035,48.529000000000003,5.144995322731525E-2,49.472999999999999,0.29638575380967019,41.625999999999998,9.9411623758685869E-2,43.146999999999998,0.11628876598771261]
[null,"h1084",49.07,0.40490669301812932,48.38,4.5869488081029641E-2,49.027000000000001,0.30035278790274178,41.344000000000001,0.10447006203242726,43.97,0.1183244018786712]
[null,"h1085",49.82,0.40123902550264146,49.347000000000001,4.1788974549208088E-2,49.098999999999997,0.29874255266201161,41.116,0.11099278506962008,45.893000000000001,0.11919506542239444]
[null,"h1086",51.951000000000001,0.39751434761126525,51.859000000000002,3.9143898583916648E-2,49.262,0.30136284455374523,40.674999999999997,0.11742232634913874,49.75,0.11921959115602046]
[null,"h1087",58.292999999999999,0.38903880506252136,58.222999999999999,3.6369794522757327E-2,50.527000000000001,0.30339759635794067,39.893999999999998,0.11909959798727403,58.606000000000002,0.1221749420579543]
[null,"h1088",64.138000000000005,0.39323856941963437,64.147000000000006,3.1418341343827622E-2,53.682000000000002,0.30802336304949279,41.344999999999999,0.12141583024946087,65.391000000000005,0.12208910199026328]
[null,"h1089",65.936000000000007,0.38613127589221236,66.668999999999997,3.5498854875649175E-2,57.417000000000002,0.31889977017551563,44.648000000000003,0.1399723117062911,67.855999999999995,0.12530197309527022]
[null,"h1090",66.956999999999994,0.40211318459959711,67.813000000000002,4.4917905874004065E-2,60.868000000000002,0.33188412161667619,48.033000000000001,0.16421288038124651,68.445999999999998,0.1377365200436558]
[null,"h1091",68.17,0.41364828398768577,68.784000000000006,5.7078803909551307E-2,62.722000000000001,0.35395898291686795,50.353999999999999,0.18913234471925666,69.724999999999994,0.15176523967773187]
[null,"h1092",69.066000000000003,0.42579149405191746,69.191999999999993,6.8142963130221612E-2,63.734999999999999,0.38584164068332527,52.186999999999998,0.21519661350869251,70.507000000000005,0.15960121157124113]
[null,"h1093",68.453000000000003,0.43728858652274716,68.489999999999995,7.5916905906261087E-2,62.613,0.38860831759694348,51.067,0.22813556614573627,70.350999999999999,0.15965026303849314]
[null,"h1094",67.935000000000002,0.44215347193189158,67.082999999999998,7.2384761781877999E-2,60.484999999999999,0.37259379620277255,48.222999999999999,0.22764303399802988,69.715000000000003,0.15904938256465598]
[null,"h1095",67.233999999999995,0.41632777165444113,65.620999999999995,5.6094964678558755E-2,58.991,0.35799920952088182,46.911000000000001,0.20818135832379331,69.099999999999994,0.155689357057893]
[null,"h1096",66.575000000000003,0.38453498536733688,64.56,3.5660139995484015E-2,58.244999999999997,0.31928037123241548,46.158000000000001,0.16907164345997178,68.147999999999996,0.14484898279519787]
[null,"h1097",65.349000000000004,0.33717836646269622,63.957999999999998,1.9515499500016128E-2,57.890999999999998,0.28698783540468137,45.823999999999998,0.12097654482042544,66.650000000000006,0.1284167412657731]
[null,"h1098",66.512,0.31110562122306262,65.475999999999999,1.1709299700009676E-2,60.664000000000001,0.26491297410448961,49.343000000000004,0.11554537951598733,67.867999999999995,0.11935448269096349]
[null,"h1099",69.451999999999998,0.2980122382273574,67.460999999999999,1.0983516660752878E-2,64.108000000000004,0.2770482924187197,54.418999999999997,0.13519341870557228,69.924000000000007,0.11601898291782653]
[null,"h1100",68.212000000000003,0.27022918171107141,65.557000000000002,1.0193219573562144E-2,62.043999999999997,0.29317992183039832,53.698999999999998,0.14232847900748116,68.739000000000004,0.10620868946742369]
[null,"h1101",64.150999999999996,0.24297822203641062,61.581000000000003,1.0999645172736364E-2,57.954999999999998,0.30215332367192188,51.088999999999999,0.13970607811293628,64.742000000000004,9.6104087213508771E-2]
[null,"h1102",61.261000000000003,0.20763178898559537,58.317,1.0773846004967582E-2,55.329000000000001,0.30790625503198515,49.777999999999999,0.13703043049972047,61.146999999999998,8.6489999632113998E-2]
[null,"h1103",59.341000000000001,0.17371061533199042,56.195,1.0902874100835456E-2,54.250999999999998,0.30708649890943157,50.267000000000003,0.13955964963659115,58.206000000000003,7.8421033269157669E-2]
[null,"h1104",55.551000000000002,0.15554330888221657,52.497,9.935163381826392E-3,50.912999999999997,0.31396659493800594,47.735999999999997,0.13856127366151061,53.746000000000002,7.4693121758004591E-2]
[null,"h1105",52.377000000000002,0.12856898615147888,49.027000000000001,1.0177091061578658E-2,47.488999999999997,0.31876802365581952,45.323999999999998,0.1347220559479628,50.600999999999999,7.4084517402444552E-2]
[null,"h1106",51.06,0.11690507399175548,46.747999999999998,9.9835489177768459E-3,45.081000000000003,0.31832886859016585,43.731000000000002,0.1342697899623555,49.063000000000002,6.7685027400115241E-2]
[null,"h1107",50.359000000000002,0.10385441006059916,45.104999999999997,8.2900551595109836E-3,43.878999999999998,0.3114194955572146,43.027000000000001,0.13364459874695719,48.167999999999999,6.0231215290122472E-2]
[null,"h1108",50.679000000000002,8.6168575824927332E-2,44.609000000000002,7.3223444405019194E-3,43.823,0.3071889684247508,43.704999999999998,0.13005307474360508,48.298999999999999,5.2618028908041042E-2]
[null,"h1109",51.798000000000002,7.1123268934860664E-2,44.415999999999997,6.7255894971129963E-3,44.31,0.30850643362171182,45.054000000000002,0.12737938465222076,49.427999999999997,4.4624796184825115E-2]
[null,"h1110",54.256999999999998,6.2802758306263182E-2,44.075000000000003,6.5159188413276992E-3,43.948,0.30205085415660271,48.082000000000001,0.1236548412413371,52.006999999999998,3.376282656401329E-2]
[null,"h1111",60.731999999999999,5.928838737865922E-2,44.076999999999998,5.9836779458727141E-3,43.444000000000003,0.30118718252748378,54.649000000000001,0.12455937321255171,60.212000000000003,2.6848435067243683E-2]
[null,"h1112",66.135999999999996,5.4140308884709637E-2,46.918999999999997,6.2578626495919483E-3,45.155000000000001,0.30123109803404918,60.250999999999998,0.13109062612235126,65.912999999999997,2.2459512805109785E-2]
[null,"h1113",68.024000000000001,6.255580251135047E-2,50.706000000000003,9.3867939743879237E-3,48.701999999999998,0.30998492234274588,63.353999999999999,0.14851616850898547,67.509,3.042822640954284E-2]
[null,"h1114",68.995999999999995,9.1050701924355534E-2,54.037999999999997,1.8112318957452984E-2,52.613999999999997,0.3557156031794827,65.268000000000001,0.1855354696250183,68.078000000000003,5.6541087913300397E-2]
[null,"h1115",69.664000000000001,0.12501662202465758,56.036999999999999,3.0966743008290054E-2,55.387,0.3987235226091666,66.881,0.2248826103728534,69.513000000000005,8.411283698463877E-2]
[null,"h1116",70.625,0.15303660644744591,57.093000000000004,4.3627624915325312E-2,57.935000000000002,0.4135376868238842,67.293999999999997,0.23952804714207804,70.153000000000006,0.10557932547904228]
[null,"h1117",70.275000000000006,0.17260310404437607,56.384,5.0014515660785137E-2,57.106000000000002,0.41762182893446342,66.701999999999998,0.2492783697141413,68.728999999999999,0.1123588618225061]
[null,"h1118",69.519000000000005,0.17480670959898179,54.58,4.970807393309893E-2,54.84,0.40588175017932165,65.483000000000004,0.24574005347380182,67.471999999999994,0.10880358959898981]
[null,"h1119",68.338999999999999,0.16213597765999885,53.009,4.2369600980613528E-2,53.043999999999997,0.3650110520691523,63.796999999999997,0.22294052702289263,66.286000000000001,9.3626255072392695E-2]
[null,"h1120",67.41,0.13719344237381509,52.21,2.9434534369859038E-2,52.134,0.32459414752682503,62.661999999999999,0.180560543783338,65.513999999999996,7.0737657688582672E-2]
[null,"h1121",65.957999999999998,0.11665811819684277,52.026000000000003,1.5128544240508371E-2,51.826999999999998,0.25566144072138541,61.506,0.12858986126075794,64.628,4.0885630570437301E-2]
[null,"h1122",67.602000000000004,0.11946961493892594,54.625999999999998,4.7579110351278989E-3,54.610999999999997,0.18763632105163,63.356000000000002,0.10452665043829895,66.084999999999994,2.5168875430617025E-2]
[null,"h1123",70.492999999999995,0.14500104481297849,57.883000000000003,3.2095738847133961E-3,60.189,0.16446357208730403,67.296999999999997,0.11518150498157681,69.040999999999997,3.4081575108190612E-2]
[null,"h1124",68.881,0.16428259341577858,56.073999999999998,3.3547304925647561E-3,59.768000000000001,0.15995491341325954,66.412999999999997,0.11864000957739734,68.31,5.3623312778138754E-2]
[null,"h1125",64.745999999999995,0.17887198191523718,52.313000000000002,3.2257023966968806E-3,57.057000000000002,0.1548753531538653,62.152000000000001,0.11357197015044496,65.174999999999997,6.8763868626561558E-2]
[null,"h1126",61.942999999999998,0.19615888755912692,50.298999999999999,3.2579594206638496E-3,55.578000000000003,0.14530177272261502,59.35,0.1016135254133578,61.726999999999997,7.8044355085878217E-2]
[null,"h1127",59.881,0.20599912615641799,50.213999999999999,3.2579594206638496E-3,55.530999999999999,0.14465767862632295,57.67,9.1517352381712491E-2,58.798999999999999,8.5571724552219591E-2]
[null,"h1128",55.192999999999998,0.21610531714823047,47.774000000000001,3.5482726363665687E-3,52.366999999999997,0.13465958163160746,53.970999999999997,8.0636364845630984E-2,54.470999999999997,8.4885189226299201E-2]
[null,"h1129",51.548999999999999,0.22417198419933151,44.81,3.2579594206638496E-3,49.323999999999998,0.11593396944330621,50.912999999999997,7.3049098356295541E-2,51.476999999999997,9.2685438297559361E-2]
[null,"h1130",49.408000000000001,0.22948951686417501,42.780999999999999,2.9192606690106771E-3,48.113999999999997,0.11092899373646314,48.771999999999998,6.2982073514548639E-2,49.889000000000003,0.10561800507495986]
[null,"h1131",48.139000000000003,0.23290793072014584,41.765000000000001,2.7741040611593175E-3,47.774000000000001,0.1065240297371656,47.558,5.6412575136975368E-2,49.133000000000003,0.11875896392365495]
[null,"h1132",47.970999999999997,0.23370556061987238,41.258000000000003,2.3708912615722074E-3,48.634,0.10383129426915647,47.667999999999999,5.4790148412149582E-2,49.218000000000004,0.13109087120144158]
[null,"h1133",48.704000000000001,0.22506457003950167,41.432000000000002,2.645075965291442E-3,50.231999999999999,9.7348240941286662E-2,48.902000000000001,5.0853768817490291E-2,50.209000000000003,0.14338600340782329]
[null,"h1134",50.831000000000003,0.21826572470373748,40.691000000000003,2.7418470371923485E-3,53.874000000000002,9.3148158988468066E-2,51.451000000000001,4.5294962498005215E-2,52.954000000000001,0.15088811797442905]
[null,"h1135",57.072000000000003,0.21055530233971437,39.448,2.6612044772749265E-3,63.186,9.0060293859392376E-2,57.911999999999999,4.3340071280387256E-2,60.761000000000003,0.14955195704671659]
[null,"h1136",63.006,0.19526739592828926,40.280999999999999,3.5160156123996002E-3,69.731999999999999,9.3162793420359422E-2,63.665999999999997,4.2901218149901589E-2,66.61,0.14922098140407222]
[null,"h1137",65.045000000000002,0.18239137040413247,43.165999999999997,1.0386761717363956E-2,71.5,0.12033893344260375,66.231999999999999,5.7808926006702482E-2,68.775000000000006,0.15706632997045736]
[null,"h1138",65.882000000000005,0.18860148890914616,46.540999999999997,2.6644301796716233E-2,72.006,0.16566176901012702,67.531000000000006,8.1054843342730998E-2,68.605999999999995,0.17509837331600819]
[null,"h1139",67.078999999999994,0.19568520206624127,49.122,4.4546950098383921E-2,72.637,0.20646256512322192,68.793000000000006,0.10032448534496516,69.671999999999997,0.20346421172634443]
[null,"h1140",68.191999999999993,0.21218854451534488,51.686999999999998,5.9369052611206091E-2,73.171999999999997,0.24020956506468419,70.100999999999999,0.11154848662162881,70.552000000000007,0.2211530210721159]
[null,"h1141",67.540999999999997,0.2208485262838043,51.101999999999997,6.59817425244347E-2,72.64,0.24389744190130538,69.182000000000002,0.11254588010000532,69.489999999999995,0.21533030143300194]
[null,"h1142",66.17,0.20918793679732603,49.206000000000003,6.0417405890132579E-2,72.057000000000002,0.2237311947550196,67.941000000000003,0.10164104473642215,68.997,0.18967355994949556]
[null,"h1143",65.058999999999997,0.19200091157702825,47.633000000000003,5.0159672268636497E-2,70.923000000000002,0.17875958555288884,66.911000000000001,8.4898132879408478E-2,68.067999999999998,0.1605231866825208]
[null,"h1144",64.039000000000001,0.16493846855059252,47.11,3.7176220121931551E-2,69.635999999999996,0.12487560732892349,65.801000000000002,6.1000585137507314E-2,67.239000000000004,0.13196121455802493]
[null,"h1145",63.107999999999997,0.13988909146156184,47.207000000000001,1.9467113964065676E-2,68.162000000000006,6.7933032839665161E-2,65.093999999999994,4.0893132613436883E-2,66.259,0.10202630643441166]
[null,"h1146",65.11,0.11793527803099361,50.162999999999997,7.4997580723202475E-3,70.13,3.6615348592167654E-2,66.864000000000004,3.323315069950529E-2,67.491,8.6127217230346789E-2]
[null,"h1147",67.337999999999994,0.11174415071406867,54.956000000000003,6.6772039611625433E-3,74.191999999999993,3.7229994731604522E-2,68.635999999999996,3.5028458960583007E-2,70.540999999999997,8.0807090233766865E-2]
[null,"h1148",65.786000000000001,0.11201002734731084,54.29,7.9029708719073576E-3,73.075000000000003,4.330328396651642E-2,66.995999999999995,3.5108250438853128E-2,69.27,6.6930629956973173E-2]
[null,"h1149",61.593000000000004,0.10507824369492555,51.954000000000001,8.1126415276926555E-3,68.838999999999999,4.3215477375168294E-2,63.15,3.4828980264907709E-2,65.088999999999999,5.4439364036431841E-2]
[null,"h1150",58.895000000000003,9.5791552719538139E-2,50.813000000000002,8.1287700396761395E-3,65.105999999999995,5.2098577533220163E-2,59.896000000000001,3.6903558699930845E-2,61.2,4.6888216041286145E-2]
[null,"h1151",57.889000000000003,9.4614099058037068E-2,51.286999999999999,9.2255088545530797E-3,61.965000000000003,5.5464496868231572E-2,57.499000000000002,3.8486089685621575E-2,58.31,4.2438432401289576E-2]
[null,"h1152",54.264000000000003,8.8840777879064109E-2,48.262999999999998,1.0564175349182284E-2,57.262,5.3532751858572848E-2,53.466999999999999,3.9909037714772062E-2,53.667000000000002,4.1580347401841203E-2]
[null,"h1153",50.735999999999997,8.4130963233059866E-2,45.677999999999997,1.109444793833551E-2,53.795999999999999,5.5541740415136841E-2,50.271000000000001,3.9378872078491847E-2,50.250999999999998,4.2415775089770458E-2]
[null,"h1154",48.674999999999997,8.9923275600121547E-2,43.91,1.0868688823311242E-2,51.898000000000003,5.3537732399104782E-2,48.006999999999998,3.7584088914887397E-2,47.991,4.4339865436229274E-2]
[null,"h1155",47.406999999999996,9.2316165299301131E-2,43.265999999999998,9.2077467627755469E-3,51.399000000000001,5.619999122332256E-2,46.756999999999998,3.7517615464383522E-2,47.225999999999999,4.6361998602889809E-2]
[null,"h1156",46.698,9.7253874202370097E-2,43.988,8.9013593923854672E-3,51.911999999999999,5.6243874610534941E-2,47.073999999999998,3.8222234039724537E-2,47.689,4.7844896258440871E-2]
[null,"h1157",46.81,9.9475843208751136E-2,45.595999999999997,9.6915162949704099E-3,53.325000000000003,5.3581615786317163E-2,48.168999999999997,4.0522215427158392E-2,48.898000000000003,4.7636555265512213E-2]
[null,"h1158",46.112000000000002,0.10885749012458219,48.975999999999999,6.740522148581749E-3,56.64,5.5644134985299062E-2,51.180999999999997,4.2250525140258982E-2,51.707999999999998,4.5455102516023874E-2]
[null,"h1159",45.399000000000001,0.12568368277119416,57.112000000000002,6.8050247528743972E-3,64.888999999999996,6.1305091935696207E-2,58.58,4.8140072854901753E-2,59.895000000000003,4.6067870142284646E-2]
[null,"h1160",47.895000000000003,0.13647067760559101,63.481000000000002,7.8693177237030947E-3,70.97,7.3109723095826695E-2,64.863,5.0852189635459601E-2,66.078000000000003,5.4671127614985847E-2]
[null,"h1161",51.661000000000001,0.15861440291704648,64.978999999999999,1.830261396803896E-2,72.808000000000007,0.10036130655471527,67.453999999999994,5.735329309473796E-2,67.606999999999999,7.230657989877079E-2]
[null,"h1162",55.101999999999997,0.19904664235794592,65.113,4.2313708415977293E-2,72.933999999999997,0.14048535026256892,68.263999999999996,7.2788428301736291E-2,67.370999999999995,9.7846734561319662E-2]
[null,"h1163",57.113999999999997,0.2414349741719842,66.027000000000001,7.1968780739522356E-2,73.613,0.17704021181048227,69.322000000000003,9.8433885506128846E-2,68.057000000000002,0.14088753262987611]
[null,"h1164",58.719000000000001,0.29010938924339108,67.034999999999997,9.8092335478044926E-2,74.433999999999997,0.197972587510788,69.620999999999995,0.1237336807679013,68.703999999999994,0.17971248942975845]
[null,"h1165",57.542999999999999,0.30385900941962929,66.677999999999997,0.11078322287262349,73.578000000000003,0.19835291019996196,68.954999999999998,0.15170570873992928,68.745000000000005,0.19804649680748065]
[null,"h1166",55.514000000000003,0.29318596171376482,66.275000000000006,0.10555851192491897,73.123999999999995,0.18390064801135117,68.308999999999997,0.16573160679624557,67.846000000000004,0.18347488265499956]
[null,"h1167",54.113,0.28388027955028866,65.364999999999995,8.5256317223807915E-2,71.786000000000001,0.1448883167795445,67.424999999999997,0.16150389534419954,66.198999999999998,0.14636567520864738]
[null,"h1168",52.914000000000001,0.26957991491947736,64.224999999999994,6.1390353635528035E-2,70.81,0.10477890086742829,66.233999999999995,0.13474168417134197,65.153999999999996,0.10151108496635906]
[null,"h1169",52.552,0.25311455484655121,62.905000000000001,3.886281908632061E-2,69.543999999999997,7.3577812559425415E-2,64.988,9.8247759844718022E-2,64.397000000000006,5.4193168866502446E-2]
[null,"h1170",54.531999999999996,0.24265041020966271,63.957000000000001,2.3398319707158177E-2,71.415000000000006,6.433304565335049E-2,66.347999999999999,8.7013746709564202E-2,65.802000000000007,3.3432601688787575E-2]
[null,"h1171",57.936,0.24451154664235794,66.777000000000001,2.4672246141937981E-2,75.138999999999996,6.8531223030001615E-2,69.495000000000005,0.10432343322077163,68.885999999999996,3.7133718151402623E-2]
[null,"h1172",56.238,0.24616378000607719,65.491,2.9574444068179252E-2,73.832999999999998,7.4396969120723203E-2,69.099999999999994,0.12298917812225797,67.665000000000006,3.9940193879676948E-2]
[null,"h1173",52.509,0.25862199939228198,61.494,3.5379678454517602E-2,69.382999999999996,7.1266620832906691E-2,64.963999999999999,0.13164402137786169,64.027000000000001,3.8518572986751966E-2]
[null,"h1174",49.862000000000002,0.25668489820723184,58.189,4.4345540451195715E-2,65.751000000000005,7.1851732662405104E-2,61.784999999999997,0.13443590629902416,60.658999999999999,3.6594482640293149E-2]
[null,"h1175",50.015999999999998,0.24768307505317533,55.915999999999997,5.1940722106655055E-2,62.429000000000002,7.2232055351579075E-2,59.12,0.13167061075806322,57.988999999999997,3.4314987070603084E-2]
[null,"h1176",47.017000000000003,0.24625873594652081,51.536000000000001,6.2309515746698275E-2,57.497999999999998,7.1924871641092403E-2,54.923000000000002,0.12692440639208699,53.790999999999997,2.9106462247386545E-2]
[null,"h1177",43.731000000000002,0.23089486478274082,48.271999999999998,7.3562365990101408E-2,53.82,7.488632542362969E-2,51.457000000000001,0.12112713497707184,50.307000000000002,2.4610446883575068E-2]
[null,"h1178",41,0.22447584320875114,46.042000000000002,8.4315400860887652E-2,51.703000000000003,7.5529628492477741E-2,49.607999999999997,0.12122017677942447,48.537999999999997,2.256468051744414E-2]
[null,"h1179",39.774000000000001,0.22865390458827103,45.031999999999996,9.906656563865289E-2,50.679000000000002,6.7736889044841153E-2,48.643000000000001,0.12313417957067854,47.682000000000002,1.974715797726382E-2]
[null,"h1180",39.656999999999996,0.23423731388635674,44.774000000000001,0.11181866546292862,51.276000000000003,6.5690015643960986E-2,48.783999999999999,0.12565959992024989,48.161999999999999,1.8656899255194041E-2]
[null,"h1181",39.911999999999999,0.22895776359769068,45.536999999999999,0.12071772880426897,52.781999999999996,6.6552626577189064E-2,49.936999999999998,0.12740081079284907,49.213999999999999,1.6537632301058407E-2]
[null,"h1182",39.505000000000003,0.22029778182923124,48.143999999999998,0.12587660610359672,56.326000000000001,6.8672602599529217E-2,52.651000000000003,0.12732106067654683,51.941000000000003,1.6549882399059194E-2]
[null,"h1183",38.319000000000003,0.22711561835308416,55.164000000000001,0.12494155959309355,64.58,6.9681418775677295E-2,59.555,0.1304844819565362,59.523000000000003,1.6941885535084279E-2]
[null,"h1184",39.712000000000003,0.23005925250683681,60.81,0.12618291444324428,71.134,7.3731304004561599E-2,65.668000000000006,0.13326244434106466,65.734999999999999,2.1241669933359467E-2]
[null,"h1185",43.13,0.24056137951990275,63.021000000000001,0.1337116510019507,73.134,8.3877947863210373E-2,67.88,0.1466338805077424,67.576999999999998,3.4753528028224227E-2]
[null,"h1186",47.088000000000001,0.27201078699483439,63.787999999999997,0.14968804913830627,73.483000000000004,9.6977937628843366E-2,68.188000000000002,0.1717950422011032,68.004000000000005,5.3643179145433165E-2]
[null,"h1187",49.823,0.31305074445457309,65.058000000000007,0.166680101242967,74.454999999999998,0.12592657572700558,68.697999999999993,0.20756296936266366,68.938999999999993,7.4370344962759696E-2]
[null,"h1188",51.607999999999997,0.34845031905195989,66.608000000000004,0.16674458720920859,75.427999999999997,0.15228738102548359,70.054000000000002,0.24471323187346314,69.242999999999995,9.1740983927871417E-2]
[null,"h1189",49.874000000000002,0.36451686417502277,66.408000000000001,0.1588611778361734,74.63,0.17370644911326522,69.147000000000006,0.26599322124011432,68.484999999999999,0.10417483339866719]
[null,"h1190",47.383000000000003,0.36390914615618353,65.975999999999999,0.14870463815312193,73.962999999999994,0.16189306548532831,68.591999999999999,0.27024656077623449,67.555000000000007,0.10849911799294394]
[null,"h1191",46.43,0.35251443330294741,65.081000000000003,0.1319544084218672,72.641999999999996,0.13412868985481818,67.519000000000005,0.25369841164351697,66.174000000000007,0.10685760486083888]
[null,"h1192",45.802,0.30727742327560015,64.42,0.12252333585903367,71.659000000000006,0.10583797534979604,66.468000000000004,0.21039409849139362,65.075999999999993,9.1324480595844762E-2]
[null,"h1193",45.793999999999997,0.25231692494682467,63.277999999999999,0.11267310451562979,70.414000000000001,7.5266459055221724E-2,64.855000000000004,0.15503422609157971,64.257999999999996,7.508085064680517E-2]
[null,"h1194",48.341000000000001,0.19135521118201154,64.406999999999996,9.9211659062696481E-2,72.037999999999997,5.8496717692296446E-2,66.126000000000005,0.12919518840964977,65.772999999999996,6.8208545668365345E-2]
[null,"h1195",53.170999999999999,0.18155575812822849,66.790000000000006,9.9308388012058879E-2,75.281000000000006,5.5587233358188222E-2,69.781999999999996,0.13985512062205091,68.596000000000004,8.4305174441395528E-2]
[null,"h1196",53.067,0.168451838347007,65.061999999999998,9.4584790984861916E-2,73.91,5.9695600684240534E-2,69.262,0.15664252010367516,67.194000000000003,0.11049588396707173]
[null,"h1197",51.073,0.17133849893649347,61.121000000000002,9.2956520337261608E-2,69.513999999999996,6.1932540900916704E-2,65.040999999999997,0.16368711371037417,63.64,0.13198255586044688]
[null,"h1198",50.192,0.17092069279854147,57.968000000000004,8.5992035983169166E-2,65.646000000000001,6.6611108674357059E-2,62.040999999999997,0.1684455373164086,60.738,0.14963494707957664]
[null,"h1199",51.558999999999997,0.16026663628076573,55.71,8.2219606958035762E-2,62.759,6.6669590771525067E-2,59.695,0.16594670033893799,58.713000000000001,0.16339180713445708]
[null,"h1200",48.941000000000003,0.15445533272561532,51.317,8.167147624498218E-2,57.581000000000003,6.3964793777504858E-2,55.850999999999999,0.16483019871070645,54.375,0.17999068992551939]
[null,"h1201",46.276000000000003,0.14822408261670178,48.073999999999998,7.9991618851137897E-2,53.585000000000001,6.4491609659124136E-2,52.710999999999999,0.16955707052585417,51.063000000000002,0.19707474826665361]
[null,"h1202",44.353000000000002,0.14146591491542798,46.186999999999998,8.0781380955450968E-2,51.517000000000003,6.6698824767584639E-2,50.68,0.16638094858403435,48.637,0.21691942082955631]
[null,"h1203",43.5,0.14019401256715455,45.354999999999997,7.9475855844239565E-2,50.451000000000001,6.4637782845114886E-2,49.423000000000002,0.16583609084506107,47.372,0.23547786461523385]
[null,"h1204",43.917000000000002,0.13410027146572509,45.618000000000002,8.0668557797691956E-2,50.917000000000002,6.5193240951879783E-2,49.448999999999998,0.17109861925075417,47.036999999999999,0.25486929465663816]
[null,"h1205",44.917000000000002,0.12369724927387664,46.345999999999997,8.3859841402875376E-2,52.337000000000003,6.6421095714202183E-2,50.014000000000003,0.17471328522638174,47.256999999999998,0.28091236494597838]
[null,"h1206",47.469000000000001,0.11663534369838829,49.325000000000003,8.6680420346850626E-2,55.86,6.4535461614921352E-2,52.598999999999997,0.18077316642081623,47.329000000000001,0.30847441017223215]
[null,"h1207",53.704000000000001,0.10150540083907587,56.454999999999998,8.8775707562375086E-2,64.228999999999999,6.4608548207916741E-2,59.384,0.18980983135988519,48.222000000000001,0.33418673591885734]
[null,"h1208",59.140999999999998,9.5373692503369592E-2,62.113,8.621301012184901E-2,70.394999999999996,7.1961059463252056E-2,65.012,0.20368376988398518,51.485999999999997,0.34876399539407599]
[null,"h1209",62.319000000000003,0.11223114452227727,63.793999999999997,8.8888530720134099E-2,71.974000000000004,9.683973571887973E-2,67.06,0.24692686946005926,54.965000000000003,0.36559521767890829]
[null,"h1210",64.114999999999995,0.15071093646183345,64.438999999999993,0.10885822964347883,72.097999999999999,0.14740104075308424,67.747,0.30731305399407299,59.03,0.37529705759854964]
[null,"h1211",65.713999999999999,0.20147312868994058,65.421999999999997,0.14152859261169493,72.578999999999994,0.20163129275565692,69.094999999999999,0.36335366582944623,61.052999999999997,0.38324717642158906]
[null,"h1212",67.131,0.23533990166486321,66.742000000000004,0.16775191799368191,73.153000000000006,0.25518914810267207,69.998000000000005,0.40868317186939362,62.134999999999998,0.38366366954945241]
[null,"h1213",66.028999999999996,0.24598971087951099,66.558999999999997,0.17133002385403906,72.097999999999999,0.28945214289890664,69.381,0.42982630998418586,61.554000000000002,0.37638728960972145]
[null,"h1214",65.125,0.24528731704538984,65.88,0.15912900522210044,71.616,0.28443840261942349,67.203999999999994,0.40086911453972812,59.648000000000003,0.35927432197368742]
[null,"h1215",64.004000000000005,0.23220760483702566,64.721000000000004,0.143978466894462,70.597999999999999,0.25572998889083787,63.832000000000001,0.34759265903865832,58.023000000000003,0.34353333170002692]
[null,"h1216",62.956000000000003,0.1971638475995216,64.034000000000006,0.12168783444007479,69.727999999999994,0.21124948839384902,62.786999999999999,0.27980438278249548,57.137999999999998,0.32969106009750837]
[null,"h1217",62.003999999999998,0.15473546329517626,62.610999999999997,0.10278189671845787,68.756,0.15868561071157106,62.073999999999998,0.19388961979561189,56.98,0.3213244481466056]
[null,"h1218",62.978999999999999,0.1150786870930387,63.643999999999998,8.5632776739088395E-2,70.69,0.12910015786704088,63.69,0.14622121224202314,59.243000000000002,0.31620403263346153]
[null,"h1219",67.224000000000004,0.12851908802703266,66.933000000000007,7.8283153890787188E-2,74.620999999999995,0.14075016079050459,66.858000000000004,0.14971627529933954,62.076000000000001,0.30395423475512656]
[null,"h1220",66.438000000000002,0.15522903734077492,66.016999999999996,7.3737992392495649E-2,73.391000000000005,0.16564345436473132,65.847999999999999,0.15601536233039642,59.561999999999998,0.29524462846363037]
[null,"h1221",62.860999999999997,0.18049623175199803,62.401000000000003,6.9418477209722135E-2,69.263000000000005,0.18009998245921768,61.326999999999998,0.15883267551728261,55.75,0.29294166646250336]
[null,"h1222",60.143999999999998,0.19524650226854226,59.491999999999997,6.7274837212300945E-2,65.346999999999994,0.18458749926913406,58.02,0.16412178234926711,53.231999999999999,0.29143494132346814]
[null,"h1223",58.665999999999997,0.20722516468287869,57.728000000000002,6.5566372251950222E-2,62.265999999999998,0.18090393498216686,56.048999999999999,0.16340416483939985,52.677,0.29422789523972853]
[null,"h1224",55.173999999999999,0.21861533496592442,53.720999999999997,6.2890851653665147E-2,57.356999999999999,0.17733730924399227,52.08,0.16267325811638692,49.067999999999998,0.3099933851091457]
[null,"h1225",51.988999999999997,0.23598853650667123,50.777000000000001,5.8666194028648311E-2,53.1,0.17342003360853364,48.423999999999999,0.16701874659545352,45.57,0.32959306171448172]
[null,"h1226",49.765000000000001,0.24832507734062137,48.956000000000003,5.484749367578106E-2,50.829000000000001,0.15848615474537883,46.499000000000002,0.17092484089973028,43.451000000000001,0.34371707866820195]
[null,"h1227",48.438000000000002,0.25544231243713111,47.866999999999997,5.4766930377197362E-2,50.018999999999998,0.14884196682983852,45.073999999999998,0.18047750009964525,42.252000000000002,0.34773501237229587]
[null,"h1228",48.265000000000001,0.26519766934274708,47.688000000000002,5.491194431464802E-2,50.404000000000003,0.14112661649740629,44.353999999999999,0.18523390064702991,41.335999999999999,0.34910698973466936]
[null,"h1229",48.89,0.26739926739926739,48.499000000000002,5.7489969869326328E-2,52.244,0.12459998538759406,44.378,0.19430826258519671,41.984000000000002,0.35031971972462456]
[null,"h1230",51.079000000000001,0.27715462430488336,51.161999999999999,5.8843433285532445E-2,55.506,0.11478044860086213,44.366999999999997,0.19934366986860111,41.793999999999997,0.34142636646495333]
[null,"h1231",56.253999999999998,0.28457552809884418,57.972999999999999,6.0051882764287898E-2,63.914000000000001,0.10488784978446701,45.06,0.19910452123772701,41.491,0.32376215792439422]
[null,"h1232",61.142000000000003,0.28990870959782877,63.084000000000003,5.9971319465704206E-2,69.855999999999995,0.10116168627164462,47.847000000000001,0.1962878818074322,43.029000000000003,0.30451772545752998]
[null,"h1233",63.235999999999997,0.30847045872952611,65.438000000000002,7.2088039572692261E-2,71.882000000000005,0.11001680426682253,51.718000000000004,0.21045079516919765,46.402000000000001,0.28848274003478941]
[null,"h1234",64.823999999999998,0.35462810074209039,66.167000000000002,0.10229927654157872,72.436999999999998,0.12857455980127128,55.308,0.23831161066602893,49.710999999999999,0.2928436680794767]
[null,"h1235",66.599999999999994,0.40642259295109034,67.358999999999995,0.13931005591092921,73.287000000000006,0.15686417768685615,58.222999999999999,0.27729283749850531,52.098999999999997,0.30227601244579466]
[null,"h1236",67.725999999999999,0.42822980128679611,68.707999999999998,0.16486473422167797,73.954999999999998,0.18626433842332141,60.088000000000001,0.31077364582087769,55.046999999999997,0.30791091946982874]
[null,"h1237",67.206000000000003,0.42587636888155023,68.552999999999997,0.17180929055959268,73.08,0.21022868415284576,59.712000000000003,0.32516242177846866,54.774000000000001,0.30519146434083838]
[null,"h1238",65.875,0.3981476209455484,67.781000000000006,0.15837133235583198,71.763999999999996,0.21465624315043472,57.320999999999998,0.30367890310494638,52.972000000000001,0.29972805448710094]
[null,"h1239",64.534000000000006,0.34775759646225968,66.370999999999995,0.13765045196010506,70.167000000000002,0.199678527069482,55.664000000000001,0.26477739248276139,51.796999999999997,0.30293750153122473]
[null,"h1240",63.526000000000003,0.288599138340071,65.213999999999999,0.1109517748094678,69.078000000000003,0.16595309417695622,54.067,0.21341358098502664,51.124000000000002,0.30613469877747018]
[null,"h1241",62.212000000000003,0.22999107973201238,64.009,7.8710342716272169E-2,68.028000000000006,0.13393731277854898,53.192999999999998,0.1594988507579683,50.741999999999997,0.3081069162358821]
[null,"h1242",63.433999999999997,0.18538973979388487,65.009,5.810225093856243E-2,69.150999999999996,0.10592533060568422,54.508000000000003,0.11189498717897618,53.643999999999998,0.32568537619129284]
[null,"h1243",67.369,0.17293932319839056,67.896000000000001,5.1882764287901006E-2,72.581000000000003,0.10690436180317089,57.905000000000001,8.9122723105743554E-2,57.941000000000003,0.35655486684469706]
[null,"h1244",66.736999999999995,0.17352768129970203,67.198999999999998,5.4815268356347584E-2,71.209000000000003,0.11958793015269964,57.198999999999998,7.8095314015438372E-2,57.16,0.37962123624960187]
[null,"h1245",63.064999999999998,0.1720283171060373,63.570999999999998,5.8714532007798526E-2,66.677000000000007,0.11799517790604223,53.466999999999999,7.3896926940093269E-2,54.246000000000002,0.39706494842835094]
[null,"h1246",60.177999999999997,0.16929529882897759,60.503,6.1002529687575531E-2,63.133000000000003,0.12676262146562431,50.7,7.1332722175721106E-2,52.823999999999998,0.40392483524021855]
[null,"h1247",58.478999999999999,0.16747328664427111,58.572000000000003,6.0567487875223563E-2,60.978999999999999,0.13173083948272082,50.503999999999998,7.4454940412132811E-2,52.438000000000002,0.39987015214248967]
[null,"h1248",54.453000000000003,0.1659549431570157,54.868000000000002,5.6877688800090233E-2,56.7,0.13617301088624242,47.854999999999997,7.3923499010190394E-2,49.101999999999997,0.38488864933728595]
[null,"h1249",51.246000000000002,0.16814343990133762,51.741,5.4568303017609433E-2,53.113,0.13718786072268735,44.631,6.6038738475436412E-2,46.002000000000002,0.39703108541753424]
[null,"h1250",49.356999999999999,0.16429181292097525,49.808999999999997,5.4358858689522949E-2,50.906999999999996,0.1360043250193603,42.555999999999997,6.1149932247522382E-2,44.274000000000001,0.38978027092570366]
[null,"h1251",48.292999999999999,0.16118015368560856,48.518000000000001,5.3762747909584498E-2,49.594999999999999,0.1393065357471617,41.603999999999999,5.6141562823816986E-2,43.581000000000003,0.38741640741738725]
[null,"h1252",48.58,0.16429181292097525,48.219000000000001,5.7258857078412731E-2,49.524999999999999,0.14138137611595727,40.945,5.4361399686478733E-2,44.374000000000002,0.38379100017147194]
[null,"h1253",49.756,0.16279290389906081,48.737000000000002,5.9401633665759075E-2,49.756999999999998,0.14864331740674178,40.902999999999999,5.3006350134176476E-2,46.137,0.37390686622737185]
[null,"h1254",51.823,0.16844701641210511,51.624000000000002,6.189885450063639E-2,49.701000000000001,0.15808237992957233,40.109000000000002,5.1810718176262718E-2,50.081000000000003,0.36347157239791295]
[null,"h1255",58.204000000000001,0.16837112228441325,57.722999999999999,6.2962187243229314E-2,50.511000000000003,0.17110127266616987,39.366,5.5397614050003985E-2,59.390999999999998,0.37088161085662497]
[null,"h1256",63.671999999999997,0.18140593871549188,62.914999999999999,7.0034961091688289E-2,53.301000000000002,0.17969286517921068,40.792999999999999,5.7815447564896247E-2,66.167000000000002,0.35689439776596527]
[null,"h1257",65.760999999999996,0.2150460108149132,64.95,8.2440509755272354E-2,56.747,0.20637355893569456,43.927999999999997,7.1352658288386425E-2,67.757999999999996,0.34796560762315359]
[null,"h1258",66.914000000000001,0.27232710369035196,65.424000000000007,0.1194960447244196,59.813000000000002,0.26185362147313668,47.566000000000003,0.10168185562079868,68.543000000000006,0.36824829140435539]
[null,"h1259",68.683000000000007,0.33332700882269234,66.591999999999999,0.15972546681918509,61.53,0.31819576557226142,50.005000000000003,0.14077902064457848,70.227999999999994,0.38227224848737229]
[null,"h1260",69.331999999999994,0.38252537709894696,67.314999999999998,0.17100323833153427,62.655999999999999,0.34651295314075309,52.517000000000003,0.16830512527565958,71.063999999999993,0.37731180951914361]
[null,"h1261",67.989000000000004,0.42305284128640547,66.638999999999996,0.17736712368493129,61.488,0.33685471733952865,51.863999999999997,0.17578446741238674,70.593000000000004,0.36714597163363788]
[null,"h1262",67.221999999999994,0.43688454605824872,65.251999999999995,0.17408045884418952,59.411999999999999,0.30039889536667691,49.917999999999999,0.17330020989983261,70.022999999999996,0.34593244004605245]
[null,"h1263",66.16,0.41096670145147518,63.726999999999997,0.16818379545344697,57.503999999999998,0.2482794897646079,48.238999999999997,0.15781013364508328,69.483000000000004,0.31772530191313719]
[null,"h1264",64.899000000000001,0.3493975903614458,62.837000000000003,0.15034880536177481,56.695999999999998,0.1948304329402826,47.353999999999999,0.12992533942662804,67.427999999999997,0.26427504103079147]
[null,"h1265",63.350999999999999,0.27955601935300256,61.886000000000003,0.12197715445713642,56.122999999999998,0.13755314952001052,47.075000000000003,9.2196508754682896E-2,65.733999999999995,0.23016436812581142]
[null,"h1266",64.534999999999997,0.24365809695474813,62.292999999999999,0.1086210507660829,58.563000000000002,9.46097985066994E-2,50.17,7.345165661450169E-2,66.694999999999993,0.20957548440829923]
[null,"h1267",68.481999999999999,0.2610947727919552,64.78,0.11216549324139265,63.015999999999998,8.3066672511287423E-2,55.247,8.4557749023567233E-2,69.215999999999994,0.19889523062979203]
[null,"h1268",67.283000000000001,0.29407077127407266,63.418999999999997,0.1101677165734908,61.348999999999997,8.5799032715264692E-2,54.978999999999999,0.11319977681536786,67.828999999999994,0.20227567792665899]
[null,"h1269",63.142000000000003,0.32936154065079215,59.29,0.11764326797596224,57.408999999999999,8.9919490349069972E-2,52.648000000000003,0.14301086696601747,63.57,0.20279009381966048]
[null,"h1270",60.127000000000002,0.36000379470638461,56.140999999999998,0.11965715574602459,54.722999999999999,9.1351422434576779E-2,51.585999999999999,0.17578446741238674,60.762,0.19873600666291061]
[null,"h1271",57.890999999999998,0.3669291338582677,55.399000000000001,0.11496882501731943,53.709000000000003,8.8253773433276353E-2,52.628,0.20341685043972688,58.488,0.19883399064252993]
[null,"h1272",52.911000000000001,0.37296271700977135,52.917999999999999,0.11261660410188661,50.05,8.6631891173161502E-2,50.124000000000002,0.22278608815792969,53.451999999999998,0.18669622516718518]
[null,"h1273",49.14,0.37662189847484634,50.292999999999999,0.10481714193652328,46.874000000000002,8.6607155901646526E-2,47.734000000000002,0.24362448198916162,49.856999999999999,0.17914926451676119]
[null,"h1274",47.643999999999998,0.37499051521359739,48.107999999999997,9.8469469953278557E-2,44.537999999999997,8.4707876166961293E-2,47.098999999999997,0.26778503878440124,47.737000000000002,0.16963268705525003]
[null,"h1275",46.313000000000002,0.36548675923818197,46.29,0.1046560335105526,43.470999999999997,8.551141759317428E-2,46.121000000000002,0.2802571458931038,47.259,0.15611106348059328]
[null,"h1276",46.29,0.36283101904545112,45.35,0.11549863057837925,43.338999999999999,9.1311525706020719E-2,47.085999999999999,0.29263627669748166,47.988999999999997,0.14676595588325353]
[null,"h1277",47.003999999999998,0.35753850823279459,44.856999999999999,0.12055743515385854,43.561999999999998,9.1501453679489239E-2,48.728000000000002,0.30204016576346826,49.042000000000002,0.14000514409592515]
[null,"h1278",49.619,0.3451134380453752,44.384999999999998,0.12996616723054616,43.423999999999999,9.5519160810554157E-2,52.093000000000004,0.30249176495590269,52.055999999999997,0.13177459061569929]
[null,"h1279",55.764000000000003,0.33411108581834736,43.954000000000001,0.13578218140808765,42.718000000000004,0.10393443101962102,60.139000000000003,0.31068696206566782,59.953000000000003,0.12926378189033277]
[null,"h1280",61.478000000000002,0.31231504666514909,46.430999999999997,0.14952473014338649,44.13,0.11781378292693617,66.197000000000003,0.30966422271809585,65.168000000000006,0.12876162014525946]
[null,"h1281",63.911999999999999,0.30387358676682602,50.09,0.15621072982116965,47.811999999999998,0.15338875334200183,69.123999999999995,0.30554670066942941,67.13,0.133881220375519]
[null,"h1282",65.013000000000005,0.30436679565976177,53.572000000000003,0.17883035282745288,51.295999999999999,0.21583122708080704,70.338999999999999,0.29696631601317608,67.450999999999993,0.1466557252562862]
[null,"h1283",66.326999999999998,0.31022839365657484,55.853999999999999,0.20581601417754147,53.710999999999999,0.28476047160576795,71.721000000000004,0.28943523536287324,67.942999999999998,0.16810170612514849]
[null,"h1284",67.340999999999994,0.31020942408376961,56.820999999999998,0.22062187852424681,55.926000000000002,0.34727599456513797,72.576999999999998,0.27971257039634473,69.019000000000005,0.19491224417308659]
[null,"h1285",67.132999999999996,0.30869185825935203,56.204000000000001,0.22355405187691316,55.003,0.37560448230017385,71.879000000000005,0.25341355860163639,68.918000000000006,0.21186326503117078]
[null,"h1286",66.771000000000001,0.29454055694665754,54.695,0.2171741582084743,52.481000000000002,0.36176895992519759,71.28,0.21926469025608331,68.537000000000006,0.2118020257939667]
[null,"h1287",65.876000000000005,0.27196676530844527,52.776000000000003,0.20133719993555663,50.244999999999997,0.32728972781860416,69.683000000000007,0.1843985761343109,67.581999999999994,0.20196700429899445]
[null,"h1288",64.918999999999997,0.24237423173230138,52.277999999999999,0.18392137908812631,49.213999999999999,0.26633745817932125,67.665000000000006,0.15594782701094465,66.498000000000005,0.18093745024311977]
[null,"h1289",63.654000000000003,0.21352151149556112,52.773000000000003,0.17341710971483809,49.170999999999999,0.17468990605870235,66.25,0.13146849431516311,65.302999999999997,0.16218599581123619]
[null,"h1290",65.284000000000006,0.1918772289248046,54.261000000000003,0.16666666666666666,52.341999999999999,0.11134162198489342,66.638999999999996,0.11393581978535756,65.828999999999994,0.14736610040785331]
[null,"h1291",67.941999999999993,0.21166249336064952,56.780999999999999,0.17083937489930723,59.156999999999996,0.11078644790860082,69.405000000000001,0.11462650090319838,69.13,0.16443959974034564]
[null,"h1292",66.784999999999997,0.23184611882540404,55.445999999999998,0.17692927340099887,59.319000000000003,0.12568848890382339,68.141999999999996,0.12072309000106259,69.108999999999995,0.18075373253150759]
[null,"h1293",62.912999999999997,0.25421124516275895,52.656999999999996,0.17502819397454486,56.646000000000001,0.12941399915262905,64.216999999999999,0.12964881521623631,65.003,0.18666944284541992]
[null,"h1294",59.981000000000002,0.26953865998937704,49.569000000000003,0.16191396810053166,54.805999999999997,0.1338553917629699,61.101999999999997,0.13391244288598447,61.100999999999999,0.19785172755888153]
[null,"h1295",57.959000000000003,0.28695272782456938,49.962000000000003,0.14728532302239408,54.676000000000002,0.12918024164682163,58.628999999999998,0.14196153437466794,57.947000000000003,0.19606354183252295]
[null,"h1296",52.920999999999999,0.29977615904089838,47.984999999999999,0.14038988239084904,51.317999999999998,0.12583458734495304,54.045999999999999,0.15011688449686536,53.408999999999999,0.18918025157078644]
[null,"h1297",48.558999999999997,0.3068360671280933,45.436,0.13579829225068471,48.390999999999998,0.12663034746666277,51.021000000000001,0.16183266932270915,50.287999999999997,0.18583062886534812]
[null,"h1298",46.326999999999998,0.31899118232672796,43.783999999999999,0.13022394071209925,46.975000000000001,0.11944440387339886,49.149000000000001,0.17058432934926959,48.415999999999997,0.1824995407507195]
[null,"h1299",44.853999999999999,0.31758793969849247,43.045000000000002,0.12714676977605929,46.49,0.11605591014649393,48.527000000000001,0.1799601593625498,47.53,0.18387116526850775]
[null,"h1300",45.223999999999997,0.31971176637906512,42.661000000000001,0.11884968583856936,47.305,0.11662552762644778,48.811999999999998,0.18905710491367861,47.747,0.17937664564325517]
[null,"h1301",46.174999999999997,0.3152744856357258,42.554000000000002,0.10649266956661833,49.363999999999997,0.12398673813662056,49.720999999999997,0.19387782204515272,48.976999999999997,0.17723348233421102]
[null,"h1302",49.215000000000003,0.30814449606523181,41.255000000000003,0.10312550346383116,53.765000000000001,0.13451735872756218,52.878999999999998,0.20111553784860559,51.845999999999997,0.16954258771661257]
[null,"h1303",55.59,0.29737366075661326,39.866,0.10151441920412438,62.853000000000002,0.15039362028422451,60.37,0.20844621513944223,60.179000000000002,0.1713305982487294]
[null,"h1304",60.970999999999997,0.29375177775670808,40.417999999999999,0.10212663122281296,68.542000000000002,0.16775965063461229,65.519000000000005,0.21654714475431608,65.459000000000003,0.16448472230726838]
[null,"h1305",63.597000000000001,0.30556556366739357,43.857999999999997,0.10549379732560013,70.491,0.21791520002336892,67.766999999999996,0.23415670650730411,66.558000000000007,0.16667687220623353]
[null,"h1306",64.352999999999994,0.3338958945671755,46.887,0.10691155147414209,70.682000000000002,0.27968218265733857,68.936000000000007,0.27284196547144757,66.754000000000005,0.20029391953952605]
[null,"h1307",65.519000000000005,0.36370531904807052,48.962000000000003,0.11780248106975995,71.180000000000007,0.34510055939357648,70.034999999999997,0.2995484727755644,67.442999999999998,0.25035821443879736]
[null,"h1308",66.506,0.39142884232483172,51.039000000000001,0.12949895279523119,72.061999999999998,0.4129288562373114,71.319999999999993,0.32669322709163345,68.436999999999998,0.28809013532545463]
[null,"h1309",65.486999999999995,0.40246515596852184,50.231000000000002,0.13386499113903658,71.287999999999997,0.43248572304906013,70.486000000000004,0.32590969455511287,66.799000000000007,0.29919784459004345]
[null,"h1310",64.358000000000004,0.40356499478524699,48.396000000000001,0.13359110681488642,70.405000000000001,0.41992492733725739,70.075999999999993,0.3063612217795485,66.481999999999999,0.29638111566958547]
[null,"h1311",62.738999999999997,0.39140987958661233,47.232999999999997,0.12361849524730144,69.063999999999993,0.37191639768063445,68.641000000000005,0.26969455511288182,65.055999999999997,0.26860571918437326]
[null,"h1312",61.7,0.36893903479662465,46.656999999999996,0.10681488641855968,67.787000000000006,0.30362072239180921,66.941999999999993,0.21940239043824702,64.122,0.21786785867368808]
[null,"h1313",60.515999999999998,0.34220157390727218,46.929000000000002,8.5951345255356859E-2,66.147000000000006,0.20250631691179694,65.171000000000006,0.17249667994687914,63.363999999999997,0.14606576449696895]
[null,"h1314",61.947000000000003,0.31779652981890583,49.759,7.349766392782342E-2,67.569999999999993,0.13859231454569354,65.692999999999998,0.14277556440903055,64.254000000000005,8.560406588696344E-2]
[null,"h1315",64.566999999999993,0.31316962169337254,54.548999999999999,6.7149991944578699E-2,72.94,0.15315407422553931,69.224999999999994,0.13936254980079682,67.713999999999999,7.4226930377809072E-2]
[null,"h1316",63.107999999999997,0.30596378117000095,53.975000000000001,6.2832286128564521E-2,72.686999999999998,0.17136722800765333,68.234999999999999,0.14414342629482071,67.195999999999998,8.0068581225889418E-2]
[null,"h1317",58.536000000000001,0.2999525931544515,51.533999999999999,5.7805703238279361E-2,68.557000000000002,0.17145486146610775,64.015000000000001,0.14335989375830013,63.655000000000001,8.0142061110770921E-2]
[null,"h1318",55.396999999999998,0.29365696406561109,50.021999999999998,5.5534074432092802E-2,64.823999999999998,0.16523288591584268,60.951000000000001,0.1458432934926959,59.853999999999999,7.9162329312350746E-2]
[null,"h1319",53.747,0.28535128472551435,50.738,5.3391332366682774E-2,61.097000000000001,0.1544101537967196,58.732999999999997,0.14120849933598936,56.706000000000003,8.0619680362500765E-2]
[null,"h1320",49.314,0.26983976486204608,47.95,4.9379732560012886E-2,56.232999999999997,0.14588049717382096,54.075000000000003,0.13556440903054448,52.671999999999997,7.8047884391647782E-2]
[null,"h1321",44.052999999999997,0.25399142932989494,44.612000000000002,4.7610610916939133E-2,52.774999999999999,0.13209337635224899,50.698999999999998,0.12704629641923021,50.136000000000003,7.167431894704622E-2]
[null,"h1322",42.112000000000002,0.24820812317494026,42.777000000000001,4.9382318359721039E-2,50.677999999999997,0.12254551294217265,48.768999999999998,0.12227990281336715,48.411999999999999,6.7438016528925615E-2]
[null,"h1323",41.203000000000003,0.23969433804846599,42.110999999999997,5.6002061623206145E-2,50.128,0.11347942245645795,47.976999999999997,0.11857565820045407,47.521999999999998,6.5074992347719615E-2]
[null,"h1324",41.206000000000003,0.2402821494937237,42.606000000000002,6.0721245993525214E-2,50.734999999999999,0.11215089711958189,48.079000000000001,0.11014485056891356,48.103000000000002,6.3042546678910322E-2]
[null,"h1325",41.539000000000001,0.23719139899123973,44.548999999999999,6.2412421279817033E-2,52.646000000000001,0.11194650860621633,49.201999999999998,0.10507308912757737,49.338000000000001,6.205081114172023E-2]
[null,"h1326",41.201999999999998,0.23447988167924458,48.057000000000002,6.524715318826807E-2,56.228000000000002,0.11216549629910799,52.326999999999998,0.10118296844089805,52.154000000000003,6.2271196816651365E-2]
[null,"h1327",41.002000000000002,0.22894307709810763,56.1,7.0803871986084038E-2,64.617000000000004,0.11556710512869177,59.613999999999997,9.7186632854923724E-2,59.843000000000004,6.1254973982246712E-2]
[null,"h1328",43.874000000000002,0.23184421100534719,62.180999999999997,7.434728687164785E-2,69.867999999999995,0.12666248156853585,64.647000000000006,9.2938036883123784E-2,64.567999999999998,6.6801346801346806E-2]
[null,"h1329",47.64,0.24961128597974894,64.120999999999995,7.9501344887013381E-2,71.373999999999995,0.17854796560433303,66.47,0.10799399885818983,66.031000000000006,8.768901132537496E-2]
[null,"h1330",50.993000000000002,0.29144070689066709,64.515000000000001,8.8730330020777293E-2,71.334000000000003,0.23076923076923078,66.034000000000006,0.14474435401425936,66.165000000000006,0.12530149984695441]
[null,"h1331",52.917000000000002,0.33256854639918088,66.713999999999999,0.10358045967754924,71.858999999999995,0.27516533570813323,67.016000000000005,0.18073792801285199,66.415000000000006,0.16776247321701868]
[null,"h1332",53.959000000000003,0.37877811066024497,68.105999999999995,0.12245719715882553,72.566999999999993,0.30614479466253997,68.450999999999993,0.20312271803927295,67.427999999999997,0.2043954698500153]
[null,"h1333",52.921999999999997,0.42402063028556258,67.953999999999994,0.13729122038429944,72.037999999999997,0.3066265675869016,68.042000000000002,0.21705014670932965,67.713999999999999,0.21977349250076522]
[null,"h1334",51.146999999999998,0.42189692441882515,67.611000000000004,0.14192987259812842,71.242000000000004,0.29102004467348935,67.141000000000005,0.20607018149470918,67.296999999999997,0.21468013468013469]
[null,"h1335",49.552,0.39662103227274453,66.798000000000002,0.13667917599497478,70.117000000000004,0.26049316028439201,66.040999999999997,0.1779896174935939,66.435000000000002,0.19995102540557086]
[null,"h1336",48.548000000000002,0.3541658765975198,65.881,0.12624220851385959,69.346000000000004,0.20032994145729011,64.965000000000003,0.12966183831436956,65.483000000000004,0.1743250688705234]
[null,"h1337",48.128999999999998,0.30480867685539836,64.438999999999993,0.11113437595631936,68.376000000000005,0.13150940917120457,63.631999999999998,7.2491668768836545E-2,64.162000000000006,0.12863177226813591]
[null,"h1338",49.197000000000003,0.25820091774432097,65.085999999999999,9.4625283875851632E-2,69.793000000000006,9.857366016029899E-2,64.593999999999994,2.8452316148647752E-2,65.278000000000006,9.2035506580961129E-2]
[null,"h1339",53.802,0.24322120672001213,67.662999999999997,8.9471225860486087E-2,73.843000000000004,0.10511409258799656,68.576999999999998,2.1043826922821599E-2,68.456000000000003,8.6183042546678912E-2]
[null,"h1340",52.984999999999999,0.23063066479578292,66.897000000000006,8.4011145650458224E-2,73.06,0.10947924726630363,67.754999999999995,2.2703434724305954E-2,67.483999999999995,9.01867156412611E-2]
[null,"h1341",49.128,0.23637604763168873,62.960999999999999,7.7987340344999753E-2,68.7,0.11235528563294743,63.792000000000002,2.4615302911615927E-2,64.061000000000007,0.10029996939087849]
[null,"h1342",47.374000000000002,0.21819181614774924,60.206000000000003,6.9144909562388265E-2,64.67,0.1010555206797378,60.790999999999997,2.4641856636439675E-2,60.548999999999999,0.10634833180287726]
[null,"h1343",47.45,0.19775114718040124,58.161000000000001,5.9223347882809606E-2,60.872999999999998,9.2879980145115851E-2,58.213999999999999,2.6460786786866527E-2,57.530999999999999,0.10678910315273951]
[null,"h1344",44.326999999999998,0.17486442413440023,53.893999999999998,5.1379515840675183E-2,56.281999999999996,8.546359694585165E-2,53.795999999999999,2.4416149975437805E-2,53.377000000000002,0.10880930517294153]
[null,"h1345",40.975999999999999,0.16359809628548133,50.802999999999997,4.7015634308532048E-2,52.551000000000002,8.4094557128264996E-2,50.177999999999997,2.3199331094801386E-2,50.884,0.1045313226761977]
[null,"h1346",38.558,0.15060960579457328,49.170999999999999,4.6967330574653424E-2,50.447000000000003,7.6900627462425208E-2,48.317999999999998,2.2774629381395409E-2,48.790999999999997,0.10107958579157385]
[null,"h1347",37.481000000000002,0.14321469879974971,47.817999999999998,4.328014555525142E-2,49.588999999999999,6.9765066394279873E-2,47.453000000000003,2.2310111882357625E-2,47.503999999999998,9.532669098386741E-2]
[null,"h1348",37.445999999999998,0.14209598210053281,47.871000000000002,4.0575136458048208E-2,50.140999999999998,6.4380563256967754E-2,47.686999999999998,2.3079883737905954E-2,47.838999999999999,9.2768488824695836E-2]
[null,"h1349",37.872999999999998,0.13517510760537743,48.780999999999999,3.8675189592155476E-2,51.95,5.5537720706260035E-2,48.783999999999999,2.816303237023372E-2,48.948999999999998,8.8190653381967729E-2]
[null,"h1350",37.216000000000001,0.12150401031494719,51.401000000000003,3.7048963884908304E-2,55.698999999999998,5.2312855683642204E-2,51.959000000000003,3.4878628213465698E-2,51.792999999999999,7.5228279762050473E-2]
[null,"h1351",35.994999999999997,0.1158345816189158,58.103999999999999,3.5197320752894196E-2,64.108000000000004,5.1247628775718666E-2,60.026000000000003,4.5443083334439326E-2,59.371000000000002,7.0980929765722539E-2]
[null,"h1352",37.268000000000001,0.10876201672386659,63.463999999999999,3.7290482554301445E-2,69.784999999999997,5.1670801109003357E-2,64.997,6.1462301086970948E-2,64.289000000000001,7.0001713628240592E-2]
[null,"h1353",41.165999999999997,0.10642977682549916,65.95,4.4471637657590934E-2,71.724000000000004,7.7236246899168248E-2,66.563999999999993,0.10790077906220553,66.358000000000004,9.6917917207275578E-2]
[null,"h1354",45.094999999999999,0.12315364341379245,66.206999999999994,5.5517091471170718E-2,71.745999999999995,0.11651831314752663,66.823999999999998,0.17116806243115187,66.674000000000007,0.13584175867218293]
[null,"h1355",47.984999999999999,0.14767060429663056,67.256,6.580578678731866E-2,72.406999999999996,0.15199182839632278,67.441999999999993,0.22572896067527573,66.662999999999997,0.17573257607285367]
[null,"h1356",50.972999999999999,0.16674567208327803,67.864000000000004,7.2069170946914202E-2,73.14,0.18211002480665403,68.069000000000003,0.28242663941497337,66.87,0.18875615070136356]
[null,"h1357",50.375,0.16869868598191093,67.716999999999999,7.725377171655369E-2,72.423000000000002,0.19411936378228514,68.790999999999997,0.33055065231528791,66.063999999999993,0.1797228818330926]
[null,"h1358",48.292999999999999,0.17529721837729195,67.165999999999997,7.9185921071698848E-2,72.03,0.18031519042754998,69.001000000000005,0.34220340557686435,64.361000000000004,0.16062816715219466]
[null,"h1359",46.359000000000002,0.16596825878382221,66.471000000000004,7.4452155151593216E-2,70.572000000000003,0.14787684225886474,68.081999999999994,0.31490304856198653,62.902000000000001,0.1362334451271757]
[null,"h1360",45.454999999999998,0.13911905800261665,65.403999999999996,6.2666044085207789E-2,69.528999999999996,0.10243688895374288,66.745000000000005,0.26036869417495057,62.127000000000002,0.10029621288158828]
[null,"h1361",45.179000000000002,9.8693566430914509E-2,64.013999999999996,5.2296842545928798E-2,68.207999999999998,5.2181526338829706E-2,65.287999999999997,0.18527612247335659,61.408000000000001,5.6537491737863842E-2]
[null,"h1362",47.375,5.4248279262026203E-2,64.900000000000006,4.8352037612507448E-2,69.418000000000006,1.8502845469137604E-2,65.400000000000006,0.13699284643051482,62.575000000000003,2.1151068569610028E-2]
[null,"h1363",53.207000000000001,4.755494036671154E-2,67.501000000000005,4.4310625211328836E-2,73.521000000000001,1.4679702320151759E-2,68.483999999999995,0.15549391482076261,65.778000000000006,1.6683394942348651E-2]
[null,"h1364",54.456000000000003,4.4293596768994484E-2,66.975999999999999,4.4246220232823999E-2,73.128,1.8444476871443162E-2,68.555000000000007,0.18450635061780826,64.561999999999998,2.0673700702587578E-2]
[null,"h1365",52.084000000000003,4.1601092170879234E-2,63.192999999999998,4.0913262595198611E-2,68.807000000000002,2.1786079089449874E-2,65.197000000000003,0.19229697267309911,60.622999999999998,2.4970011505789615E-2]
[null,"h1366",50.692,3.9591194372286163E-2,60.012,3.8884505772296199E-2,65.117999999999995,2.5798920180942653E-2,62.384999999999998,0.18152016669542251,57.075000000000003,2.8262625768072657E-2]
[null,"h1367",51.622,3.1532641877927148E-2,58.232999999999997,3.8691290836781682E-2,61.728000000000002,2.7739676054282795E-2,59.72,0.16731920315341023,54.738,3.0514822884281131E-2]
[null,"h1368",48.652000000000001,2.4251502683023948E-2,54.179000000000002,3.0189833674143011E-2,56.843000000000004,3.0453815847074274E-2,55.863999999999997,0.15319787118266157,50.860999999999997,3.1861245073318806E-2]
[null,"h1369",45.938000000000002,1.9338692552707416E-2,50.835000000000001,2.4683014739010106E-2,52.976999999999997,2.903686851009217E-2,52.884,0.13943060309374089,47.863,3.3636074322504837E-2]
[null,"h1370",44.536999999999999,1.7765053844987107E-2,48.84,2.1674068352963892E-2,51.000999999999998,2.7855559444638897E-2,50.954999999999998,0.12632333041470986,45.610999999999997,3.5790349824965116E-2]
[null,"h1371",44.197000000000003,2.0116032155316245E-2,47.832000000000001,1.6669884791143723E-2,50.268999999999998,2.7024267880060671E-2,49.402000000000001,0.11610814826607233,44.652000000000001,3.7197973022595414E-2]
[null,"h1372",44.536999999999999,2.140527832549674E-2,47.850999999999999,1.4529832013902297E-2,50.984000000000002,2.6338816940847044E-2,49.414999999999999,0.10370399851415532,44.698,3.8324071580699649E-2]
[null,"h1373",46.018000000000001,2.2448050963142726E-2,49.055,1.3451760314088949E-2,52.499000000000002,2.7695134756737835E-2,50.86,9.7667754517233141E-2,44.494999999999997,4.2228695928908912E-2]
[null,"h1374",49.682000000000002,2.6581222508721372E-2,51.933,1.2808135418677995E-2,55.957000000000001,3.3105821957764556E-2,53.664999999999999,9.241423226936242E-2,44.064,4.6598447942422093E-2]
[null,"h1375",57.954999999999998,3.2325951767025636E-2,58.710999999999999,1.2035785544184848E-2,64.075000000000003,4.0149924162874807E-2,60.438000000000002,9.3608214598423944E-2,44.432000000000002,5.2461504565595243E-2]
[null,"h1376",63.417999999999999,4.5351129986349159E-2,64.179000000000002,1.2550685460513612E-2,69.548000000000002,5.1394236378485593E-2,65.322000000000003,0.10146196502958423,46.911000000000001,6.6366373717838864E-2]
[null,"h1377",65.846999999999994,7.4302290307902322E-2,66.608000000000004,1.8552487610220762E-2,71.56,7.4874577062186448E-2,67.084999999999994,0.13393828438005784,50.213999999999999,0.10795857915738451]
[null,"h1378",66.753,0.11567192476869408,67.444999999999993,2.9590654566518632E-2,71.789000000000001,0.10711993933029985,67.766999999999996,0.15544323277348829,52.991,0.15832700922911211]
[null,"h1379",68.108000000000004,0.16003716062490519,68.227000000000004,4.5021561433996264E-2,72.406999999999996,0.15052210943880528,68.381,0.17450715062750405,54.326000000000001,0.20048226394770985]
[null,"h1380",69.304000000000002,0.19869558622781738,69.093999999999994,5.8489412370470492E-2,73.012,0.19934955081087388,68.753,0.19170049616599008,54.545999999999999,0.23775367818061641]
[null,"h1381",68.498000000000005,0.20426967996359777,68.840999999999994,6.7484070283838585E-2,72.111000000000004,0.23109905495274763,68.191999999999993,0.1987715248480989,53.101999999999997,0.2623075228279762]
[null,"h1382",67.588999999999999,0.19238207189443349,68.275999999999996,6.7741520242002959E-2,71.096999999999994,0.23114280714035701,67.528999999999996,0.19564063785189312,51.542000000000002,0.26071629660456802]
[null,"h1383",66.456999999999994,0.17241771575913847,67.158000000000001,5.8215871789920833E-2,70.004999999999995,0.21550869210127174,65.819999999999993,0.17754517233144951,50.34,0.23506083380254106]
[null,"h1384",65.759,0.15419763385408766,66.183999999999997,4.0998905837677804E-2,68.885000000000005,0.1725440438688601,65.278000000000006,0.14356974183448751,49.883000000000003,0.18678547822468114]
[null,"h1385",64.233000000000004,0.11849689064158957,64.721999999999994,2.2752140052777241E-2,68.072999999999993,0.12628339750320849,63.926000000000002,9.6659502772692293E-2,50.021999999999998,0.12483781732722955]
[null,"h1386",65.084000000000003,9.1612316092825719E-2,65.251000000000005,9.1877453819913749E-3,69.364999999999995,8.970656866176642E-2,64.162999999999997,6.0906365252460931E-2,52.304000000000002,7.5828049646258167E-2]
[null,"h1387",68.319000000000003,0.10152813590171395,67.888999999999996,6.8224238913561176E-3,73.055000000000007,8.8335666783339165E-2,66.367000000000004,5.2283159542572101E-2,56.445,8.2254155548483435E-2]
[null,"h1388",67.5,0.1090550583952677,67.174000000000007,6.5327926884211881E-3,72.561000000000007,9.4985999299964999E-2,65.585999999999999,5.8173472365942315E-2,55.701000000000001,9.5498053807926753E-2]
[null,"h1389",63.55,0.11453435461853481,63.401000000000003,6.8867863808972129E-3,68.322000000000003,9.7450705868626766E-2,62.127000000000002,6.4448512828676807E-2,52.067999999999998,9.5657176430267568E-2]
[null,"h1390",60.003,0.1179849840740179,60.375,6.7741520242002957E-3,64.991,8.3887527709718815E-2,59.334000000000003,6.537716575128022E-2,49.985999999999997,8.9341232343509019E-2]
[null,"h1391",57.365000000000002,0.11898983770665858,58.363999999999997,7.1120550942910471E-3,61.703000000000003,7.2453622681134061E-2,57.764000000000003,6.5509830454509269E-2,49.308999999999997,8.0063159440867587E-2]
[null,"h1392",52.484999999999999,0.11732140148642499,53.948999999999998,9.4130140953852092E-3,56.859000000000002,6.4053202660133007E-2,54.652000000000001,6.2166679933136987E-2,46.012999999999998,7.3355528899116257E-2]
[null,"h1393",48.896999999999998,0.11825022270237485,50.478000000000002,1.1760547540246136E-2,53.332000000000001,5.9385745090040215E-2,51.972000000000001,5.8776712165227424E-2,43.185000000000002,6.9063815209944215E-2]
[null,"h1394",46.857999999999997,0.12082788423267186,48.552,1.4604286494649914E-2,51.286000000000001,5.5466519027915377E-2,50.308,5.810020295276374E-2,41.363999999999997,6.9895761965351869E-2]
[null,"h1395",45.866999999999997,0.12340554576296886,47.417999999999999,1.4186562128466309E-2,50.56,5.1605571420245938E-2,49.335999999999999,6.0116465703635907E-2,40.393999999999998,7.1119213076245469E-2]
[null,"h1396",46.014000000000003,0.12403100775193798,47.435000000000002,1.5134475113267569E-2,50.823,4.6841307768517977E-2,48.774000000000001,5.6853303619987534E-2,40.479999999999997,7.2146912009396102E-2]
[null,"h1397",47.42,0.12499763082579936,48.23,1.57128626972141E-2,52.509,4.3359170114808554E-2,48.396000000000001,5.8617533527000679E-2,40.444000000000003,7.6624743075266719E-2]
[null,"h1398",50.417999999999999,0.12647599552699912,50.728000000000002,1.6130587063397706E-2,55.542999999999999,3.8259805349962116E-2,48.372999999999998,6.1641927653308927E-2,40.209000000000003,8.0515317607908393E-2]
[null,"h1399",57.613999999999997,0.13527037015977711,57.616,1.8331673146749782E-2,62.978999999999999,3.7982982691299023E-2,49.042000000000002,6.4308169843606988E-2,39.329000000000001,8.4051091318390919E-2]
[null,"h1400",63.067,0.14988343662932849,63.073,2.4324411169306899E-2,68.397999999999996,4.2484993297977738E-2,51.061999999999998,6.90304694443339E-2,40.819000000000003,9.3606244494469998E-2]
[null,"h1401",65.376000000000005,0.17482610261367298,65.381,3.5602969056264262E-2,70.701999999999998,6.3100996561571185E-2,53.899000000000001,9.3915396553782476E-2,44.393000000000001,0.12190466868943917]
[null,"h1402",65.599000000000004,0.19544739485604898,65.811999999999998,5.1235500144596893E-2,70.924999999999997,9.910251180138703E-2,56.17,0.1425577354185735,47.283000000000001,0.15291915435059214]
[null,"h1403",66.251000000000005,0.21851367487348611,66.676000000000002,6.8185469618585515E-2,72.048000000000002,0.13609476076694446,57.505000000000003,0.20197116213670793,49.575000000000003,0.18509591856709406]
[null,"h1404",66.944000000000003,0.24713329921722485,66.837999999999994,8.5119372770797855E-2,72.486999999999995,0.15949356023078268,58.628,0.25708676562272009,51.539000000000001,0.21093520602916707]
[null,"h1405",66.376999999999995,0.27148840999981044,65.908000000000001,9.5128691237428106E-2,71.44,0.16894923946616935,58.646000000000001,0.27829731916643452,51.079000000000001,0.21871635509445042]
[null,"h1406",65.501999999999995,0.27840639866568107,65.364000000000004,9.0597988496513612E-2,69.703999999999994,0.16526312722186606,56.756999999999998,0.27280565614761165,49.384,0.20825584809631006]
[null,"h1407",64.45,0.27347851632834858,64.852999999999994,8.0588670029883361E-2,68.433000000000007,0.14769217320356665,55.262999999999998,0.25129001021396263,47.944000000000003,0.19476118234315357]
[null,"h1408",62.969000000000001,0.26314891681355546,64.117000000000004,6.7703479965296742E-2,66.995000000000005,0.10991316510286148,54.433,0.21897674665393238,47.83,0.17292258001370264]
[null,"h1409",61.642000000000003,0.24425238338924585,63.082000000000001,5.5669804954853637E-2,66.111999999999995,6.2955300425432723E-2,54.097999999999999,0.16762837093928662,47.856000000000002,0.13707546246451993]
[null,"h1410",63.042999999999999,0.2282936259737306,63.411000000000001,4.8134700041772435E-2,66.956000000000003,2.5249140392796784E-2,55.11,0.11539124782787483,50.011000000000003,0.11321816580209455]
[null,"h1411",65.668999999999997,0.22660677394287448,65.909000000000006,5.4207769673211018E-2,70.77,1.9931231423742642E-2,59.024000000000001,0.12328385530661785,54.267000000000003,0.12511011059998042]
[null,"h1412",64.866,0.22636037982600785,65.290000000000006,6.3092445615500786E-2,70.108000000000004,2.685179789031995E-2,58.887,0.15947046573016568,54.511000000000003,0.13380884799843398]
[null,"h1413",61.128,0.22033320065957809,61.47,6.7028694450692455E-2,65.808000000000007,3.1557783087592516E-2,56.188000000000002,0.19529892421770331,51.331000000000003,0.13358862679847314]
[null,"h1414",57.847000000000001,0.20492409165861147,58.343000000000004,7.0177693518845799E-2,62.344999999999999,3.18637449734833E-2,54.790999999999997,0.22011752689455741,49.896999999999998,0.13201037486542039]
[null,"h1415",55.569000000000003,0.19279391975133148,56.287999999999997,7.5849105105877057E-2,60.023000000000003,3.0858441634127862E-2,54.399000000000001,0.22855399472057517,49.649000000000001,0.12973475579915827]
[null,"h1416",50.648000000000003,0.17630446731487273,51.86,7.6668487516467973E-2,55.747999999999998,2.9867707908386269E-2,52.158999999999999,0.24463103718147691,46.805999999999997,0.12545267691103063]
[null,"h1417",48.097999999999999,4.078541268248348E-2,47.771999999999998,8.0422838415319858E-2,52.014000000000003,2.5757200506985621E-2,49.057000000000002,0.24919093851132687,50.234000000000002,7.0794403952453164E-2]
[null,"h1418",45.988,4.5045727377728967E-2,45.841000000000001,8.2832631815698998E-2,49.723999999999997,2.1678005856558033E-2,46.957000000000001,0.25992095071356569,48.404000000000003,5.6253974465587241E-2]
[null,"h1419",45.015000000000001,4.839717493798875E-2,44.923999999999999,8.1627735115509428E-2,48.552999999999997,1.9259626170947394E-2,45.764000000000003,0.26517321873839461,47.311,4.5504573692706551E-2]
[null,"h1420",45.698,5.1919035086058357E-2,45.225000000000001,7.7531086334864885E-2,48.25,1.8239827508340495E-2,45.527999999999999,0.27750809061488674,47.542000000000002,4.5455657193171253E-2]
[null,"h1421",46.997,5.0158105012023557E-2,46.366999999999997,7.3691482183594129E-2,48.710999999999999,1.6928657799274487E-2,45.716999999999999,0.28498859355934003,48.591999999999999,5.5214498850462264E-2]
[null,"h1422",50,4.9514324124742014E-2,48.957999999999998,7.3338045818205189E-2,48.72,1.9638408531344239E-2,45.286000000000001,0.29506870391002177,51.658999999999999,6.3016680526341531E-2]
[null,"h1423",57.100999999999999,4.7942741370495902E-2,56.106000000000002,7.1892169777977702E-2,49.463999999999999,2.1590594542620301E-2,44.984000000000002,0.3075494721205369,59.546999999999997,6.2344078657731256E-2]
[null,"h1424",62.323999999999998,5.1559275178459846E-2,61.648000000000003,7.2807891270121772E-2,52.042000000000002,3.4498331900759023E-2,46.122999999999998,0.31196615205050665,64.338999999999999,6.5486963752873842E-2]
[null,"h1425",64.421000000000006,6.2181659818605267E-2,63.875,7.8719917745718598E-2,55.927,7.4416165265657558E-2,48.911999999999999,0.31351795851238795,65.787999999999997,7.8425377879958916E-2]
[null,"h1426",64.988,8.8046503701740109E-2,64.522999999999996,9.3853420300099605E-2,59.08,0.12265264200696377,52.728000000000002,0.32086582842591121,66.671999999999997,0.10641784473903047]
[null,"h1427",65.840999999999994,0.12089826368507754,65.421999999999997,0.11078623526009704,60.593000000000004,0.16354656837750034,55.066000000000003,0.33676852883442093,68.331000000000003,0.13617130558137261]
[null,"h1428",66.867000000000004,0.15210270198625339,65.945999999999998,0.12370272788612922,61.31,0.19147448318060634,57.235999999999997,0.35820202663271261,70.245999999999995,0.16533776842929121]
[null,"h1429",66.537999999999997,0.17329066707060761,65.093999999999994,0.13308485685827201,60.113,0.19377631444763335,57.142000000000003,0.3651785240596318,70.921000000000006,0.19038301619136136]
[null,"h1430",66.048000000000002,0.18525741768125273,63.938000000000002,0.13780805192301512,58.378,0.17540536996838624,55.386000000000003,0.36194227810493923,71.075999999999993,0.19882111236119943]
[null,"h1431",64.688999999999993,0.17734269971408556,62.241999999999997,0.12919705683899366,56.484000000000002,0.13947931993997756,53.959000000000003,0.34412966205103718,69.527000000000001,0.19624076701071272]
[null,"h1432",63.720999999999997,0.14935716584931741,61.033000000000001,0.11451338238601677,55.658999999999999,9.2947363820457166E-2,52.796999999999997,0.31319963923815586,68.010999999999996,0.18759477571784963]
[null,"h1433",61.945999999999998,0.10597769488572889,59.985999999999997,8.5001445876040221E-2,55.472000000000001,5.2505062571932229E-2,52.015000000000001,0.26944400233434135,66.025000000000006,0.17499877708751163]
[null,"h1434",62.695,6.2806505973907939E-2,60.554000000000002,5.8895350705266199E-2,57.414000000000001,3.4265235063591734E-2,53.335000000000001,0.22216032680778822,65.792000000000002,0.16959350388886171]
[null,"h1435",66.631,4.6655179595932822E-2,63.119,5.8959611862609645E-2,61.802999999999997,4.1374688597194099E-2,56.893000000000001,0.19271579394132315,69.072000000000003,0.18892775033018638]
[null,"h1436",66.691000000000003,4.6200746028439967E-2,62.146999999999998,6.3329370561963819E-2,61.027999999999999,4.8892061595839219E-2,56.051000000000002,0.17359011088121384,68.444999999999993,0.21402191459179182]
[null,"h1437",62.584000000000003,4.5102531573665575E-2,58.085000000000001,6.1112360633615012E-2,56.981999999999999,4.994099736309203E-2,54.511000000000003,0.16703803915327073,64.953999999999994,0.23670694125128405]
[null,"h1438",59.014000000000003,4.3871773995039103E-2,55.35,5.2613822574944576E-2,54.392000000000003,4.3399717370084932E-2,53.323,0.17779457796169559,61.524000000000001,0.24734627990021035]
[null,"h1439",56.366999999999997,4.5026792645750102E-2,53.838000000000001,4.5031006008418209E-2,53.39,4.1768039509913903E-2,53.436999999999998,0.17697225316992943,58.676000000000002,0.24598884703810595]
[null,"h1440",51.499000000000002,4.4723836934088199E-2,50.369,3.6130835716351249E-2,50.28,4.0806515056598824E-2,50.331000000000003,0.1703140750172423,54.113999999999997,0.24382429193366922]
[null,"h1441",47.89,4.4276253547776728E-2,47.43,2.7809015840375286E-2,47.094000000000001,4.0236582949711552E-2,48.067,0.18825183357869468,51.2,0.23714264752635053]
[null,"h1442",45.606000000000002,4.3746452223273419E-2,45.185000000000002,2.4001542267776243E-2,44.771000000000001,3.6958801934619194E-2,47.247999999999998,0.20518839772410774,49.182000000000002,0.23483162554107262]
[null,"h1443",44.679000000000002,4.7265846736045412E-2,43.793999999999997,2.3294669536998363E-2,43.502000000000002,3.2413612260357785E-2,46.646999999999998,0.23166089735938142,48.015999999999998,0.23513731627986598]
[null,"h1444",45.43,4.9574266792809837E-2,43.326999999999998,2.1977315811457763E-2,43.305999999999997,3.3273119282093117E-2,47.058999999999997,0.25239061526014933,48.216999999999999,0.23321757844024357]
[null,"h1445",46.832000000000001,4.8609271523178808E-2,43.079000000000001,2.2844841435594256E-2,43.673000000000002,3.3535341763300509E-2,49.682000000000002,0.28041485961352275,49.203000000000003,0.24145900075811302]
[null,"h1446",49.485999999999997,4.3632923368022707E-2,42.655000000000001,2.4708414998554123E-2,43.39,3.2224229357263566E-2,54.006999999999998,0.29416835767052613,52.307000000000002,0.23830427233376539]
[null,"h1447",56.814999999999998,3.7313150425733209E-2,42.418999999999997,2.4017607557112103E-2,42.734999999999999,3.2719538488433078E-2,61.774999999999999,0.30606506717595722,59.780999999999999,0.24353769778190801]
[null,"h1448",62.487000000000002,3.5042573320719014E-2,44.716000000000001,3.2194839829065319E-2,44.228999999999999,4.1941029077559581E-2,66.406999999999996,0.309500125996366,65.215000000000003,0.23812085789048934]
[null,"h1449",65.033000000000001,4.9366130558183535E-2,48.389000000000003,6.7136844134562862E-2,48.101999999999997,5.9815861546529923E-2,68.397000000000006,0.33814772079205296,67.542000000000002,0.23725269619231615]
[null,"h1450",65.701999999999998,7.2298959318826864E-2,51.658999999999999,0.11907592455740128,51.658000000000001,8.2192179942893767E-2,69.043999999999997,0.39247204870091118,68.459000000000003,0.26153676848206209]
[null,"h1451",66.748999999999995,9.5780510879848624E-2,53.484999999999999,0.18258201330205956,54.033000000000001,0.1200104888992483,69.875,0.42411703072985052,69.751999999999995,0.27960920495952657]
[null,"h1452",67.495000000000005,0.11678334910122989,53.92,0.23755743340937571,56.125999999999998,0.15440533768428413,71.296999999999997,0.45043037706070371,70.400999999999996,0.27712699616052433]
[null,"h1453",66.691999999999993,0.1259981078524125,52.984000000000002,0.27767246088102049,54.97,0.17341646757181983,70.808999999999997,0.46759240838737914,69.203000000000003,0.28138221124452811]
[null,"h1454",65.463999999999999,0.12420056764427626,50.85,0.29545673617581852,52.539000000000001,0.19627352718373056,70.433000000000007,0.45614663324447274,68.981999999999999,0.27872881563180163]
[null,"h1455",63.710999999999999,0.11403973509933775,49.265999999999998,0.28138354271760435,50.29,0.17297943010314085,69.075999999999993,0.42377219857027282,68.215000000000003,0.25004279670343105]
[null,"h1456",62.308999999999997,8.6452223273415327E-2,48.405999999999999,0.23913183176429006,49.402999999999999,0.13469494784686206,68.912999999999997,0.38013766760832374,68.239999999999995,0.21041304932625762]
[null,"h1457",61.308,4.7530747398297067E-2,48.024000000000001,0.17711981492786685,49.484000000000002,8.9330458597983803E-2,67.448999999999998,0.3126566665340389,66.266000000000005,0.15589004915507079]
[null,"h1458",62.185000000000002,1.9091769157994324E-2,49.378,0.12031295183626257,51.847999999999999,4.7695355748499507E-2,66.444000000000003,0.25339858618814576,66.403000000000006,0.11064781981365092]
[null,"h1459",65.728999999999999,2.0662251655629141E-2,53.075000000000003,0.11136458567618802,57.655000000000001,4.5335353417633006E-2,68.173000000000002,0.22717807928487116,68.688999999999993,0.10960847130175344]
[null,"h1460",65.222999999999999,3.1920529801324503E-2,53.009,0.12810461716415514,58.384999999999998,5.6421537206456499E-2,68.08,0.23185983898990703,67.959000000000003,0.11689613851458756]
[null,"h1461",61.054000000000002,4.0605487228003785E-2,49.140999999999998,0.13599267422806285,55.87,6.5963521939280928E-2,64.454999999999998,0.25093170996962827,63.856000000000002,0.12353574136117972]
[null,"h1462",57.628,4.8628192999053924E-2,46.534999999999997,0.14860392635671368,54.51,7.2329701066371418E-2,62.35,0.27302749373333862,60.148000000000003,0.12728962363356239]
[null,"h1463",55.295999999999999,5.4683065279091767E-2,46.152999999999999,0.15249172637599204,54.738,8.2978847386515939E-2,60.439,0.28451305720235015,57.52,0.120429923455039]
[null,"h1464",51.213999999999999,6.0624408703878904E-2,43.58,0.15135109083314591,51.545999999999999,9.3540586212924659E-2,56.98,0.29278902903221526,53.17,0.10843461886478688]
[null,"h1465",47.878999999999998,7.4062163031346356E-2,40.656999999999996,0.15329499084278508,48.619,0.11325894417900012,54.695,0.30176117977826111,49.308,9.988631223793748E-2]
[null,"h1466",45.747999999999998,8.5980212254781405E-2,38.534999999999997,0.14524628088551875,47.01,0.1243590490618809,53.177,0.30831255636305765,47.462000000000003,9.83338019388042E-2]
[null,"h1467",44.249000000000002,8.5034335332286562E-2,37.362000000000002,0.1399608006940205,46.265999999999998,0.12559724973779279,51.750999999999998,0.29902922921860908,46.819000000000003,9.9372883635074502E-2]
[null,"h1468",43.79,8.7115264561775221E-2,36.817,0.13918966680589917,46.777000000000001,0.12910791283067241,52.223999999999997,0.29754389687549732,47.179000000000002,0.1028935369118492]
[null,"h1469",44.048999999999999,8.859083256086718E-2,36.850999999999999,0.1320245477621052,48.347999999999999,0.13228353338771706,52.875,0.28417590578749136,48.954999999999998,0.10664645550896666]
[null,"h1470",43.69,8.9479956868012328E-2,36.1,0.12304405102335893,52.228999999999999,0.14306316280153827,55.09,0.27287677046310538,51.960999999999999,9.8321577448259839E-2]
[null,"h1471",43.679000000000002,9.0293411021357906E-2,34.884999999999998,0.11549336503550429,59.32,0.15275026220720195,61.192999999999998,0.26449525224126041,59.637,9.1378066819065309E-2]
[null,"h1472",46.454999999999998,0.10219254270634305,36.039000000000001,0.11195900138161488,63.930999999999997,0.16318028201841278,65.382000000000005,0.2644554665534985,65.316999999999993,9.6622373262594277E-2]
[null,"h1473",50.491,0.12587730084561397,39.786000000000001,0.13731002795360345,67.003,0.19528609719146953,67.311999999999998,0.31190653015755132,67.188000000000002,0.10844345561898708]
[null,"h1474",53.838999999999999,0.15962618944023005,43.56,0.18316036371815056,68.239000000000004,0.23755972497377928,67.754999999999995,0.39082807278128479,67.569000000000003,0.12036233389973473]
[null,"h1475",55.613999999999997,0.20604982879627703,46.914000000000001,0.23153294990842785,69.248999999999995,0.28440741172357537,69.646000000000001,0.45040050925680336,68.332999999999998,0.12759923230199383]
[null,"h1476",56.857999999999997,0.25044929153818507,49.875,0.26980046910644861,70.430999999999997,0.33928155226663559,70.768000000000001,0.47758739589411703,69.087999999999994,0.13319804897130913]
[null,"h1477",56.332999999999998,0.26526172414445431,49.585000000000001,0.28915914275616106,69.772999999999996,0.35719904440041955,70.394000000000005,0.47425866001803618,68.581000000000003,0.13248902851973643]
[null,"h1478",54.594000000000001,0.25811089461039327,48.173999999999999,0.28612280307168331,68.951999999999998,0.32837081925183548,69.727000000000004,0.44215160999416475,68.078999999999994,0.11901763993985551]
[null,"h1479",52.204000000000001,0.23711242693100773,46.686,0.25434566076535037,67.103999999999999,0.2720545390980072,67.147999999999996,0.38142538857355046,67.194999999999993,9.9874087747393134E-2]
[null,"h1480",50.843000000000004,0.19358317095779498,45.027999999999999,0.20370786877871672,66.084000000000003,0.20353105698636523,66.311000000000007,0.31422736194366346,66.129000000000005,7.6451963864405947E-2]
[null,"h1481",49.497999999999998,0.1347874614555154,44.540999999999997,0.13411303537576713,65.049000000000007,0.13257487472322574,65.203000000000003,0.25002652379184126,64.347999999999999,4.9362492818111808E-2]
[null,"h1482",50.637999999999998,9.0179905790658516E-2,46.436,6.0534010217524019E-2,66.135999999999996,8.3207085421279567E-2,65.402000000000001,0.18957880218556045,64.87,2.7370634328814345E-2]
[null,"h1483",55.098999999999997,8.9101606099014394E-2,51.45,3.7383928284548402E-2,70.021000000000001,6.8159305442256152E-2,68.055999999999997,0.1852421622195109,67.849000000000004,2.0928327811938437E-2]
[null,"h1484",54.613999999999997,8.8382739637918317E-2,52.475000000000001,3.5568550589596119E-2,70.102000000000004,6.6338422095326879E-2,68.094999999999999,0.18947270701819532,67.710999999999999,2.4277838221092137E-2]
[null,"h1485",50.886000000000003,7.9188815951268421E-2,50.127000000000002,3.2805320823828039E-2,66.143000000000001,5.7700151497494467E-2,64.775000000000006,0.19699220200519865,63.904000000000003,2.8385267043995941E-2]
[null,"h1486",48.52,7.5670153799587594E-2,49.268000000000001,3.1487967098287439E-2,62.88,5.3053257196130986E-2,61.792999999999999,0.1975889873216275,60.209000000000003,3.2443797904722321E-2]
[null,"h1487",48.094000000000001,7.1111027033162438E-2,50.088999999999999,2.4595957973203096E-2,60.127000000000002,4.4677193800256379E-2,59.488999999999997,0.20524110126783726,57.317999999999998,3.8372675818735255E-2]
[null,"h1488",44.975999999999999,6.7459942112332347E-2,47.145000000000003,1.9872762908459983E-2,55.747,3.5718447733364411E-2,55.667999999999999,0.20803936130709247,53.078000000000003,4.332359448919966E-2]
[null,"h1489",41.514000000000003,6.3087603806064735E-2,44.723999999999997,2.0267882953778949E-2,52.44,2.9043346539268235E-2,52.923000000000002,0.19945366060654282,49.261000000000003,4.9817932989564752E-2]
[null,"h1490",38.598999999999997,5.9493407487278438E-2,43.238,1.5048340988661549E-2,50.430999999999997,2.4440689815893733E-2,51.429000000000002,0.19034358382729311,47.320999999999998,5.5536547813973949E-2]
[null,"h1491",37.417999999999999,5.5577625182074417E-2,42.826000000000001,1.9464876497607041E-2,49.502000000000002,2.1731531111628993E-2,50.405000000000001,0.18464149792470594,46.597999999999999,6.1866125760649086E-2]
[null,"h1492",37.511000000000003,4.994041200839907E-2,42.892000000000003,1.7634021777535092E-2,50.063000000000002,1.9838033092519226E-2,50.908000000000001,0.18464149792470594,46.911999999999999,6.7169285661917447E-2]
[null,"h1493",37.786000000000001,4.1957512816147402E-2,44.341000000000001,1.8469148491953875E-2,51.677999999999997,1.7726054532742952E-2,52.256999999999998,0.18989272122104203,48.341000000000001,6.9002175028715265E-2]
[null,"h1494",37.540999999999997,4.5116622212133251E-2,47.570999999999998,2.1151190055568047E-2,55.003,1.5337333954789093E-2,54.991999999999997,0.19385766002307356,51.423999999999999,7.3828783694616193E-2]
[null,"h1495",36.578000000000003,4.2733102548096022E-2,55.744999999999997,2.6097709825586998E-2,61.832000000000001,1.5949079468655324E-2,61.661999999999999,0.20055429579239104,58.762999999999998,8.3640851438207195E-2]
[null,"h1496",37.914999999999999,4.4303198834723723E-2,60.335999999999999,4.4775639996145568E-2,66.596000000000004,2.0449778606385458E-2,65.998999999999995,0.20958480858230233,63.600999999999999,0.10902025953713435]
[null,"h1497",42.008000000000003,5.3685942909028998E-2,61.811,0.1142035781967687,69.349999999999994,5.2770333255651364E-2,67.822000000000003,0.24371776000848683,65.966999999999999,0.1624917519978494]
[null,"h1498",45.756999999999998,7.2262262830335017E-2,62.499000000000002,0.20364243728519577,69.998000000000005,9.6626660452109062E-2,68.486000000000004,0.30012862844943045,65.733999999999995,0.21901806006989419]
[null,"h1499",48.305,9.7081134252690923E-2,64.632999999999996,0.28169466482510519,70.927999999999997,0.14228909345140991,70.382000000000005,0.35042633037620508,66.912999999999997,0.26617219384637941]
[null,"h1500",50.677999999999997,0.11983807199742731,66.516999999999996,0.33401856550926667,72.043999999999997,0.17359007224423212,70.686000000000007,0.37444139449151981,67.361000000000004,0.30428407341332875]
[null,"h1501",49.856999999999999,0.13434727503168567,66.334000000000003,0.35337102110300966,71.113,0.18125145653693778,71.176000000000002,0.38575274164246598,66.950999999999993,0.32425034824897969]
[null,"h1502",47.813000000000002,0.13680646198664473,65.33,0.34155076606815921,69.596000000000004,0.16384584013050571,71.102999999999994,0.37489225709777091,66.382999999999996,0.33032332168430312]
[null,"h1503",46.222000000000001,0.12939106747630669,63.247,0.30127196222657632,68.123000000000005,0.12763633185737591,69.441999999999993,0.34244341011258306,65.521000000000001,0.31534250592634228]
[null,"h1504",45.551000000000002,0.10831772695458071,61.704000000000001,0.23866957890341439,67.034999999999997,8.9081799114425542E-2,68.372,0.30999456312739521,64.646000000000001,0.27639971651311129]
[null,"h1505",45.286000000000001,8.2288178877475734E-2,59.99,0.15504448655767192,66.346999999999994,5.0483570263341881E-2,66.784000000000006,0.26331702271551893,63.53,0.24056061976099122]
[null,"h1506",47.476999999999997,7.0332746911828684E-2,60.411999999999999,7.9915202518228243E-2,67.603999999999999,2.1017828012118388E-2,66.509,0.21649361498985559,64.36,0.2157799555218847]
[null,"h1507",52.558,7.9526322758829426E-2,63.76,8.1537275559695505E-2,71.459999999999994,1.2671871358657655E-2,69.668000000000006,0.20680006895545744,66.971999999999994,0.21113663579266356]
[null,"h1508",52.734999999999999,9.320318559294781E-2,64.852000000000004,0.11640381588667972,71.784000000000006,1.1841645304124912E-2,70.42,0.22287199480181935,65.930999999999997,0.20655441237566902]
[null,"h1509",50.338999999999999,0.10727730170440573,60.232999999999997,0.13272090707609288,67.677999999999997,1.270100209741319E-2,66.992000000000004,0.22931667793823182,61.637999999999998,0.19019281996138712]
[null,"h1510",48.689,0.11650871119686737,56.51,0.13856679407702438,63.927,1.1506641808436262E-2,63.752000000000002,0.21980878121228997,57.545999999999999,0.17348908819863634]
[null,"h1511",48.807000000000002,0.12458619450277131,54.12,0.13300998940031478,60.851999999999997,1.0050104870659519E-2,61.212000000000003,0.2095450265876331,55.12,0.14757203255211515]
[null,"h1512",44.98,0.13143408433119574,49.484999999999999,0.1257347509073973,56.161000000000001,9.8461896993707766E-3,57.268000000000001,0.19532959382583442,50.802,0.13139372907451305]
[null,"h1513",41.667999999999999,0.13655180235525397,46.578000000000003,0.11845570758656132,52.773000000000003,8.5181356203678088E-3,53.83,0.1722043965951579,47.393999999999998,0.12021650945701579]
[null,"h1514",39.939,0.1388012022002533,44.706000000000003,0.10936596646752746,50.631999999999998,6.989239483378715E-3,51.807000000000002,0.15691707989711226,45.219000000000001,0.1043937246468892]
[null,"h1515",39.387999999999998,0.13980303574466477,44.347999999999999,0.10331149225926639,49.796999999999997,7.5716761069936078E-3,50.749000000000002,0.14813980005833841,43.863,9.6121890425687889E-2]
[null,"h1516",40.094000000000001,0.1441695177967223,44.869,0.10096678871972763,50.34,8.0813081526566397E-3,50.970999999999997,0.14330036328922596,44.244999999999997,8.802111333756904E-2]
[null,"h1517",42.052,0.14887624520348564,45.965000000000003,9.9682019656966658E-2,52.137,8.6346229450907867E-3,51.914999999999999,0.13974702341491874,44.359000000000002,7.9981428082693901E-2]
[null,"h1518",46.03,0.15501956410789558,49.009,9.7562150703411066E-2,55.716000000000001,9.5082778805131267E-3,54.521999999999998,0.13009466733844235,43.826999999999998,7.162406529495137E-2]
[null,"h1519",54.805,0.15520858930495435,55.841999999999999,9.6116785507804975E-2,63.366999999999997,9.5810824584649876E-3,60.759,0.11804248097372119,44.688000000000002,6.4012022872782362E-2]
[null,"h1520",61.203000000000003,0.16581290285995123,59.576999999999998,0.1054474208261065,68.369,1.8841824773941786E-2,65.045000000000002,0.11402508551881414,47.186999999999998,6.2802404574556478E-2]
[null,"h1521",64.418000000000006,0.18607640398465117,60.816000000000003,0.15701483908267488,71.087000000000003,5.2069834151171425E-2,67.165000000000006,0.12803956405292885,51.107999999999997,7.9321636283661595E-2]
[null,"h1522",65.281999999999996,0.20484660605258681,61.55,0.23349071754352155,71.677000000000007,9.7922157345253863E-2,67.510000000000005,0.1581236244066718,54.182000000000002,9.4900053760813258E-2]
[null,"h1523",66.363,0.22526132733493376,63.765000000000001,0.30429755251493545,72.316999999999993,0.14493935378656611,68.268000000000001,0.18726631486834081,55.709000000000003,0.10730169590929084]
[null,"h1524",67.134,0.23565771317316597,65.412999999999997,0.34019078820581999,73.349999999999994,0.1828122952371245,68.542000000000002,0.2149770623955875,56.064999999999998,0.11338644250036656]
[null,"h1525",66.83,0.24132846908492903,64.837000000000003,0.35191430590351386,72.834000000000003,0.19278652241652955,68.221999999999994,0.23918750497202407,55.683999999999997,0.11586677093006206]
[null,"h1526",66.153999999999996,0.22072472260552331,63.94,0.33762125008029809,71.635999999999996,0.1743960860258893,68.441000000000003,0.23536899048023124,54.689,9.8272322955867256E-2]
[null,"h1527",65.085999999999999,0.19516851596317789,62.137,0.29326459818847561,70.346999999999994,0.14581300872198844,67.040000000000006,0.20715441117976188,52.914000000000001,8.326816871120668E-2]
[null,"h1528",64.287999999999997,0.16448972648053986,60.965000000000003,0.22195991520524186,69.498999999999995,0.11107066412336007,65.722999999999999,0.16716607886293125,52.49,6.3535506573481254E-2]
[null,"h1529",62.912999999999997,0.13469935542407804,59.241,0.13233121346437979,68.197000000000003,6.6528823332411141E-2,64.442999999999998,0.11421070775105407,52.180999999999997,3.8610038610038609E-2]
[null,"h1530",63.283999999999999,0.1051547171237926,59.805,5.6545898374767138E-2,68.622,2.9689706888769166E-2,64.415999999999997,6.6717933759380552E-2,53.673999999999999,2.5719661795611162E-2]
[null,"h1531",66.543000000000006,9.4040035536737052E-2,63.027000000000001,4.7151024603327554E-2,72.388999999999996,1.697802757837413E-2,67.251999999999995,5.185489644931187E-2,56.414000000000001,2.4338986364302821E-2]
[null,"h1532",66.519000000000005,8.521255883409258E-2,63.582000000000001,5.962934412539346E-2,72.956000000000003,1.6963466662783755E-2,67.483999999999995,5.3379650499854152E-2,55.47,2.5084306729876351E-2]
[null,"h1533",62.606000000000002,8.1469859932328983E-2,59.639000000000003,6.1877689985225158E-2,68.546999999999997,1.3658138823769239E-2,64.039000000000001,6.1202301715679773E-2,52.134,2.2469576267044621E-2]
[null,"h1534",59.508000000000003,8.1280834735270216E-2,56.295000000000002,5.8216098156356394E-2,64.840999999999994,1.1342953244900039E-2,61.188000000000002,6.4490466972501395E-2,49.628,1.973266213772543E-2]
[null,"h1535",56.790999999999997,7.7651550951741866E-2,53.664000000000001,4.6380163165670972E-2,61.841999999999999,8.911280341307861E-3,59.124000000000002,6.4503725703375675E-2,48.631999999999998,1.8681882605933238E-2]
[null,"h1536",52.189,7.7500330794094852E-2,49.676000000000002,3.7964925804586623E-2,57.122999999999998,9.6102042896457334E-3,55.777000000000001,6.6267136909655008E-2,46.103000000000002,1.9524949904696741E-2]
[null,"h1537",49.396999999999998,7.857614956094798E-2,46.359000000000002,3.3363839249875571E-2,53.322000000000003,8.8505880982881098E-3,52.604999999999997,6.5498362872330559E-2,43.057000000000002,1.9586041737940471E-2]
[null,"h1538",47.494999999999997,7.3420829005759608E-2,44.354999999999997,2.7776439798982065E-2,51.305999999999997,9.0398276464422958E-3,50.923999999999999,6.2847143974442243E-2,40.984000000000002,2.036801720346024E-2]
[null,"h1539",46.706000000000003,6.9417429893305641E-2,43.692,2.514329752902076E-2,50.728000000000002,1.2504367066495865E-2,50.116,6.4000424195023664E-2,40.034999999999997,2.4668882263818973E-2]
[null,"h1540",47.234999999999999,6.3412331224624682E-2,44.405000000000001,2.263860122344781E-2,51.317999999999998,1.6827762897403051E-2,50.290999999999997,6.6930021077190233E-2,40.094000000000001,2.7369141293191925E-2]
[null,"h1541",48.363,6.0504201680672269E-2,45.685000000000002,1.9989403207937961E-2,52.851999999999997,1.7497379760102481E-2,51.337000000000003,7.235176372337182E-2,40.261000000000003,2.8664288157959045E-2]
[null,"h1542",51.149000000000001,5.7105089226701919E-2,48.997,1.7870044795530081E-2,56.332999999999998,2.0699895190404098E-2,53.750999999999998,7.5546482495327222E-2,39.802999999999997,3.2818532818532815E-2]
[null,"h1543",58.176000000000002,5.3252761778868854E-2,55.981999999999999,1.8078769487661159E-2,63.747999999999998,2.3640386630953768E-2,60.07,7.7998859975873913E-2,39.256,3.9392014075558382E-2]
[null,"h1544",62.906999999999996,6.354451893116797E-2,60.557000000000002,3.925629786619142E-2,68.727999999999994,3.9027017584721088E-2,64.251000000000005,9.2858941898537856E-2,40.72,4.9472166560774154E-2]
[null,"h1545",65.471000000000004,0.11103767349636484,62.235999999999997,0.10970890933320489,70.989999999999995,7.416734598812158E-2,66.552999999999997,0.12497845884645466,44.496000000000002,7.3603440692048286E-2]
[null,"h1546",66.218000000000004,0.1783401000849778,62.896999999999998,0.17935873352279114,71.162999999999997,0.12562594619774078,67.316999999999993,0.16315601097604623,47.981999999999999,0.10176677581740873]
[null,"h1547",67.356999999999999,0.24245113775847418,63.92,0.23558595443379413,72.022000000000006,0.17721555840223593,67.867000000000004,0.19559367419170964,50.134999999999998,0.1351229167684864]
[null,"h1548",68.221999999999994,0.27865168539325841,65.064999999999998,0.27654416132813125,73.138999999999996,0.21663561197158496,68.402000000000001,0.21590201094953404,52.584000000000003,0.16216216216216217]
[null,"h1549",67.471000000000004,0.28097441223680486,64.507999999999996,0.2884093572885057,71.986000000000004,0.23560323745196227,68.128,0.21904370534353168,52.918999999999997,0.1795000244367333]
[null,"h1550",66.828000000000003,0.25820035879520348,64.072000000000003,0.26981680394329111,70.950999999999993,0.22916909281471992,66.700999999999993,0.20740485438180203,51.161000000000001,0.17939005913689457]
[null,"h1551",65.834000000000003,0.21206684921159474,62.462000000000003,0.22283769246824978,69.263000000000005,0.20263188540817514,64.926000000000002,0.1836764452457017,49.604999999999997,0.16476467425834515]
[null,"h1552",64.525000000000006,0.15490510811065999,61.31,0.16466772634587287,68.093999999999994,0.15558402235938046,63.744999999999997,0.15097366014024949,48.962000000000003,0.14317482039001025]
[null,"h1553",62.802999999999997,9.6043810782740061E-2,60.034999999999997,9.7313873769728498E-2,66.653000000000006,9.5827995807616168E-2,62.521000000000001,0.11080769383724168,48.68,0.11780949122721275]
[null,"h1554",62.884999999999998,5.1723161174582193E-2,60.505000000000003,4.6963055729492796E-2,67.188999999999993,4.3364970303947828E-2,62.536000000000001,7.5811604385116055E-2,49.841000000000001,8.1191046380919799E-2]
[null,"h1555",65.998999999999995,4.9136058917949199E-2,64.088999999999999,5.2678901144774658E-2,71.591999999999999,3.0977058344008386E-2,64.989999999999995,6.3602741360340415E-2,54.08,7.0915400029324074E-2]
[null,"h1556",66.608000000000004,5.7482768388254175E-2,64.409000000000006,7.7308414816241997E-2,73.057000000000002,4.1851053918714333E-2,64.921000000000006,6.8189350053687189E-2,54.743000000000002,7.0536630663212946E-2]
[null,"h1557",62.841999999999999,6.0825228967991689E-2,60.353999999999999,9.7073037586500335E-2,68.616,5.5301618725981133E-2,61.533000000000001,7.4432970558214143E-2,51.747999999999998,7.7268950686672208E-2]
[null,"h1558",59.418999999999997,6.6018317439335283E-2,56.774999999999999,0.10588764189265129,64.873000000000005,6.4618027250494939E-2,58.768999999999998,7.815793310974721E-2,50.106999999999999,7.9370509750256585E-2]
[null,"h1559",57.027000000000001,6.5187423283920312E-2,53.954000000000001,0.10670648491562705,61.558999999999997,7.4152789099802024E-2,56.75,7.9191908479923648E-2,50.286000000000001,7.7012364987048526E-2]
[null,"h1560",52.426000000000002,6.5055235577377024E-2,49.045999999999999,0.10921118122120001,56.904000000000003,7.9218586235006411E-2,53.588999999999999,8.3168736826756101E-2,47.398000000000003,7.3407946825668341E-2]
[null,"h1561",49.2,6.34956544690157E-2,45.793999999999997,0.10981777313960023,53.408999999999999,8.1752037252619328E-2,51.018999999999998,8.8253614833074895E-2,45.334000000000003,7.4073621580677082E-2]
[null,"h1562",47.34,6.2439907245065325E-2,44.162999999999997,0.10651039576141928,51.462000000000003,8.154831199068685E-2,49.640999999999998,9.6934515526221621E-2,43.841999999999999,7.1410245445993323E-2]
[null,"h1563",46.826000000000001,6.002677073317874E-2,43.386000000000003,0.10588424179176367,50.753,8.1955762514551805E-2,48.7,0.11144686095980279,43.155000000000001,6.7183052131311774E-2]
[null,"h1564",47.610999999999997,5.9838244443187603E-2,43.741,0.10732921249096894,51.341999999999999,8.2188591385331786E-2,48.542000000000002,0.12104223821451765,43.701000000000001,6.2418296661005977E-2]
[null,"h1565",48.94,6.2816959825047605E-2,45.119,0.11546921409649193,52.808,8.185389988358556E-2,48.664000000000001,0.1244483320742714,45.411000000000001,5.7653541190700174E-2]
[null,"h1566",51.963000000000001,6.8057990686801281E-2,48.289000000000001,0.12295095127237697,56.273000000000003,8.2479627473806758E-2,49.124000000000002,0.13719799080222125,49.137999999999998,5.1019535497428256E-2]
[null,"h1567",58.325000000000003,7.8558905039307736E-2,55.253,0.12786385164967487,63.573999999999998,8.2232246798603026E-2,49.749000000000002,0.15171033623580241,57.57,4.4519920343062395E-2]
[null,"h1568",62.808,0.10655505910299191,60.423999999999999,0.13996949506301679,68.424999999999997,9.8908614668218861E-2,51.582999999999998,0.17940969875286603,63.088000000000001,4.689008075649656E-2]
[null,"h1569",65.224000000000004,0.16267933563335407,62.430999999999997,0.17272216424500281,70.647999999999996,0.14656577415599534,54.353999999999999,0.22455038235722902,65.512,6.845365359005999E-2]
[null,"h1570",66.424999999999997,0.23330128386403484,63.021000000000001,0.21982820903909447,70.885999999999996,0.20507857974388824,57.204999999999998,0.27609240189256889,66.363,0.10880746722703449]
[null,"h1571",67.88,0.29775842241200534,64.302000000000007,0.26080115597655934,71.397999999999996,0.26156868451688009,58.807000000000002,0.32465243264018662,67.635000000000005,0.14065802494777094]
[null,"h1572",69.251000000000005,0.34089323756197804,64.866,0.29918921088544592,71.718999999999994,0.31497380675203723,59.091000000000001,0.36325924747856281,67.963999999999999,0.15418260009040818]
[null,"h1573",68.944000000000003,0.36790905491770826,64.225999999999999,0.32258168098258005,70.375,0.33880966239813737,58.692999999999998,0.38582958928074429,67.581000000000003,0.15534324565368779]
[null,"h1574",68.510999999999996,0.36178195049299627,64.040999999999997,0.32659548848037251,68.908000000000001,0.34123981373690337,56.997,0.37408718009886949,66.460999999999999,0.14778072350979218]
[null,"h1575",67.599000000000004,0.32654638689365234,62.634999999999998,0.30243236734366219,66.991,0.3,55.482999999999997,0.34212026029448794,65.191000000000003,0.12990678183528606]
[null,"h1576",66.712000000000003,0.28650340289953435,61.476999999999997,0.26552139359396321,65.631,0.22366123399301513,53.999000000000002,0.2852106609412482,64.158000000000001,0.10139155294376367]
[null,"h1577",64.811000000000007,0.22915370548422978,60.164999999999999,0.22975034117363732,64.781999999999996,0.13914435389988358,52.853999999999999,0.20969345155262217,62.798000000000002,6.3774419371785324E-2]
[null,"h1578",65.453999999999994,0.19344682615990799,60.405000000000001,0.19444489042305532,66.155000000000001,7.6193247962747387E-2,53.942999999999998,0.15364531562694658,63.08,2.5693027574495118E-2]
[null,"h1579",68.584000000000003,0.19195746846897799,63.795999999999999,0.19630729710203099,70.355999999999995,6.4988358556460998E-2,57.804000000000002,0.15490437755954037,66.481999999999999,1.3646748359824559E-2]
[null,"h1580",68.180000000000007,0.19161812114699395,63.789000000000001,0.19991972385004414,70.667000000000002,7.3646682188591384E-2,58.619,0.17023842657018276,67.046999999999997,1.2938143700138056E-2]
[null,"h1581",63.954999999999998,0.17989178590954508,59.08,0.20011238660993819,65.798000000000002,7.3457508731082657E-2,55.6,0.18304109843213656,63.182000000000002,1.3268011386543842E-2]
[null,"h1582",59.994,0.15342269479478912,55.7,0.19105723689491852,61.716999999999999,6.80151338766007E-2,53.744999999999997,0.18398208156070667,59.61,1.4563047488729521E-2]
[null,"h1583",57.554000000000002,0.12966838225590557,53.331000000000003,0.18545396162800032,58.777000000000001,6.7171129220023287E-2,53.250999999999998,0.18202059560256054,56.753999999999998,1.5809214304040267E-2]
[null,"h1584",53.176000000000002,0.11888467846841241,49.496000000000002,0.1818736453399695,54.314999999999998,6.404249126891734E-2,50.276000000000003,0.17657349608365472,51.886000000000003,1.5931387521227598E-2]
[null,"h1585",49.384,0.11358904623464317,46.381999999999998,0.18308186195826645,51.137,6.0311963449058578E-2,47.396999999999998,0.1739758525174612,49.576999999999998,1.5708788859708056E-2]
[null,"h1586",47.165999999999997,0.11615867954609398,43.978999999999999,0.18317817014446228,48.677999999999997,5.8551348834502227E-2,45.427999999999997,0.16387685048970882,48.069000000000003,1.6172967690710315E-2]
[null,"h1587",46.048000000000002,0.12321110381693708,42.951000000000001,0.18632423756019262,47.386000000000003,5.3604167272938916E-2,44.636000000000003,0.16391661034021179,47.201000000000001,1.641727233860624E-2]
[null,"h1588",46.51,0.13001969426990528,43.51,0.18481540930979135,47.253,4.970462415970666E-2,44.585999999999999,0.1630684001961486,47.442999999999998,1.682037500763452E-2]
[null,"h1589",48.149000000000001,0.12829410109725217,45.283999999999999,0.18451043338683787,47.753999999999998,4.9035299595495158E-2,44.658000000000001,0.16237922945409725,48.609000000000002,1.9935259268307578E-2]
[null,"h1590",51.436999999999998,0.12156053643439932,48.182000000000002,0.18398073836276083,48.207999999999998,4.5193958618281294E-2,44.654000000000003,0.15991411872291361,51.354999999999997,2.1474378550051916E-2]
[null,"h1591",58.420999999999999,0.12925067992122291,54.835000000000001,0.17983948635634028,49.061999999999998,4.0144923318685799E-2,43.713999999999999,0.15701164963619738,59.307000000000002,2.5383252916386736E-2]
[null,"h1592",63.118000000000002,0.1358904623464316,59.344999999999999,0.19271268057784913,52.22,5.8522247766493028E-2,45.012,0.17490358236253031,64.227000000000004,3.8282538325291639E-2]
[null,"h1593",64.588999999999999,0.15295882959767421,61.63,0.23203852327447833,56.161000000000001,0.11735005674708261,47.384999999999998,0.22354313281115396,65.960999999999999,6.1955658706406888E-2]
[null,"h1594",64.551000000000002,0.18606395948607335,62.82,0.28969502407704656,58.625999999999998,0.18883683031167245,49.866,0.26916093462155249,67.784999999999997,0.10884993587002993]
[null,"h1595",65.653000000000006,0.22907249366969895,64.137,0.34598715890850723,59.718000000000004,0.25328114541803687,51.875999999999998,0.31006056750559952,68.287000000000006,0.13880168570207049]
[null,"h1596",66.122,0.262421457375973,65.459000000000003,0.37842696629213485,59.908999999999999,0.29482292000116406,53.204999999999998,0.33864790001722928,69.183000000000007,0.16639589568191535]
[null,"h1597",65.370999999999995,0.29683953859139078,64.721999999999994,0.39146067415730335,58.34,0.30636149346681024,52.747999999999998,0.35233854187374924,68.756,0.17515421730898431]
[null,"h1598",64.712999999999994,0.29957797993060115,63.287999999999997,0.38248796147672554,56.101999999999997,0.29566685097343071,50.936,0.34462513087617458,68.201999999999998,0.16424601478043119]
[null,"h1599",63.548000000000002,0.28877426615399043,61.183999999999997,0.35120385232744783,54.119,0.26198236475278641,49.241999999999997,0.3086292128874929,66.707999999999998,0.15080925914615526]
[null,"h1600",62.378,0.25278064334615025,59.802,0.30624398073836279,52.960999999999999,0.20546809067892791,48.247,0.23893019495580031,65.319999999999993,0.12631771819458865]
[null,"h1601",61.292999999999999,0.19673637812998218,58.8,0.24142857142857144,52.594999999999999,0.13236620783982772,48.048999999999999,0.15604415994062529,63.616,8.8707017651010814E-2]
[null,"h1602",61.747999999999998,0.11730282284535309,59.597999999999999,0.19224719101123597,54.216000000000001,7.0410034048249567E-2,49.872999999999998,9.4707963898055747E-2,64.043999999999997,4.5917058572039336E-2]
[null,"h1603",65.069999999999993,8.224702241395479E-2,62.345999999999997,0.17630818619582664,58.872,7.1181212350493267E-2,54.368000000000002,9.424409897552119E-2,66.837999999999994,3.1014475050387832E-2]
[null,"h1604",66.057000000000002,7.4650661164775395E-2,62.206000000000003,0.17561797752808989,60.125,0.11887786281756541,56.018999999999998,0.10980345380568035,67.421999999999997,3.8429121114029192E-2]
[null,"h1605",62.244999999999997,7.0467973365844511E-2,57.570999999999998,0.17221508828250401,56.386000000000003,0.14745511160259581,53.396999999999998,0.11008177275920109,63.381999999999998,5.4052403346973678E-2]
[null,"h1606",59.079000000000001,6.9473881646816088E-2,54.341000000000001,0.16542536115569823,53.656999999999996,0.1640718214358467,51.906999999999996,0.10271294713265211,60.024000000000001,7.0738410798265441E-2]
[null,"h1607",56.811,6.7785801369220675E-2,52.218000000000004,0.15881219903691815,52.588999999999999,0.16405727090184211,52.133000000000003,9.9068294169880583E-2,57.465000000000003,8.0266292066206557E-2]
[null,"h1608",52.594000000000001,6.53849760855294E-2,48.944000000000003,0.15897271268057786,48.886000000000003,0.16625440153653639,49.57,8.984400885319338E-2,53.276000000000003,8.3295669700116051E-2]
[null,"h1609",49.51,5.8791558904006898E-2,46.098999999999997,0.15059148328277236,45.338999999999999,0.15914910953323244,46.994,8.518533243218171E-2,49.948999999999998,8.7035114503816791E-2]
[null,"h1610",47.710999999999999,5.7423441658233064E-2,44.186999999999998,0.14998154122726762,43.131,0.15868350599464556,45.601999999999997,7.3271577942988914E-2,48.031999999999996,8.995419847328244E-2]
[null,"h1611",47.012,5.4705948498819296E-2,42.84,0.1512335275517247,42.225999999999999,0.15364916773367476,44.682000000000002,6.8461018566373794E-2,47.38,8.9734351145038166E-2]
[null,"h1612",47.624000000000002,5.2082162000074962E-2,42.805,0.15155454968620086,42.075000000000003,0.14861482947270399,45.113,6.0854238725665595E-2,47.956000000000003,9.1456488549618326E-2]
[null,"h1613",48.893000000000001,5.2007196671539413E-2,42.993000000000002,0.15415482897545785,42.634999999999998,0.14186357816319403,46.668999999999997,5.8998926569395302E-2,49.433999999999997,9.6280916030534347E-2]
[null,"h1614",51.555,5.9410022864425205E-2,42.908000000000001,0.15447585110993403,42.661999999999999,0.13285705971365383,50.262,5.470520415059834E-2,52.728999999999999,0.10112977099236642]
[null,"h1615",57.546999999999997,6.5276059822332172E-2,43.307000000000002,0.16094444711962891,41.863,0.12942323361657548,58.15,5.0848805311493661E-2,59.822000000000003,0.11236641221374045]
[null,"h1616",62.128999999999998,8.8702724989692269E-2,46.116,0.16766986083690472,43.570999999999998,0.15260155977185427,62.762,5.5500337931857033E-2,64.856999999999999,0.13381374045801528]
[null,"h1617",64.875,0.15045541437085347,49.534999999999997,0.19624083080528401,47.311999999999998,0.20291584216040043,64.947999999999993,9.4236605308843216E-2,66.608000000000004,0.17251908396946564]
[null,"h1618",65.683000000000007,0.21902994864874994,52.505000000000003,0.23282130302884385,50.264000000000003,0.25724595506925851,65.59,0.15587272558607987,66.465999999999994,0.22161832061068704]
[null,"h1619",66.778999999999996,0.28990966677911467,54.878999999999998,0.26290107702926119,52.136000000000003,0.31380223489698522,66.468000000000004,0.20433612955379743,67.16,0.27406412213740455]
[null,"h1620",67.403000000000006,0.33843097567375091,56.244999999999997,0.27625559782346992,53.69,0.35717611453847048,67.492000000000004,0.23496203236194491,67.715999999999994,0.3226381679389313]
[null,"h1621",66.494,0.35636643052588179,55.584000000000003,0.26986725734739408,52.454999999999998,0.37508730066348506,66.849999999999994,0.24240978544640135,67.320999999999998,0.35330687022900764]
[null,"h1622",64.905000000000001,0.35426740132688633,53.81,0.23737981733840549,50.055999999999997,0.37108602025375392,66.260000000000005,0.23635351647914762,66.731999999999999,0.3641648854961832]
[null,"h1623",63.171999999999997,0.33970538625885527,50.933,0.20057462962071235,47.973999999999997,0.33366313583983237,65.135000000000005,0.21097549662730755,65.492000000000004,0.35010687022900766]
[null,"h1624",61.963999999999999,0.29794969826455264,49.389000000000003,0.17262965281456155,46.558,0.26632522407170295,64.241,0.16067003273300734,64.747,0.30746870229007633]
[null,"h1625",60.639000000000003,0.22090408186213875,48.686999999999998,0.14113738142244908,46.572000000000003,0.17740949831218716,62.645000000000003,9.3825786188526217E-2,63.616999999999997,0.23857099236641222]
[null,"h1626",60.911000000000001,0.14545147869110536,50.012999999999998,0.11633842153416478,49.128999999999998,0.10682691188453032,62.774999999999999,3.3077565300361787E-2,64.182000000000002,0.16271145038167939]
[null,"h1627",63.896000000000001,0.11998200832115147,53.243000000000002,0.10653119532591772,54.96,9.7907694098475148E-2,65.995000000000005,1.9414516492399846E-2,66.86,0.14283969465648855]
[null,"h1628",64.203999999999994,0.122905656134038,52.923999999999999,0.1119083160783936,57.795999999999999,0.12338493772552671,67.334000000000003,3.427026597224983E-2,68.081000000000003,0.15061984732824427]
[null,"h1629",59.645000000000003,0.13253870085085648,49.247999999999998,0.11365788671128875,54.994999999999997,0.13425387032941449,63.756,5.2982414291204497E-2,64.370999999999995,0.15518778625954199]
[null,"h1630",56.088999999999999,0.14348363881704712,47.167000000000002,0.10969326335050801,52.847000000000001,0.14199452915842162,60.765999999999998,6.9733232616387711E-2,61.448,0.14298625954198474]
[null,"h1631",53.896000000000001,0.14595749465872035,46.682000000000002,0.10895491244121282,52.115000000000002,0.14154347573041556,58.042000000000002,8.6457546482195627E-2,58.447000000000003,0.12240610687022901]
[null,"h1632",49.837000000000003,0.14503916938415984,43.59,0.1081684082117462,48.616,0.13282795949249215,54.304000000000002,0.10083621569329039,53.457999999999998,0.1108030534351145]
[null,"h1633",46.652000000000001,0.14672038980509744,40.691000000000003,0.10526315789473684,45.857999999999997,0.12630568244639065,51.1,0.10858331566673733,50.176000000000002,0.1036747649859602]
[null,"h1634",44.185000000000002,0.1514055472263868,38.409999999999997,0.10733375066210815,44.381,0.11530739910966278,49.116999999999997,0.10874231503073988,48.457999999999998,9.6386277621780009E-2]
[null,"h1635",42.679000000000002,0.15389805097451276,37.450000000000003,0.11153914062374601,43.854999999999997,0.10119584509296169,48.634,0.10793406826372695,47.529000000000003,8.6753754120376017E-2]
[null,"h1636",42.554000000000002,0.15507871064467765,37.067999999999998,0.11576058169210766,44.668999999999997,9.844627425877972E-2,49.1,0.10295208819164724,47.744,8.0747161518740077E-2]
[null,"h1637",42.658000000000001,0.14977511244377811,37.268999999999998,0.11795958331326944,47.082999999999998,9.3252640460880443E-2,50.396999999999998,9.2617129531481879E-2,48.835999999999999,7.8732755463313389E-2]
[null,"h1638",42.808999999999997,0.15787106446776611,36.948,0.12128216240509783,52.12,8.8611830428583893E-2,53.008000000000003,8.1672673309306762E-2,51.884999999999998,7.8732755463313389E-2]
[null,"h1639",42.604999999999997,0.15560344827586206,35.762,0.12134636683199307,61.25,8.3709156507317639E-2,59.960999999999999,7.7657939368242529E-2,59.16,7.874496398486143E-2]
[null,"h1640",45.106999999999999,0.1711769115442279,37.417999999999999,0.13277475481934478,66.373000000000005,0.10161773691407955,64.364000000000004,9.0616387534449866E-2,64.355999999999995,8.6546209254059328E-2]
[null,"h1641",49.320999999999998,0.21491754122938531,41.024999999999999,0.16073578273221939,68.671000000000006,0.16119177165468881,66.924000000000007,0.1359444562221751,66.738,0.12263459895006715]
[null,"h1642",52.783999999999999,0.26143178410794604,44.860999999999997,0.19949920547021718,68.814999999999998,0.22115860222875267,67.025000000000006,0.17907303370786518,67.007999999999996,0.16475399829080697]
[null,"h1643",54.597999999999999,0.30702773613193401,48.118000000000002,0.23466718030208183,69.540000000000006,0.27645552678285662,68.161000000000001,0.22100911596353615,67.724000000000004,0.20102551581003542]
[null,"h1644",55.703000000000003,0.33913043478260868,51.356000000000002,0.25184186449655704,70.582999999999998,0.31420757077598999,69.320999999999998,0.24234153063387748,67.793999999999997,0.22076669515321695]
[null,"h1645",54.805,0.34224137931034482,51.210999999999999,0.25920932248278516,69.816000000000003,0.32597689778579536,68.524000000000001,0.24265952936188256,66.997,0.2260529849835185]
[null,"h1646",53.253,0.33229010494752625,49.209000000000003,0.24542142180703361,68.918000000000006,0.31176350781227269,68.113,0.23526605893576424,66.173000000000002,0.21301428397021122]
[null,"h1647",50.944000000000003,0.31454272863568217,47.585999999999999,0.22519702733503474,67.606999999999999,0.27436061567109893,67.067999999999998,0.2164246343014628,65.114999999999995,0.1860578683921377]
[null,"h1648",49.804000000000002,0.283808095952024,46.529000000000003,0.20553442159836921,66.591999999999999,0.20861823154586984,65.756,0.17859603561585755,63.822000000000003,0.14851666463191307]
[null,"h1649",48.982999999999997,0.23603823088455772,46.136000000000003,0.17863276672926598,65.176000000000002,0.13018999679944135,63.9,0.13196947212211152,62.566000000000003,0.10555487730435845]
[null,"h1650",49.81,0.18688155922038979,47.631,0.1478788462464487,65.787999999999997,6.0083214524717043E-2,63.749000000000002,8.4322662709349169E-2,62.997,6.7439873031375899E-2]
[null,"h1651",53.231999999999999,0.17091454272863568,50.847000000000001,0.13494165422705895,69.850999999999999,4.3745817451773403E-2,66.555999999999997,6.9959720161119357E-2,64.872,5.8527652301306313E-2]
[null,"h1652",53.268999999999998,0.17492503748125937,51.66,0.13542318742877321,72.103999999999999,5.5413308504757196E-2,67.716999999999999,8.0996926012295953E-2,65.805999999999997,7.0333292638261505E-2]
[null,"h1653",49.223999999999997,0.17443778110944527,48.847000000000001,0.12856936485770695,67.531000000000006,6.7502691378858851E-2,63.643999999999998,9.2047381810472756E-2,62.792000000000002,7.6071297765840554E-2]
[null,"h1654",46.93,0.17902923538230883,47.655000000000001,0.12155503121940257,63.213999999999999,8.4712968081701534E-2,59.747,0.10068634725461098,59.915999999999997,7.57538762055915E-2]
[null,"h1655",45.868000000000002,0.18703148425787106,48.393000000000001,0.11304794465578402,59.530999999999999,9.2350664843318109E-2,56.465000000000003,0.10806656773372907,57.593000000000004,7.1480893663777315E-2]
[null,"h1656",42.747999999999998,0.18883058470764619,45.756999999999998,0.10762267058313671,54.578000000000003,8.781169076784312E-2,51.747999999999998,0.11580453678185287,53.896000000000001,6.5254547674276644E-2]
[null,"h1657",39.298999999999999,0.19553973013493253,43.470999999999997,0.10111367867000449,51.183999999999997,8.8690441561463731E-2,48.03,0.11648363294342072,51.152000000000001,5.9976565932724699E-2]
[null,"h1658",36.270000000000003,0.20164917541229385,42.393000000000001,9.8465883561204184E-2,49.390999999999998,8.4094479027284896E-2,45.863999999999997,0.11147614821095023,49.603000000000002,5.3690865595859984E-2]
[null,"h1659",34.933,0.20082458770614692,42.219000000000001,9.7599332434687727E-2,48.741,8.3585432544068874E-2,45.170999999999999,0.11101249221720297,48.795999999999999,5.1030122540643458E-2]
[null,"h1660",35.020000000000003,0.20198650674662669,42.515999999999998,9.4807112138134669E-2,49.48,8.0720228052824486E-2,45.948999999999998,0.10849550253686065,49.212000000000003,4.7100034174681442E-2]
[null,"h1661",35.648000000000003,0.20461019490254873,43.779000000000003,9.3122151614352652E-2,51.356000000000002,8.0851125719937175E-2,47.563000000000002,0.10774040563275795,50.290999999999997,4.4268417712249181E-2]
[null,"h1662",35.509,0.20468515742128934,47.304000000000002,8.7280955131908339E-2,55.423000000000002,7.4989819070335681E-2,51.15,0.10281240478492985,52.686999999999998,4.3035688131621341E-2]
[null,"h1663",34.372999999999998,0.19900674662668666,54.301000000000002,8.0444829578278448E-2,63.110999999999997,7.5222526034091575E-2,58.585000000000001,9.3552532224091559E-2,59.012,4.3926670897817703E-2]
[null,"h1664",36.014000000000003,0.1814655172413793,60.180999999999997,8.1680467295718595E-2,67.991,9.8173250334516265E-2,63.262999999999998,9.4890510948905105E-2,62.859000000000002,5.4484206415075918E-2]
[null,"h1665",40.072000000000003,0.18480134932533734,63.188000000000002,9.4726875922716475E-2,70.216999999999999,0.15181220548024899,65.543000000000006,0.13204922701922187,65.382000000000005,7.9517160572181805E-2]
[null,"h1666",43.981000000000002,0.19711394302848576,64.483000000000004,0.11939148854226844,70.275999999999996,0.20931991389842342,66.13,0.18664140845443586,66.046000000000006,0.11222721281062345]
[null,"h1667",46.451000000000001,0.20987631184407796,66.102999999999994,0.1355831568136594,70.850999999999999,0.26314794345220782,68.070999999999998,0.24012081550465644,66.435000000000002,0.14851340135722307]
[null,"h1668",49.142000000000003,0.22511244377811093,67.260999999999996,0.14460170742666409,71.831999999999994,0.30899121531211821,68.537999999999997,0.27268271357982171,66.778000000000006,0.17307035102279938]
[null,"h1669",48.813000000000002,0.22857946026986506,66.698999999999998,0.14931959689325375,70.811999999999998,0.3379486881144918,67.185000000000002,0.29466000768344219,66.138000000000005,0.17405897573597617]
[null,"h1670",47.082999999999998,0.22370689655172413,66.581999999999994,0.15406958084601066,70.137,0.34167199953458605,66.667000000000002,0.30087299799965556,65.039000000000001,0.160852902406874]
[null,"h1671",45.808,0.19490254872563717,65.676000000000002,0.1452756916361769,68.632999999999996,0.31188550817383209,65.382000000000005,0.27690860677997536,63.484999999999999,0.13630815798467022]
[null,"h1672",45.104999999999997,0.1737631184407796,64.903000000000006,0.12876307850311317,67.475999999999999,0.25111990226307523,64.307000000000002,0.22296554373600752,62.435000000000002,0.10962749597226969]
[null,"h1673",45.231000000000002,0.15758995502248876,63.192,0.10435522177289941,65.91,0.17144685554715225,62.192,0.14434273451057797,61.497,8.0493580041986035E-2]
[null,"h1674",47.454999999999998,0.13573838080959522,63.042999999999999,7.8599396623660056E-2,66.587999999999994,9.4420850543952523E-2,62.33,6.8899280670843985E-2,61.743000000000002,5.6571303031782455E-2]
[null,"h1675",51.326999999999998,0.12395052473763118,65.230999999999995,6.9324090121317156E-2,70.412999999999997,7.9164000232706963E-2,65.391999999999996,4.1729039437254097E-2,63.381999999999998,5.3800712786212956E-2]
[null,"h1676",51.863,0.1089767616191904,65.759,6.3611271583541948E-2,72.701999999999998,9.2253766943975801E-2,67.460999999999999,4.3504179527600779E-2,63.883000000000003,6.2747156178294197E-2]
[null,"h1677",49.521000000000001,0.11562968515742129,62.290999999999997,6.1493035496501702E-2,68.316999999999993,0.1020274594217232,63.365000000000002,4.273583530939102E-2,60.655999999999999,6.728750671288386E-2]
[null,"h1678",48.234999999999999,0.1193215892053973,59.273000000000003,6.0658578856152515E-2,64.165999999999997,0.10845598929547967,59.701000000000001,4.4563964656165959E-2,57.954999999999998,6.2417614607235265E-2]
[null,"h1679",48.432000000000002,0.12936656671664168,56.389000000000003,5.8572437255279546E-2,60.31,9.7358775961370644E-2,57.036999999999999,4.5001126021699103E-2,56.103000000000002,5.6925255089586485E-2]
[null,"h1680",44.713999999999999,0.12846701649175413,52.462000000000003,5.7240516079337569E-2,55.305999999999997,8.8835883413811156E-2,52.072000000000003,4.1225641501185635E-2,52.994999999999997,5.1396279841820047E-2]
[null,"h1681",41.487000000000002,0.13700067451097955,49.515999999999998,5.5341612913577871E-2,51.673000000000002,7.6590856212191721E-2,48.125,3.5721854304635758E-2,50.125999999999998,4.6390431439555749E-2]
[null,"h1682",39.689,0.13441504908941018,48.036000000000001,5.3881454382080161E-2,49.77,6.9901698464402043E-2,46.332000000000001,3.2092715231788083E-2,47.906999999999996,4.4108134496857264E-2]
[null,"h1683",39.174999999999997,0.14067301206625196,46.973999999999997,5.1875742113539361E-2,49.08,6.4695788738948351E-2,45.883000000000003,2.5509933774834438E-2,46.801000000000002,4.3522304265576371E-2]
[null,"h1684",39.759,0.15446301431462189,47.073,5.0126761015371779E-2,49.88,5.8195672405770123E-2,46.427999999999997,2.1695364238410595E-2,46.872999999999998,4.2875450051870385E-2]
[null,"h1685",41.401000000000003,0.1559619276024882,47.978000000000002,5.1779467924649401E-2,51.682000000000002,5.2189972080037228E-2,47.606000000000002,1.8529801324503312E-2,47.231000000000002,4.4669555135168119E-2]
[null,"h1686",45.331000000000003,0.16319418421644308,50.475000000000001,5.3287763550592088E-2,55.488999999999997,4.3421358771521638E-2,50.741,1.5721854304635761E-2,47.284999999999997,4.8953438701409654E-2]
[null,"h1687",53.243000000000002,0.16789702465712358,56.972000000000001,5.4362825326529959E-2,63.11,4.1487319683573755E-2,57.959000000000003,1.6304635761589404E-2,47.874000000000002,5.2029047415634341E-2]
[null,"h1688",59.031999999999996,0.17660945814284643,61.744,6.0171368056224125E-2,67.926000000000002,6.9130991158678462E-2,62.76,3.3258278145695361E-2,49.84,6.1475559895038751E-2]
[null,"h1689",62.212000000000003,0.19742561642808965,64.397000000000006,7.1676133628574182E-2,69.947000000000003,0.13638610981852023,64.861999999999995,8.2079470198675494E-2,53.283000000000001,8.1442606944529206E-2]
[null,"h1690",63.009,0.22517424866971444,65.319999999999993,8.7240460832450822E-2,70.052999999999997,0.209123429502094,65.510999999999996,0.14574834437086093,55.69,0.11310184902666748]
[null,"h1691",64.77,0.25758824851982315,66.510999999999996,0.11376399987163441,70.656000000000006,0.27586959050721266,66.741,0.19452980132450332,56.548999999999999,0.13890278879599682]
[null,"h1692",65.539000000000001,0.27608109120887359,67.926000000000002,0.132569558101473,71.540999999999997,0.31825849232201026,68.275999999999996,0.21927152317880794,57.018999999999998,0.15268200402758283]
[null,"h1693",65.400999999999996,0.28987109345724349,67.671999999999997,0.13903597445524854,70.578999999999994,0.33397801302931596,67.254999999999995,0.22898013245033114,56.451999999999998,0.1497650576676634]
[null,"h1694",64.835999999999999,0.28196432586374875,66.986000000000004,0.13301883764962613,69.894999999999996,0.32064332247557004,66.352000000000004,0.2260794701986755,55.021000000000001,0.13682797339354366]
[null,"h1695",63.51,0.26888630742711533,65.820999999999998,0.12297423060877379,68.319000000000003,0.27626221498371334,64.991,0.20100662251655629,53.56,0.11831329712577043]
[null,"h1696",62.07,0.24462264857977967,64.992000000000004,0.10172972626038959,67.013999999999996,0.20736389018147977,63.472000000000001,0.1637748344370861,52.841000000000001,9.6027338744126445E-2]
[null,"h1697",60.802999999999997,0.21269579554822754,63.225999999999999,6.8868136452617051E-2,65.396000000000001,0.12388029315960912,61.750999999999998,0.11825165562913907,52.58,6.995789345212669E-2]
[null,"h1698",60.869,0.16667915761073221,62.994,4.0996758768974038E-2,66.128,4.6693229409027454E-2,62.353999999999999,7.1483443708609276E-2,53.944000000000003,5.0259351925306645E-2]
[null,"h1699",63.73,0.14323990107172299,65.34,3.0198003915150349E-2,69.697000000000003,1.8206142391810145E-2,65.125,5.6344370860927154E-2,56.386000000000003,4.6317202660645637E-2]
[null,"h1700",64.894999999999996,0.13797496814809262,65.894999999999996,2.6186579378068741E-2,72.159000000000006,2.3848301535597954E-2,66.753,7.078145695364238E-2,56.878,5.3713309330566915E-2]
[null,"h1701",61,0.13299108146593719,62.488999999999997,2.4357369789159526E-2,67.97,2.5506049325267566E-2,63.034999999999997,8.2092715231788085E-2,53.734999999999999,6.0096417892231649E-2]
[null,"h1702",57.326000000000001,0.11476054860226335,59.149000000000001,2.1292641442829177E-2,63.835000000000001,2.7512796649604467E-2,59.259,8.7695364238410595E-2,51.668999999999997,6.1878318179044364E-2]
[null,"h1703",54.613,0.10666641684778536,56.792999999999999,2.0121305478001349E-2,59.98,2.707654723127036E-2,56.515999999999998,8.4754966887417224E-2,51.067999999999998,6.0242875450051872E-2]
[null,"h1704",49.408999999999999,9.9921307052387026E-2,53.093000000000004,1.8019319020570586E-2,54.85,2.3339343880874826E-2,52.274000000000001,8.6874172185430462E-2,48.43,6.0413742600842132E-2]
[null,"h1705",45.841000000000001,8.8509665817473396E-2,50.216999999999999,1.612333953667458E-2,51.375,2.142815607373379E-2,48.787999999999997,8.9302029952727124E-2,45.915999999999997,6.174406541770916E-2]
[null,"h1706",44.040999999999997,8.9933313352315303E-2,48.396000000000001,1.6091253288840403E-2,49.42,1.7590277373960576E-2,46.65,8.6521272792277434E-2,44.183,6.4587782998718493E-2]
[null,"h1707",43.543999999999997,9.4447774614116589E-2,47.49,1.6620676378104344E-2,48.697000000000003,1.3636099319648777E-2,45.944000000000003,8.4720401488367167E-2,43.222000000000001,6.530786599133459E-2]
[null,"h1708",44.523000000000003,9.1113442229881617E-2,47.631,1.8080600654559457E-2,49.683,1.1048438681165319E-2,46.564,8.4760126590659304E-2,43.009,6.5405504363214739E-2]
[null,"h1709",46.244,8.6936160647384977E-2,48.523000000000003,1.9893473657190529E-2,51.591999999999999,8.722451590393674E-3,47.866999999999997,8.5726770746434672E-2,43.503999999999998,5.9718069201196072E-2]
[null,"h1710",49.195999999999998,8.1391428143263903E-2,51.082000000000001,2.0358724250786112E-2,55.392000000000003,8.6061522358550913E-3,50.408999999999999,8.485281849600762E-2,43.317,6.0291694635991946E-2]
[null,"h1711",56.048999999999999,7.7626255057695187E-2,57.654000000000003,1.9989732400693062E-2,62.808,9.8709077164621743E-3,57.811999999999998,8.7395225042704486E-2,42.692999999999998,6.5600781106975037E-2]
[null,"h1712",61.362000000000002,8.3545631649932561E-2,62.314999999999998,2.1914907270743758E-2,67.656999999999996,4.1751468279351049E-2,62.737000000000002,0.10243779711066089,44.076999999999998,7.8562274974064802E-2]
[null,"h1713",64.111000000000004,0.10025475797991908,64.281000000000006,3.6177244433036E-2,69.614999999999995,0.11789847066348781,65.372,0.14172592327758576,46.965000000000003,9.894428510404589E-2]
[null,"h1714",64.805999999999997,0.12970178330585944,65.054000000000002,5.3920939485336584E-2,69.704999999999998,0.20182299238239229,66.516000000000005,0.19837391914617514,50.024999999999999,0.12512357356441081]
[null,"h1715",66.009,0.15558968979469504,65.900000000000006,6.9835718411089001E-2,70.492000000000004,0.26737221608420075,67.466999999999999,0.24552761556694341,51.667000000000002,0.14708000244095928]
[null,"h1716",67.281000000000006,0.18389405065188072,66.551000000000002,8.4948341140986969E-2,71.266000000000005,0.30330871663662268,68.948999999999998,0.27235530131490088,52.896000000000001,0.16105449441630562]
[null,"h1717",66.191999999999993,0.19065637644237973,66.171000000000006,9.441378425206956E-2,70.501000000000005,0.31581089724952027,67.525000000000006,0.24993710192137078,52.637999999999998,0.1714773906145115]
[null,"h1718",65.629000000000005,0.19850517008841601,65.593999999999994,9.5568889174099975E-2,69.847999999999999,0.30216026051055417,64.864000000000004,0.22498973768190786,50.975999999999999,0.17666442912064442]
[null,"h1719",64.251000000000005,0.19262325790499027,64.47,8.6472437913110448E-2,68.216999999999999,0.26308367738559052,63.295000000000002,0.20551119585799599,49.927,0.16998840544333924]
[null,"h1720",62.929000000000002,0.17784354862880264,63.597999999999999,6.7076301097349675E-2,66.778999999999996,0.20086352270744898,62.637999999999998,0.18300030455911756,49.417000000000002,0.15054616464270459]
[null,"h1721",61.524000000000001,0.14579274689045407,62.148000000000003,4.3589167682731182E-2,65.316999999999993,0.12019538291562482,61.625999999999998,0.15204120817277772,49.335999999999999,0.12197473607127601]
[null,"h1722",61.905000000000001,0.11512812827813577,62.411999999999999,2.0134120515946863E-2,65.745999999999995,4.6461592138163636E-2,62.515000000000001,0.11868536394814549,51.024000000000001,9.2536766949411112E-2]
[null,"h1723",64.658000000000001,0.10450696838003896,64.89,9.8986074568439969E-3,69.427000000000007,1.93929173693086E-2,64.319999999999993,9.0189223903918217E-2,54.026000000000003,8.105205345700861E-2]
[null,"h1724",65.625,9.9674059643338822E-2,66.174000000000007,1.1663351087723801E-2,71.653000000000006,2.523695993487236E-2,64.89,8.4137766654749133E-2,55.225000000000001,8.2638677000061028E-2]
[null,"h1725",61.643000000000001,9.7725910385134118E-2,62.533000000000001,1.3107232240261824E-2,67.472999999999999,2.9481886375530616E-2,60.962000000000003,8.2998980389041174E-2,53.209000000000003,8.3724903887227684E-2]
[null,"h1726",58.006999999999998,9.1918927019331631E-2,59.677,1.4278380286209331E-2,63.398000000000003,3.3755887654823513E-2,57.040999999999997,7.9026470159827333E-2,51.887999999999998,7.9013852444010491E-2]
[null,"h1727",55.067999999999998,8.8453469204255952E-2,57.610999999999997,1.5626002695244817E-2,59.56,3.8538698610222716E-2,54.54,7.4405116593175225E-2,51.96,7.4693354488313907E-2]
[null,"h1728",50.045000000000002,8.4107597782106996E-2,53.863,1.7053840723865753E-2,54.79,3.6459847647845552E-2,50.61,7.0406122962433301E-2,49.198999999999998,7.0409470922072379E-2]
[null,"h1729",46.531999999999996,8.3625128733264678E-2,51.125,1.7821051618491547E-2,50.997,3.2876473409589699E-2,47.326000000000001,6.6763751903091278E-2,47.383000000000003,6.5576571079926788E-2]
[null,"h1730",44.573,8.7145398370939056E-2,49.244,2.0948958968271793E-2,49.1,2.9940554917663474E-2,44.887999999999998,6.4367511749520087E-2,45.926000000000002,6.2904209884075662E-2]
[null,"h1731",43.823,8.5647411291077613E-2,48.067,1.940906611914921E-2,48.503,2.8080170922779531E-2,43.744,6.7068246508241211E-2,45.561,6.1403294691885296E-2]
[null,"h1732",44.444000000000003,8.8456137065817814E-2,48.033999999999999,1.8927849603798404E-2,49.209000000000003,2.610351292821534E-2,43.570999999999998,6.7809624677301908E-2,46.030999999999999,6.1366687004270899E-2]
[null,"h1733",46.125999999999998,8.441157195019193E-2,48.764000000000003,1.9280741715055661E-2,51.118000000000002,2.8748746420940947E-2,43.930999999999997,6.7783146885549747E-2,47.341000000000001,6.0573520439292254E-2]
[null,"h1734",49.363999999999997,8.534781387510533E-2,51.427,1.873536299765808E-2,54.89,2.5754690929174599E-2,44.31,6.9265903223671141E-2,50.765000000000001,6.0500305064063453E-2]
[null,"h1735",55.935000000000002,8.7182848047935593E-2,57.417999999999999,1.8141862628725417E-2,62.265999999999998,2.3647224684970131E-2,44.744,7.0060236976236187E-2,57.872,5.9816961561928006E-2]
[null,"h1736",61.360999999999997,9.2725400243422906E-2,62.212000000000003,2.8022841743928651E-2,67.364000000000004,4.8646134616223129E-2,47.798000000000002,8.3312371748196196E-2,61.749000000000002,7.6583282489322752E-2]
[null,"h1737",64.162999999999997,0.10263083980900664,64.260000000000005,4.8314138141221007E-2,69.739999999999995,0.11064924494571457,52.332000000000001,0.10168795922420071,63.905000000000001,0.12356314826113483]
[null,"h1738",64.753,0.12079393315232656,64.683999999999997,8.4277052388437967E-2,69.811000000000007,0.18060259000334289,55.465000000000003,0.12059310253524856,64.234999999999999,0.18139109212934718]
[null,"h1739",65.817999999999998,0.15876790562681398,65.460999999999999,0.13100317602900133,70.546000000000006,0.24086159033763063,57.201000000000001,0.13825378963394452,64.787000000000006,0.22737034777303233]
[null,"h1740",67.301000000000002,0.2038573167306432,66.337000000000003,0.16752750954412757,71.075999999999993,0.27738616048718806,57.814999999999998,0.15230025815846959,65.075000000000003,0.25918242830994509]
[null,"h1741",66.804000000000002,0.22202041007396311,65.941999999999993,0.18148278848930094,70.087000000000003,0.2981556036800721,57.088999999999999,0.16567154299331435,64.727999999999994,0.27544844417327641]
[null,"h1742",66.216999999999999,0.22306900102986613,65.108999999999995,0.17817843508389208,68.474000000000004,0.2963242881851082,55.548999999999999,0.16495664261600582,64.242000000000004,0.27082367297132398]
[null,"h1743",64.721000000000004,0.20868832506319632,63.725999999999999,0.16403066953257836,66.45,0.26772088426376756,54.357999999999997,0.15563645991924274,63.006999999999998,0.24141549725442343]
[null,"h1744",63.368000000000002,0.17030240614174702,62.878999999999998,0.1335215424593372,64.843999999999994,0.21346452916297254,53.792000000000002,0.1407559409545244,62.194000000000003,0.19056741915802319]
[null,"h1745",61.578000000000003,0.11233030615110945,61.454999999999998,9.1511340669211766E-2,63.692,0.1416508001104603,52.941000000000003,0.11814390679817303,61.058,0.12604026845637584]
[null,"h1746",61.938000000000002,5.091283587679056E-2,61.593000000000004,4.4977703634788743E-2,64.421999999999997,8.4298649768178718E-2,53.749000000000002,9.9132852320116496E-2,60.991,6.6540573520439295E-2]
[null,"h1747",64.867000000000004,2.1833161688980432E-2,64.116,2.0708350710596388E-2,67.531000000000006,7.659549728936238E-2,56.899000000000001,9.3466604885152585E-2,63.94,4.4551555826723613E-2]
[null,"h1748",66.77,1.6552757232468868E-2,66.028999999999996,1.5254563536620577E-2,69.581999999999994,0.11191372469223726,56.478000000000002,9.6882240021182231E-2,65.706999999999994,4.9054301403294691E-2]
[null,"h1749",63.079000000000001,1.3818930811721749E-2,62.555,1.3634467934939528E-2,65.274000000000001,0.16494920279638969,52.762,0.10082743099225525,62.308,5.3691275167785234E-2]
[null,"h1750",59.716000000000001,1.1122554067971163E-2,59.295999999999999,1.1549196368419364E-2,61.485999999999997,0.21526677615801637,49.866,9.6458595353147547E-2,58.787999999999997,5.3435021354484441E-2]
[null,"h1751",56.887,1.2414567924351652E-2,57.215000000000003,1.1420871964325816E-2,58.423999999999999,0.25693647079342469,49.076999999999998,8.9428741642946979E-2,56.081000000000003,4.9725442342892008E-2]
[null,"h1752",51.988999999999997,1.3107386948787566E-2,53.652999999999999,1.1629399120977832E-2,54.03,0.29267619144514045,45.280999999999999,8.6728006884225856E-2,51.277999999999999,4.6101281269066506E-2]
[null,"h1753",48.241,1.3588889304832853E-2,50.673000000000002,1.2220155237667587E-2,50.125,0.29711229635658126,42.38,8.7610373449476434E-2,48.424999999999997,4.4262795095467579E-2]
[null,"h1754",46.554000000000002,1.3607606783214165E-2,48.753999999999998,1.2845596253768682E-2,47.951000000000001,0.30824456103126047,40.427,8.8920954738611849E-2,46.570999999999998,4.3652778625022877E-2]
[null,"h1755",46.003,1.5067570096956537E-2,47.686,1.3022002694207453E-2,46.625999999999998,0.310133848769783,39.387,9.1475926342683908E-2,45.793999999999997,4.3457573354480569E-2]
[null,"h1756",47.023000000000003,1.493654774828735E-2,47.865000000000002,1.2444672525498749E-2,46.564999999999998,0.30812829717042828,39.113,9.3819086829319956E-2,46.381,4.4482401024827672E-2]
[null,"h1757",48.491,1.3401714521019728E-2,48.814,1.1642825068958881E-2,47.142000000000003,0.31305497827319101,39.145000000000003,9.6334343848872767E-2,47.540999999999997,4.4982614530592324E-2]
[null,"h1758",51.508000000000003,1.2840190169580355E-2,51.491999999999997,1.1290012188081339E-2,47.496000000000002,0.31635396532430349,39.037999999999997,0.10049113702855479,50.823999999999998,4.4519002013054351E-2]
[null,"h1759",57.786999999999999,1.3607606783214165E-2,57.238999999999997,1.4096478285970876E-2,48.901000000000003,0.32155677309654263,38.462000000000003,0.10324468155522314,58.148000000000003,4.6410053071432929E-2]
[null,"h1760",62.37,3.4346572829708384E-2,61.823999999999998,2.9604208095451921E-2,52.127000000000002,0.32581493699952041,40.369,0.11398085757026172,63.008000000000003,5.8451778198011346E-2]
[null,"h1761",64.703999999999994,8.8271628046269604E-2,63.848999999999997,6.9263583295913783E-2,56.37,0.35796189451961224,44.45,0.13876275831027682,65.635000000000005,8.0241566522296096E-2]
[null,"h1762",65.376999999999995,0.16007187511698423,64.540000000000006,0.1304926550772981,59.82,0.40596433606068971,47.826000000000001,0.16864136406359628,66.430999999999997,0.10321478679924358]
[null,"h1763",66.331000000000003,0.22863399842773183,65.131,0.18930014753993199,61.502000000000002,0.43453617986019272,50.74,0.20291505050371331,67.823999999999998,0.1244799609589459]
[null,"h1764",67.216999999999999,0.27349979410773778,65.950999999999993,0.22791712104689205,62.393999999999998,0.44173000624918252,53.350999999999999,0.23055640132911476,69.412000000000006,0.14021838589641919]
[null,"h1765",66.426000000000002,0.29453823980833305,65.313999999999993,0.24647187119122457,60.957000000000001,0.43239983141740179,53.116999999999997,0.25205522974887146,69.066000000000003,0.14231684255474897]
[null,"h1766",65.596999999999994,0.28950323812375994,64.391999999999996,0.25671948168580411,58.98,0.42343298115072159,50.74,0.25483525066521928,68.204999999999998,0.14314646495455377]
[null,"h1767",64.209999999999994,0.25785198218096056,63.03,0.24178908204503174,57.164000000000001,0.40313040445290588,49.243000000000002,0.25135360542236462,67.046999999999997,0.14271945342524248]
[null,"h1768",62.326999999999998,0.19964062441507879,62.04,0.20187311565847713,56.463000000000001,0.36304843843101919,48.134,0.22805438250440169,66.13,0.1422802415665223]
[null,"h1769",60.734000000000002,0.11962340433496799,60.893999999999998,0.14066008082622361,55.884999999999998,0.32379485241756167,47.603999999999999,0.1919670633712387,64.995999999999995,0.13609467455621302]
[null,"h1770",60.835000000000001,4.2825590536442928E-2,61.1,7.4122778882545384E-2,57.186,0.28336409481317854,49.337000000000003,0.15862005056990428,65.308000000000007,0.12249130726529617]
[null,"h1771",64.019000000000005,1.4019391307603039E-2,63.015999999999998,4.2465841298351403E-2,60.567999999999998,0.25439986048336699,53.622,0.15448973377990177,67.296000000000006,0.10916854755078387]
[null,"h1772",67.076999999999998,1.9166697862463968E-2,64.513000000000005,4.6795817563666686E-2,60.984000000000002,0.2499382348239329,54.648000000000003,0.16944889394882115,68.058999999999997,0.11717196364301836]
[null,"h1773",63.478000000000002,2.8225957399019203E-2,60.633000000000003,5.3820001282955929E-2,56.877000000000002,0.26580825182752255,52.033000000000001,0.18673797640953679,63.89,0.11989263710120174]
[null,"h1774",59.521000000000001,3.6442930408415376E-2,57.533999999999999,6.002630059657451E-2,53.95,0.2856893720298217,50.19,0.19846701703755676,59.74,0.10210455682303422]
[null,"h1775",55.985999999999997,4.9208250664470481E-2,56.198999999999998,6.5911860927577143E-2,52.554000000000002,0.30464038134546351,49.957999999999998,0.19870530454467228,56.968000000000004,0.10277557494052339]
[null,"h1776",51.085000000000001,5.5516040878972786E-2,53.503999999999998,7.0787093463339529E-2,49.210999999999999,0.32340246188725313,46.716000000000001,0.19318497729649586,52.540999999999997,9.4430549624839877E-2]
[null,"h1777",47.09,6.2236938099781133E-2,50.767000000000003,7.5341587016485981E-2,45.540999999999997,0.3461309307563758,44.162999999999997,0.19277538868673502,49.085999999999999,0.11485448025176258]
[null,"h1778",45.27,6.5791196662738277E-2,49.052999999999997,7.7650907691320797E-2,43.448,0.35530044321732179,42.598999999999997,0.18656963281508435,47.124000000000002,0.11907491888463322]
[null,"h1779",44.570999999999998,6.9139682361524221E-2,47.372999999999998,8.4915645647572008E-2,42.527999999999999,0.35883165007629153,41.789000000000001,0.1830896460469732,46.247999999999998,0.12261228074455369]
[null,"h1780",45.1,6.9251922105617605E-2,46.728000000000002,9.1186092757713777E-2,42.372999999999998,0.35541669694107392,42.707000000000001,0.18394971882236189,46.671999999999997,0.12708887316728062]
[null,"h1781",46.784999999999997,7.4227884093757593E-2,45.98,9.3880300211687723E-2,42.64,0.35564920438857806,44.369,0.1826529937148528,48.165999999999997,0.13374887170354469]
[null,"h1782",49.978999999999999,7.9428325570084363E-2,45.365000000000002,0.10388735646930528,42.509,0.35272832957930683,48.374000000000002,0.18525967581872313,51.703000000000003,0.1395306286745871]
[null,"h1783",55.911000000000001,8.4984192902706854E-2,44.262,0.11317275001603695,42.198,0.346392501634818,56.298999999999999,0.19068475024809792,58.859000000000002,0.14533678124466345]
[null,"h1784",60.616999999999997,0.11738406569766355,46.37,0.15273590352171404,44.396999999999998,0.35073748456005233,62.383000000000003,0.21294078729738669,64.325000000000003,0.16368227171818203]
[null,"h1785",62.970999999999997,0.17879791234075987,50.017000000000003,0.22608890884598115,48.265999999999998,0.35756739083048755,64.978999999999999,0.25135296063513068,66.44,0.19531116586567784]
[null,"h1786",64.55,0.24081037095235422,53.627000000000002,0.3063057283982295,51.768000000000001,0.36599578580251396,65.760000000000005,0.30981144558385709,66.813999999999993,0.25264082359542339]
[null,"h1787",66.375,0.30164431225096805,55.831000000000003,0.37767015203027776,54.225999999999999,0.38115236503669259,67.361999999999995,0.37836586172676151,68.366,0.31040960210777974]
[null,"h1788",67.027000000000001,0.33765456348092859,56.860999999999997,0.43437680415677721,56.753999999999998,0.39937513623483251,68.512,0.41984783327820047,69.233000000000004,0.34794223122148765]
[null,"h1789",66.402000000000001,0.3531623547898311,56.210999999999999,0.4557700942972609,55.856000000000002,0.41336917823149022,67.831999999999994,0.43415150512735695,67.988,0.36016442633748874]
[null,"h1790",64.707999999999998,0.34831733916980001,54.146999999999998,0.44491307973571109,53.546999999999997,0.41275884618179176,67.188000000000002,0.42330135626860732,66.853999999999999,0.35760288843892563]
[null,"h1791",62.328000000000003,0.31584263987878108,52.557000000000002,0.39426839438065303,51.518999999999998,0.40671365254668312,66.349999999999994,0.38949388025140591,65.536000000000001,0.33764728842916736]
[null,"h1792",60.298999999999999,0.25618721589314775,51.201999999999998,0.32187760600423376,50.557000000000002,0.38921746712199373,64.783000000000001,0.3365530929540192,64.08,0.29241784782025321]
[null,"h1793",58.878,0.16783583066763941,50.069000000000003,0.24340881390724228,50.344000000000001,0.36127297827508537,62.744,0.26639761826000663,62.923000000000002,0.2246102803054329]
[null,"h1794",58.831000000000003,8.0026937538582407E-2,49.802999999999997,0.19372634550003207,52.179000000000002,0.32933226767419893,62.454999999999998,0.19472047634799869,63.790999999999997,0.15088678002488351]
[null,"h1795",61.286999999999999,4.8113436968030381E-2,52.427999999999997,0.19318108922958496,55.947000000000003,0.29537164862311999,66.161000000000001,0.17470062851472049,65.656000000000006,0.11123173379522334]
[null,"h1796",63.536000000000001,4.6878799783003161E-2,53.634,0.22204759766502022,58.582999999999998,0.29316282787183029,67.828999999999994,0.18645054581541515,67.656000000000006,0.11396404088702398]
[null,"h1797",59.146000000000001,4.95538470172288E-2,49.914000000000001,0.23080377189043558,56.015999999999998,0.29717358134127736,63.582999999999998,0.19006285147204763,63.905999999999999,0.11453733746432143]
[null,"h1798",55.100999999999999,5.0058925865649029E-2,47.631,0.22916800307909424,53.948999999999998,0.2882511080433045,60.106999999999999,0.19006285147204763,60.426000000000002,0.10790173452709131]
[null,"h1799",52.28,4.7701891239687974E-2,47.491,0.21556867021617807,53.25,0.27950301533095984,56.445,0.17966258683427058,57.503,9.7740967529457684E-2]
[null,"h1800",48.375,5.3108105580185944E-2,44.518999999999998,0.20851241259862724,49.658000000000001,0.28595509699920074,51.253,0.17041349652662918,52.795999999999999,8.5311409821668169E-2]
[null,"h1801",44.78,5.2221079210698587E-2,41.473999999999997,0.20761434344730259,46.802999999999997,0.28744515791614611,47.613,0.16023275805065132,49.314999999999998,7.2497165221844254E-2]
[null,"h1802",42.526000000000003,4.9733470494716173E-2,39.424999999999997,0.20657194175380075,44.844000000000001,0.27976000232443271,46.029000000000003,0.15028764134100378,47.249000000000002,6.2133460136313205E-2]
[null,"h1803",41.43,5.5550360048629947E-2,37.981999999999999,0.2062832766694464,44.326999999999998,0.27155184937676147,45.478999999999999,0.1435826224955366,46.488999999999997,5.4037577575380712E-2]
[null,"h1804",41.585999999999999,6.1086692228560738E-2,37.878,0.21556867021617807,45.055,0.26617659877386174,45.872999999999998,0.13485419559611189,47.176000000000002,4.8794762061523833E-2]
[null,"h1805",42.134999999999998,7.0214158795473672E-2,38.128,0.21810250817884405,47.213000000000001,0.25458349071679692,47.47,0.12955101501024929,48.274999999999999,4.425911701232671E-2]
[null,"h1806",42.107999999999997,7.7620873468624327E-2,37.698999999999998,0.22028353326063249,51.883000000000003,0.25086439840776359,51.127000000000002,0.12620511803213649,51.72,3.9881975687967128E-2]
[null,"h1807",41.944000000000003,9.0189843823061819E-2,35.771999999999998,0.22055616139585604,60.746000000000002,0.25769241944387949,57.707000000000001,0.12139125834821134,57.999000000000002,4.1320701805723205E-2]
[null,"h1808",45.38,0.12987936032918732,36.911000000000001,0.24202963628199373,66.308999999999997,0.26961966470058402,62.066000000000003,0.14306685181511605,62.494999999999997,7.44235951083312E-2]
[null,"h1809",50.347000000000001,0.20054241092303376,40.850999999999999,0.28909808198088394,69.242999999999995,0.31026818142197171,63.835999999999999,0.18041393903326058,64.504999999999995,0.13504517356157869]
[null,"h1810",53.656999999999996,0.26198447582530626,45.011000000000003,0.33193277310924368,70.135000000000005,0.36018537350727836,63.912999999999997,0.22216491436884217,64.593999999999994,0.19430118146237976]
[null,"h1811",55.396999999999998,0.31175535396988685,47.58,0.36474437103085511,71.340999999999994,0.40770549437777842,64.546000000000006,0.26784368180916485,64.850999999999999,0.24429081775729422]
[null,"h1812",56.164999999999999,0.33631347610586365,49.32,0.398149336070306,72.569000000000003,0.43506116163523839,66.260000000000005,0.30225484361568472,65.126999999999995,0.28111245229647513]
[null,"h1813",55.076999999999998,0.33829608154867669,48.204999999999998,0.40942331130925652,71.864999999999995,0.44091582648109945,65.796000000000006,0.31895787872776565,64.864999999999995,0.29674335808429958]
[null,"h1814",52.863999999999997,0.30636865238941363,46.168999999999997,0.39806915132465198,71.350999999999999,0.43012174216230353,65.813000000000002,0.31672287244594327,64.254000000000005,0.28774522355121501]
[null,"h1815",50.709000000000003,0.24758253062751331,44.901000000000003,0.37197703508884472,70.099000000000004,0.39933753668245342,65.125,0.2967665145804404,63.137,0.25491056732140899]
[null,"h1816",49.116,0.17757411390629382,44.26,0.3305856693822567,68.781000000000006,0.34969637097945783,63.637999999999998,0.24926271242478346,61.508000000000003,0.2006779082385359]
[null,"h1817",48.646999999999998,0.10885626110539605,43.597999999999999,0.29543267688754893,67.093000000000004,0.28243309992155041,61.563000000000002,0.17525623222905509,60.078000000000003,0.13063145445456431]
[null,"h1818",49.994,5.9571682409052654E-2,45.552999999999997,0.26815382641606261,67.388000000000005,0.20652584478600691,60.94,0.10865569000859618,61.293999999999997,6.818098686857603E-2]
[null,"h1819",53.316000000000003,3.9034882633498552E-2,48.762999999999998,0.25716851626146642,69.861999999999995,0.16061829909637679,63.442999999999998,9.4081862064405206E-2,63.948,4.6880524769255152E-2]
[null,"h1820",54.354999999999997,4.0026185354905076E-2,50.54,0.26656616845211367,71.762,0.1376354708428974,66.043999999999997,0.11370759769886928,66.861999999999995,5.6622407549654342E-2]
[null,"h1821",50.542999999999999,4.2457682596090902E-2,48.612000000000002,0.27131310539482967,67.417000000000002,0.13016823081616644,62.631999999999998,0.12854592342789128,63.131,6.4559786385749302E-2]
[null,"h1822",48.061,4.2251940521836714E-2,47.3,0.27262813522355506,63.372,0.1240811227009908,58.655000000000001,0.13104542749454473,59.350999999999999,7.0119609349281242E-2]
[null,"h1823",46.953000000000003,4.2719536145141679E-2,47.752000000000002,0.26364744371030857,59.649000000000001,0.12152424673853038,55.17,0.1266415393771077,56.517000000000003,7.4704024775351457E-2]
[null,"h1824",43.655999999999999,3.9820443280650895E-2,44.548000000000002,0.25975046507152477,54.639000000000003,0.11622163465729146,50.554000000000002,0.11920915162335516,51.923999999999999,7.830084006974164E-2]
[null,"h1825",40.524000000000001,3.8921931694908915E-2,41.881,0.26417908054455363,51.098999999999997,0.11776838496957021,47.131,0.1100253874226477,48.24,8.3669514558373653E-2]
[null,"h1826",38.331000000000003,3.7088991134552801E-2,39.908000000000001,0.25713965011304779,49.109000000000002,0.113599721120746,45.322000000000003,0.10071666578515893,46.329000000000001,8.9751246206535115E-2]
[null,"h1827",37.265999999999998,3.8080275315153553E-2,39.286000000000001,0.24697336561743341,48.137,0.10619199093642424,44.368000000000002,9.2214523721373037E-2,45.427999999999997,9.6734877938792679E-2]
[null,"h1828",36.914000000000001,4.1465604309280667E-2,39.866,0.23669483507849207,48.817999999999998,0.10298197452321815,45.133000000000003,8.6978367800285603E-2,46.311999999999998,0.10179283111311534]
[null,"h1829",37.21,4.6272397411439042E-2,41.591999999999999,0.22199060340265864,50.697000000000003,0.10131160399145932,46.933999999999997,8.4228063680118481E-2,47.691000000000003,0.1021950297992663]
[null,"h1830",37.155999999999999,5.3772490928814573E-2,45.424999999999997,0.20502541571123903,54.734000000000002,0.10141327871947943,50.241,8.0287724123340565E-2,50.845999999999997,0.10256066496849443]
[null,"h1831",36.148000000000003,6.8791381438671306E-2,52.527000000000001,0.19176434744960955,62.264000000000003,0.10411492149258501,57.212000000000003,7.9745596868884536E-2,57.552999999999997,0.10291411229874831]
[null,"h1832",38.506,9.7763064377361319E-2,57.441000000000003,0.18525407693664511,67.262,0.12444986709660552,62.14,0.10970804463955149,63.015999999999998,0.13205523528623139]
[null,"h1833",42.762999999999998,0.14689709347996857,60.375999999999998,0.19493930696085821,69.694000000000003,0.16443708513079727,64.174999999999997,0.16307452266356376,66.036000000000001,0.18240319808894684]
[null,"h1834",46.737000000000002,0.19316949089140761,61.439,0.20443211519651075,70.225999999999999,0.22057605995903962,64.225999999999999,0.22195483154387263,66.635000000000005,0.22012455971431705]
[null,"h1835",49.262,0.23431713612389182,62.710999999999999,0.21289867389317382,71.665000000000006,0.27251732101616627,65.120999999999995,0.27600888559792669,67.492000000000004,0.24571902156028713]
[null,"h1836",51.603999999999999,0.27553959525679872,63.79,0.22386671584112375,73.052999999999997,0.30069574563888041,65.984999999999999,0.31229174379859309,68.061000000000007,0.25537179002791016]
[null,"h1837",50.164999999999999,0.30598885272883702,63.506999999999998,0.22142937318602376,72.185000000000002,0.31125539239182537,65.441999999999993,0.32667794996562122,67.03,0.25272702897049326]
[null,"h1838",48.53,0.31406875397448847,63.22,0.2111348074980357,71.792000000000002,0.30448676049791568,64.677999999999997,0.31504204791876023,65.641999999999996,0.24239174152031104]
[null,"h1839",46.353000000000002,0.28844499307971422,62.593000000000004,0.18496544425380435,70.882999999999996,0.27274972039449796,63.429000000000002,0.28128470936690114,63.783000000000001,0.2193323501809894]
[null,"h1840",45.357999999999997,0.27484756667788873,61.500999999999998,0.16421596138736111,69.899000000000001,0.21839731578718027,62.142000000000003,0.22403078224996034,62.334000000000003,0.17697960974539603]
[null,"h1841",45.19,0.24348183892567238,60.338000000000001,0.14726680884498822,68.445999999999998,0.17929612038287798,60.637,0.14859575818479928,61.137999999999998,0.12207339516630306]
[null,"h1842",46.838000000000001,0.2233381962368608,60.683,0.13171271426967915,68.900999999999996,0.14629540865978183,60.978000000000002,8.2443010525202309E-2,61.682000000000002,7.0689466050774544E-2]
[null,"h1843",50.335000000000001,0.18843751168967193,62.865000000000002,0.11704055289193913,71.180000000000007,0.13274361991081673,63.58,6.5081715766647272E-2,63.194000000000003,5.010420602323002E-2]
[null,"h1844",52.015000000000001,0.1771032057756331,64.292000000000002,0.11465131568397928,72.402000000000001,0.13415254114195244,65.98,7.7365525995662987E-2,64.323999999999998,4.8081024753500956E-2]
[null,"h1845",49.348999999999997,0.17858078030898142,60.652000000000001,0.11030579029232077,68.042000000000002,0.15233779249640508,61.633000000000003,8.3963611360871632E-2,60.414999999999999,4.3023071579178299E-2]
[null,"h1846",47.4,0.17345602813002656,57.732999999999997,0.10416432820743068,64.082999999999998,0.16009412174822432,57.857999999999997,8.1530650023800708E-2,56.494999999999997,4.0524564589452645E-2]
[null,"h1847",46.354999999999997,0.1863988329031534,55.447000000000003,9.4495133332264322E-2,59.938000000000002,0.16735660232108879,54.564,7.4800338498968638E-2,53.892000000000003,3.6136942558714913E-2]
[null,"h1848",42.953000000000003,0.18722178580780308,51.2,8.7872616775972939E-2,54.758000000000003,0.18308713524191322,49.692999999999998,6.3997461257735228E-2,49.981000000000002,3.2139331375153873E-2]
[null,"h1849",39.720999999999997,0.17663114600859975,48.006999999999998,8.110058203857809E-2,50.764000000000003,0.19535005300532957,46.48,5.5721498242182338E-2,46.359000000000002,2.9542241505386826E-2]
[null,"h1850",37.808999999999997,0.16361936810618807,45.987000000000002,7.5488639825548765E-2,48.853000000000002,0.21152757003238407,44.383000000000003,4.9099944489968544E-2,44.098999999999997,2.7043825866523669E-2]
[null,"h1851",37.488999999999997,0.15516919050289774,45.081000000000003,7.2907146407555273E-2,48.006999999999998,0.20631416912330638,43.555999999999997,4.3852924849990746E-2,42.945,2.4594159801101741E-2]
[null,"h1852",38.494,0.14023181903159468,45.54,7.0870813090256071E-2,48.426000000000002,0.20702574752036712,44.134,4.3073141074779941E-2,42.868000000000002,2.3728854872519866E-2]
[null,"h1853",40.795999999999999,0.12501402131239484,46.54,6.9331537511825164E-2,50.325000000000003,0.21692975704680442,45.923000000000002,4.3244957838809439E-2,43.151000000000003,2.2095744162238581E-2]
[null,"h1854",44.877000000000002,0.11882594877547205,49.32,7.0710471884169512E-2,54.4,0.21957276252160149,49.631999999999998,4.0998123232269833E-2,43.265000000000001,2.1011066153171158E-2]
[null,"h1855",52.66,0.11895681435782389,55.262,7.2714736960251408E-2,62.393000000000001,0.21748159335472908,56.466999999999999,4.2610557479315907E-2,44.079000000000001,2.0962316579729929E-2]
[null,"h1856",58.573,0.14182090110300991,60.499000000000002,8.419516731604855E-2,67.753,0.22985434425872409,61.655000000000001,7.6194126510005025E-2,47.207000000000001,3.8012479890800956E-2]
[null,"h1857",61.082000000000001,0.20902972518227705,62.975000000000001,0.10011704908044318,70.498000000000005,0.2678584394650092,63.968000000000004,0.12302080304512172,51.357999999999997,7.1271876371081747E-2]
[null,"h1858",61.780999999999999,0.27881847074219479,64.150000000000006,0.12806452130132923,71.075999999999993,0.3025224728075398,64.200999999999993,0.17275514789458379,54.707999999999998,0.10863842441378638]
[null,"h1859",63.323,0.3192185455225276,65.271000000000001,0.16292269950454566,72.210999999999999,0.3379561725795443,65.471000000000004,0.22258200946313869,56.26,0.1375469214644372]
[null,"h1860",64.177999999999997,0.33079080201906896,66.751999999999995,0.19478249715394358,73.418999999999997,0.38091227254904808,66.266999999999996,0.25970764716766676,57.103999999999999,0.15961829083995516]
[null,"h1861",63.512999999999998,0.34670031781641431,66.662999999999997,0.20542915323809066,72.281999999999996,0.39980540509141604,65.483999999999995,0.27437815548095479,56.183999999999997,0.17551065178179692]
[null,"h1862",63.018000000000001,0.35135539353150119,65.451999999999998,0.21431205605528564,71.349999999999994,0.42545127140180944,64.835999999999999,0.26426739975152652,54.314999999999998,0.18172622239555403]
[null,"h1863",62.195,0.33196859226023556,63.844999999999999,0.19941635800984495,70.040999999999997,0.42745530852006214,63.723999999999997,0.23118606433876979,52.39,0.17659532979086434]
[null,"h1864",61.13,0.28680127126565713,63.148000000000003,0.15800022447768852,68.796999999999997,0.40013941127779151,62.454999999999998,0.17847796780418176,51.423000000000002,0.16010578657436747]
[null,"h1865",59.350999999999999,0.22086371284352216,62.018000000000001,0.12533872079785785,67.231999999999999,0.34992230725664747,61.009,0.11021384578784595,50.98,0.13489006971189002]
[null,"h1866",59.203000000000003,0.13983922228453916,61.863999999999997,8.7498196161431521E-2,67.152000000000001,0.27931630385849754,61.109000000000002,4.6707726467711666E-2,52.064,0.1067128162628577]
[null,"h1867",61.734000000000002,8.3174425126191817E-2,63.454999999999998,6.2789616303493834E-2,69.47,0.232076211498526,62.911000000000001,2.293092966086014E-2,54.581000000000003,0.10250816555355141]
[null,"h1868",64.715999999999994,8.0650588895120584E-2,65.131,6.4184584796446842E-2,72.19,0.23845137305586617,65.266000000000005,2.7688932357061668E-2,55.764000000000003,0.11407400185248379]
[null,"h1869",61.064999999999998,8.476350719760703E-2,61.167999999999999,6.4056311831577603E-2,68.117999999999995,0.25301694718345652,61.695999999999998,2.9671433480478973E-2,52.481999999999999,0.12496953151659923]
[null,"h1870",57.131999999999998,9.1680687979061509E-2,57.892000000000003,6.2244456202799558E-2,64.055000000000007,0.26658050275192052,57.795000000000002,2.7199915413285401E-2,49.488999999999997,0.13036854677521573]
[null,"h1871",54.042999999999999,9.5737521031968587E-2,55.180999999999997,5.4211361777863294E-2,60.341000000000001,0.27034170285067022,54.645000000000003,2.4199730379847215E-2,48.295999999999999,0.13520694193925803]
[null,"h1872",49.034999999999997,9.6896616189942039E-2,50.954999999999998,4.8166498308400273E-2,55.115000000000002,0.2641553273986727,50.011000000000003,2.0578361661071607E-2,45.085000000000001,0.13959440354896896]
[null,"h1873",46.066000000000003,9.6941158884092909E-2,47.704000000000001,4.4257433677967459E-2,51.258000000000003,0.25182571830945016,46.548999999999999,1.6201929430421567E-2,42.46,0.14010285909279255]
[null,"h1874",44.506,9.993086309023301E-2,45.99,4.2365953354171676E-2,49.027999999999999,0.2356084033857456,44.502000000000002,1.5607241971719308E-2,39.996000000000002,0.13784824627684208]
[null,"h1875",44.161999999999999,0.10658295494889475,45.127000000000002,4.1452272180812696E-2,48.188000000000002,0.21851997038198528,44.09,1.4470728161754988E-2,38.631,0.13797011723986644]
[null,"h1876",44.682000000000002,0.11734589009099912,45.624000000000002,4.2221687905746576E-2,49.006999999999998,0.20301406855699289,44.851999999999997,1.3426721289811022E-2,38.423999999999999,0.14151656226387502]
[null,"h1877",46.097000000000001,0.12474540800119588,46.753,4.1901098020357457E-2,50.875999999999998,0.18869869477474338,46.286999999999999,1.390247125677283E-2,38.787999999999997,0.14451458795427402]
[null,"h1878",49.456000000000003,0.13165909897789488,49.552999999999997,4.0234030616334057E-2,55.076000000000001,0.18136678426760747,49.884,1.3030262984009515E-2,38.619999999999997,0.14561142662149315]
[null,"h1879",55.243000000000002,0.14068426855018032,55.517000000000003,4.1436242686543237E-2,62.238999999999997,0.17102951638427921,56.667000000000002,1.5223998942777851E-2,38.206000000000003,0.15130280059473031]
[null,"h1880",60.351999999999997,0.16501298652764543,60.418999999999997,5.7642061392963052E-2,66.954999999999998,0.19517400583649114,61.744999999999997,5.2226774150918462E-2,40.271000000000001,0.16242961951885343]
[null,"h1881",63.052,0.2243586150195265,63.658999999999999,8.7280596297186819E-2,69.242999999999995,0.25578930557370383,63.792000000000002,0.1126866657856482,43.95,0.18158773490628122]
[null,"h1882",63.902000000000001,0.30681839415512829,64.891000000000005,0.12381181373727659,69.31,0.32910841064506297,64.325000000000003,0.1670014536804546,47.337000000000003,0.20351232115436177]
[null,"h1883",65.251999999999995,0.38787674944410189,66.688000000000002,0.15667227698966096,70.123000000000005,0.39477619524659902,66.528000000000006,0.10288093035549095,49.651000000000003,0.22630219123991518]
[null,"h1884",66.3,0.44223330904198666,68.382999999999996,0.18126152119900618,71.165999999999997,0.43269886899835941,66.412999999999997,0.20311880533897186,52.055999999999997,0.25588027396592489]
[null,"h1885",65.465000000000003,0.45544406450286823,67.900000000000006,0.18626272341107639,70.182000000000002,0.44517037617782423,65.695999999999998,0.26533632879608826,51.351999999999997,0.27952324079264873]
[null,"h1886",64.313000000000002,0.43072294784834725,67.227999999999994,0.17105073334936283,69.475999999999999,0.43779490976668556,63.860999999999997,0.2546055239857275,49.906999999999996,0.28872449850098714]
[null,"h1887",63.017000000000003,0.38412093353513838,65.513999999999996,0.16019876572894126,68.003,0.40531672401527358,62.156999999999996,0.22940399101361172,49.152000000000001,0.27696395056913742]
[null,"h1888",61.973999999999997,0.31053683876151505,64.831999999999994,0.13501643023162618,66.662000000000006,0.35426920452400656,60.542000000000002,0.18301836923483547,48.006999999999998,0.24619153240548908]
[null,"h1889",60.36,0.2238167311321636,63.527000000000001,9.9703454356015062E-2,65.274000000000001,0.28520405941025306,59.024999999999999,0.11749702656270648,47.5,0.20312233407268385]
[null,"h1890",60.27,0.13804959171851935,63.08,7.1219043039192118E-2,65.106999999999999,0.21580498569914486,59.423000000000002,5.3720100436104139E-2,49.286000000000001,0.15228995539522752]
[null,"h1891",62.677999999999997,8.8719472317207615E-2,64.513999999999996,5.8796184980363868E-2,67.992999999999995,0.21579046706447724,61.78,2.5069380203515262E-2,52.22,0.12405245326248568]
[null,"h1892",65.525999999999996,8.615953809070015E-2,65.619,6.115252063797387E-2,71.546000000000006,0.25578930557370383,63.832000000000001,2.797674111272631E-2,53.655000000000001,0.12068881468301362]
[null,"h1893",61.871000000000002,8.61221667881234E-2,61.555,5.6487937805562237E-2,67.272000000000006,0.28510242896757987,59.929000000000002,3.5258358662613981E-2,51.055999999999997,0.12171253077241817]
[null,"h1894",58.031999999999996,8.399200254124857E-2,58.286999999999999,4.9659373246774066E-2,63.149000000000001,0.29464117194419037,56.671999999999997,4.1667767939738337E-2,49.665999999999997,0.12250469203207644]
[null,"h1895",54.838000000000001,8.2160808714987765E-2,55.954999999999998,4.5988619059068689E-2,58.945999999999998,0.29497510054154508,54.003,4.6306330117615965E-2,49.46,0.11940916957125795]
[null,"h1896",50.216000000000001,7.5602145112767902E-2,51.835999999999999,4.1035505329806841E-2,53.728000000000002,0.28462331402354923,49.901000000000003,5.1129906171534296E-2,46.185000000000002,0.11882418894874107]
[null,"h1897",46.405999999999999,7.2402330619257493E-2,48.895000000000003,3.9824356159553841E-2,49.999000000000002,0.27393721244139974,46.002000000000002,5.0438045905625221E-2,43.539000000000001,0.12388367021211789]
[null,"h1898",44.661999999999999,7.1524613430940465E-2,46.835999999999999,3.8157662783057419E-2,47.884,0.25521415405158276,43.927,5.0200192925195238E-2,42,0.12837944856658992]
[null,"h1899",43.694000000000003,6.3681183237469186E-2,45.82,3.5433260148399814E-2,46.84,0.23798603753320077,42.957000000000001,5.2354083803533437E-2,41.584000000000003,0.13031665387380142]
[null,"h1900",44.47,6.1328154179427802E-2,46.146000000000001,3.5401208352697958E-2,47.140999999999998,0.21794220525697036,42.692999999999998,5.1191247010320177E-2,42.243000000000002,0.13296051268930395]
[null,"h1901",46.302,5.4381116008067526E-2,47.360999999999997,3.7676885847529609E-2,48.848999999999997,0.20490863437785745,43.162999999999997,5.3279067616316712E-2,43.984999999999999,0.13038975596086602]
[null,"h1902",49.555,4.6631059983566148E-2,50.005000000000003,3.9455760508982515E-2,52.911999999999999,0.1949665452328771,43.61,5.1825521624800135E-2,47.485999999999997,0.12204393435432581]
[null,"h1903",55.901000000000003,4.8050347351908565E-2,56.042999999999999,3.3285789836375583E-2,60.305999999999997,0.18876906776586017,43.957999999999998,5.0530544286903553E-2,54.338000000000001,0.12612546754876519]
[null,"h1904",61.024000000000001,7.9610816463733469E-2,60.941000000000003,3.8061507395951856E-2,65.679000000000002,0.20872581604957982,47.081000000000003,7.3813708260105443E-2,60.295999999999999,0.13934476162627776]
[null,"h1905",63.326000000000001,0.14458056323298724,63.69,5.9616340005448805E-2,68.295000000000002,0.26101975355230117,51.076999999999998,0.11295373759530637,63.49,0.17121727158643713]
[null,"h1906",63.991,0.21468588929558527,65.046000000000006,8.8879629481241687E-2,68.766000000000005,0.32965645364954499,54.293999999999997,0.15213340909391229,64.180000000000007,0.21799042362659454]
[null,"h1907",65.186999999999998,0.269776648987824,66.116,0.11392810782224073,70.188000000000002,0.39585480195648703,55.673999999999999,0.18323929331236705,65.777000000000001,0.26706629140928639]
[null,"h1908",66.41,0.30690221857025474,67.120999999999995,0.12872001153864646,71.427999999999997,0.43655205445652334,56.625,0.20568997185406399,68.061000000000007,0.30013280212483401]
[null,"h1909",65.763999999999996,0.32260775379099127,66.605000000000004,0.12777448356544174,70.83,0.44369294184240698,56.58,0.21277270504909021,67.694000000000003,0.30138772128610941]
[null,"h1910",65.344999999999999,0.31127212967804585,65.653999999999996,0.12652446353306945,69.658000000000001,0.43756803436914904,55.018000000000001,0.19160378979082152,66.998000000000005,0.29100722492293823]
[null,"h1911",63.862000000000002,0.28215806379323222,64.653999999999996,0.12248593727463582,67.745999999999995,0.40665321702782331,53.213000000000001,0.16464711867542317,65.869,0.27425466330397064]
[null,"h1912",62.206000000000003,0.22755284977963697,63.741,0.10961714130034135,66.617000000000004,0.34736353212673626,52.381999999999998,0.14331963476353449,64.88,0.25612534571195339]
[null,"h1913",59.853000000000002,0.15313363711062972,61.884,7.9776919501915095E-2,65.234999999999999,0.27353082047634941,51.944000000000003,0.12813668617942042,63.405000000000001,0.22255930406813115]
[null,"h1914",59.768999999999998,7.3690894151042061E-2,61.713000000000001,4.7019984294620107E-2,65.563999999999993,0.22406711273022831,52.969000000000001,0.12228286004994912,63.722000000000001,0.19610853223192856]
[null,"h1915",62.235999999999997,3.4809890191977291E-2,62.997,2.4038846776390649E-2,67.287000000000006,0.19355868735395287,55.831000000000003,0.12900881377433038,65.230999999999995,0.1860813626229029]
[null,"h1916",65.620999999999995,3.5594233211324419E-2,64.872,2.0657382329845028E-2,68.965000000000003,0.16302123398017387,56.84,0.14524888671591105,66.244,0.18420507572157852]
[null,"h1917",62.292000000000002,3.8358108612833348E-2,62.107999999999997,2.3493966249459125E-2,64.475999999999999,0.13738951218450196,53.094000000000001,0.1594143531059635,62.411999999999999,0.17950217478709019]
[null,"h1918",58.392000000000003,3.7648464928662133E-2,58.96,2.9824195900575331E-2,60.616999999999997,0.10495072497423766,50.393000000000001,0.17067272751298282,58.999000000000002,0.17923413380118669]
[null,"h1919",55.264000000000003,3.7741839097632034E-2,56.753999999999998,3.5705700411865576E-2,57.271000000000001,7.7156417364548105E-2,49.588999999999999,0.1780197417973757,55.781999999999996,0.16965776039572597]
[null,"h1920",50.570999999999998,3.6994845745872862E-2,52.847999999999999,3.7773041234635173E-2,52.902999999999999,6.4645350440499863E-2,46.527000000000001,0.18922525998652168,51.162999999999997,0.16154342873155694]
[null,"h1921",46.712000000000003,3.5385677758907073E-2,49.466999999999999,3.8290850249130849E-2,49.104999999999997,6.2509978084498041E-2,43.438000000000002,0.19091521483575269,47.826999999999998,0.15468926966497387]
[null,"h1922",44.790999999999997,3.6860080998861539E-2,47.454000000000001,4.3593892689491646E-2,46.780999999999999,6.5601370081711435E-2,40.728999999999999,0.18573749488171815,46.137,0.14957436703079902]
[null,"h1923",44.133000000000003,3.7289337638341948E-2,46.552,4.623740327154461E-2,45.790999999999997,7.0042524781933499E-2,39.712000000000003,0.16963637084098324,45.512999999999998,0.1420359748151937]
[null,"h1924",44.881999999999998,3.5721617737630877E-2,46.832999999999998,5.0034445743947963E-2,45.86,6.9302332331896491E-2,39.57,0.15472400903459299,46.131,0.13665314870970491]
[null,"h1925",46.423000000000002,2.9600044791997165E-2,47.747,5.0787445727926685E-2,46.360999999999997,7.2596914413433772E-2,38.906999999999996,0.13506980676009459,47.432000000000002,0.13176963452802845]
[null,"h1926",49.941000000000003,3.03839047423527E-2,50.354999999999997,5.5049105211721162E-2,46.817999999999998,7.6355930973425634E-2,38.457999999999998,0.1212537479031555,50.512,0.12414599393518688]
[null,"h1927",56.22,3.6225527705716576E-2,55.518999999999998,5.9615168944358109E-2,47.667000000000002,8.5441430458193635E-2,37.143999999999998,0.11581185856371105,56.802999999999997,0.11621789485221586]
[null,"h1928",61.341999999999999,7.5325208562736792E-2,60.39,9.2090295912972422E-2,51.241999999999997,0.11367033860176194,39.457999999999998,0.12256138636093464,62.171999999999997,0.12816484600489569]
[null,"h1929",63.655999999999999,0.13922845784886434,62.945999999999998,0.15551852860598875,55.341999999999999,0.14973657856925154,42.704999999999998,0.15346920445389584,64.947000000000003,0.15595581698391242]
[null,"h1930",64.150000000000006,0.21044773333831021,63.933,0.23596135668167326,58.454999999999998,0.19641224365393825,46.491,0.19284365134924514,65.959000000000003,0.19093200832998428]
[null,"h1931",65.772999999999996,0.27785968906888636,65.462999999999994,0.30421199352740441,60.158000000000001,0.2505769147037053,48.837000000000003,0.19985734853187864,67.620999999999995,0.21415610195705917]
[null,"h1932",67.28,0.32065470969186838,66.695999999999998,0.33784065238636912,61.048000000000002,0.28165048402780801,50.749000000000002,0.1982327068116076,69.075000000000003,0.22232776783213376]
[null,"h1933",66.525000000000006,0.33310315223680037,66.27,0.35410224778505855,59.843000000000004,0.27829784763646392,49.71,0.19561742989604936,67.522000000000006,0.20633760793053474]
[null,"h1934",65.745000000000005,0.3201881263880853,64.816999999999993,0.36268965185766699,57.924999999999997,0.24276861003468744,46.933999999999997,0.18936982393110463,66.870999999999995,0.1952309622106122]
[null,"h1935",64.174000000000007,0.283570668707191,62.805,0.3605428008395149,56.101999999999997,0.20588960972990233,45.052999999999997,0.17807658270483034,65.676000000000002,0.17123963318841109]
[null,"h1936",62.69,0.22657285231705268,61.365000000000002,0.34154156720124323,55.576999999999998,0.14809654431720876,44.673000000000002,0.15242573538152662,64.486000000000004,0.14068417911901893]
[null,"h1937",60.646000000000001,0.1501651704895392,59.886000000000003,0.28272746206962845,55.226999999999997,0.11105789466045486,44.551000000000002,0.10339589744944458,62.978999999999999,0.105500955999659]
[null,"h1938",60.503999999999998,7.3962785315690269E-2,59.892000000000003,0.22525914414342246,56.576000000000001,7.4135353623314609E-2,46.526000000000003,4.7841075697737392E-2,63.134,7.4093018157904353E-2]
[null,"h1939",62.566000000000003,3.656146768444038E-2,61.109000000000002,0.20427127224954739,59.119,6.4208066646347664E-2,50.430999999999997,1.9931580129178828E-2,64.453000000000003,5.365776430041528E-2]
[null,"h1940",65.917000000000002,4.4474720516601035E-2,62.523000000000003,0.21043946360767099,60.325000000000003,7.5891496494971039E-2,53.232999999999997,2.4607378250934498E-2,65.927000000000007,5.4096184526201699E-2]
[null,"h1941",62.651000000000003,5.1417480076892931E-2,58.837000000000003,0.2356569524328308,56.497,8.4657697275801511E-2,50.94,3.3972182963716333E-2,61.984999999999999,5.5606298637243798E-2]
[null,"h1942",58.8,5.3078516638360614E-2,56.204000000000001,0.25347261162824231,53.527999999999999,8.9127879130926985E-2,49.1,4.1646303609874653E-2,58.368000000000002,5.5021738336195246E-2]
[null,"h1943",55.063000000000002,4.6956943692726898E-2,54.732999999999997,0.2540974414021821,51.807000000000002,8.4033613445378158E-2,49.429000000000002,4.9346841194573964E-2,55.374000000000002,5.2987955622130475E-2]
[null,"h1944",49.877000000000002,3.971557081801385E-2,51.686,0.25896790938366149,48.27,8.0318137617741397E-2,45.997,5.2067785864296189E-2,50.8,5.4266681280674196E-2]
[null,"h1945",46.68,3.844432843612499E-2,49.155000000000001,0.25939572586588061,44.554000000000002,8.6107805288670861E-2,44.094999999999999,5.7395988750544649E-2,47.354999999999997,5.5978869467841669E-2]
[null,"h1946",44.89,3.331717503169513E-2,46.997999999999998,0.25761750664829708,42.286000000000001,8.1753795245421035E-2,42.741,5.5745540488796756E-2,45.457999999999998,5.679439115828424E-2]
[null,"h1947",44.198,2.9420538444328435E-2,45.561,0.2555509275575919,41.420999999999999,8.5759484485210882E-2,42.13,5.1256321216842496E-2,44.658000000000001,6.4024538682506446E-2]
[null,"h1948",44.828000000000003,2.3454396300991873E-2,45.265000000000001,0.25992438563327031,41.268999999999998,8.5396650314940065E-2,42.694000000000003,4.8179885656944428E-2,45.241999999999997,6.928282779103169E-2]
[null,"h1949",46.332000000000001,1.8774703557312252E-2,45.131999999999998,0.2557111274871039,41.613,8.3451859162288464E-2,44.375999999999998,4.5552372024241783E-2,46.558,6.9331515653147671E-2]
[null,"h1950",49.847000000000001,1.6556044447758968E-2,44.777000000000001,0.25904328602095417,41.610999999999997,7.8618908014281147E-2,48.165999999999997,4.5169468027516271E-2,49.895000000000003,6.8978528652806861E-2]
[null,"h1951",55.911000000000001,2.1888283988366022E-2,43.930999999999997,0.25452564800871486,40.710999999999999,7.8502801079794488E-2,55.811,5.0622549084331302E-2,56.661000000000001,6.7603096548030581E-2]
[null,"h1952",61.067999999999998,6.1302110522783206E-2,46.582999999999998,0.28297715549005159,42.985999999999997,8.6470639458941692E-2,61.573999999999998,7.8482115742635694E-2,62.036000000000001,8.2489410389989776E-2]
[null,"h1953",63.673000000000002,0.13270937430084273,50.110999999999997,0.34266764922623433,46.85,0.104496241037996,64.433999999999997,0.11359045116653683,64.917000000000002,0.11301669993670578]
[null,"h1954",64.408000000000001,0.2108471921843538,53.389000000000003,0.41342795809169847,50.347999999999999,0.13421961626658152,64.873000000000005,0.15387459233927936,65.965000000000003,0.14666001265884415]
[null,"h1955",65.495000000000005,0.27097471847266763,55.235999999999997,0.4735349716446125,52.901000000000003,0.15433514266639575,65.221999999999994,0.19969103608540079,67.027000000000001,0.17169774575198404]
[null,"h1956",66.325000000000003,0.30485121933030057,56.037999999999997,0.4947774822979078,55.344000000000001,0.16813735450349773,66.376000000000005,0.23266039056207666,67.703999999999994,0.18765519256049468]
[null,"h1957",65.373999999999995,0.31366992318591991,54.719000000000001,0.49030790426452214,54.424999999999997,0.16783257380047023,65.84,0.25040601027238996,66.805000000000007,0.19296216953113587]
[null,"h1958",63.912999999999997,0.29506301737638901,52.963999999999999,0.48598250616769728,52.216000000000001,0.15553975211169488,64.924999999999997,0.25200364418976196,66.128,0.19840303812259605]
[null,"h1959",61.76,0.25307629204265791,51.506,0.45443914004677838,50.572000000000003,0.13361005486052654,63.895000000000003,0.23788901065529397,64.858999999999995,0.19147718973659866]
[null,"h1960",60.158999999999999,0.19410470579461556,51.097000000000001,0.41402069783089296,49.698999999999998,0.10501872224318598,63.18,0.19662780411159672,64.22,0.16929986854277229]
[null,"h1961",58.631999999999998,0.12133641584010739,50.648000000000003,0.36834769792701288,49.487000000000002,7.1100984006269768E-2,61.573,0.13046463419464727,62.625,0.12927844588344126]
[null,"h1962",58.506999999999998,5.2017301812215679E-2,51.634,0.31323892217487426,51.335999999999999,3.8605555716815183E-2,61.183999999999997,6.6493259569299024E-2,62.831000000000003,9.1715760260966936E-2]
[null,"h1963",59.969000000000001,1.8923857110895666E-2,53.594000000000001,0.28356989522924608,54.863999999999997,1.3584511334939479E-2,63.198,3.1516960006337719E-2,64.091999999999999,6.3866303130629534E-2]
[null,"h1964",62.97,2.1403534939219926E-2,55.091000000000001,0.27932459709717727,58.079000000000001,8.0694319468230247E-3,65.706000000000003,2.4466245032150731E-2,65.527000000000001,5.9326159988314912E-2]
[null,"h1965",59.444000000000003,2.7705272578119174E-2,51.83,0.28646951395341386,55.762,8.156512147688021E-3,62.06,2.335714380025615E-2,62.040999999999997,5.9764350747358683E-2]
[null,"h1966",55.698,2.7425609665150272E-2,50.008000000000003,0.29209253147928615,53.609000000000002,1.04496241037996E-2,58.405000000000001,2.3885287244015476E-2,58.5,5.7013486537806128E-2]
[null,"h1967",52.478000000000002,2.1925572376761876E-2,50.298999999999999,0.27017718112204031,53.002000000000002,1.2815302893965342E-2,55.365000000000002,2.3304329455880218E-2,56.186,5.30575977408832E-2]
[null,"h1968",48.328000000000003,2.0042508762771274E-2,48.189,0.24989587004581718,49.668999999999997,1.5442222286726075E-2,50.444000000000003,2.2736575253838941E-2,51.499000000000002,4.9892886703344859E-2]
[null,"h1969",44.857999999999997,1.7763280521901213E-2,46.063000000000002,0.23172548579850374,46.81,1.8778388889695106E-2,47.249000000000002,1.9905225781755301E-2,48.225999999999999,5.0063872498327146E-2]
[null,"h1970",42.878999999999998,1.4743709226467847E-2,43.792999999999999,0.22957884113227497,45.265999999999998,2.1361505753965376E-2,45.213999999999999,1.6776884594569622E-2,45.93,4.6985826388466455E-2]
[null,"h1971",41.787999999999997,1.2712022367194781E-2,42.326999999999998,0.22687150569501627,44.863,2.8124047657054955E-2,44.582000000000001,1.4321730751461873E-2,45.238999999999997,4.3396800291988565E-2]
[null,"h1972",41.835000000000001,1.0400745573159367E-2,41.558,0.22363551895935793,45.713999999999999,2.6585787052489516E-2,45.161000000000001,1.3305349859422643E-2,45.88,3.6571567613601801E-2]
[null,"h1973",42.356000000000002,8.2572227399813607E-3,41.25,0.21496884161286706,47.603000000000002,2.6252013525083807E-2,46.851999999999997,1.1998574426800777E-2,47.256999999999998,3.0512804915140825E-2]
[null,"h1974",42.74,7.4930102516309414E-3,40.360999999999997,0.20540505903272832,52.131999999999998,2.8922201744329478E-2,50.526000000000003,1.0823796512625562E-2,50.366,2.6911612628505385E-2]
[null,"h1975",42.850999999999999,1.3159366262814538E-2,38.262,0.21008282203674927,60.24,2.9212439594247484E-2,57.365000000000002,1.6090497498647025E-2,55.738999999999997,2.643713121236085E-2]
[null,"h1976",46.845999999999997,5.4352283317800558E-2,39.872999999999998,0.22930650561491758,66.188999999999993,4.5886604072037034E-2,62.64,4.8297891999630409E-2,60.805,4.264249650222033E-2]
[null,"h1977",51.198999999999998,0.12840633737185461,43.616,0.28553578008105984,69.016999999999996,7.5070019881292721E-2,64.67,9.581699864042556E-2,63.831000000000003,7.1756189549242649E-2]
[null,"h1978",54.136000000000003,0.20391425908667288,46.874000000000002,0.36814956025823814,69.653000000000006,0.11703841297943665,64.771000000000001,0.15264193033170975,64.311999999999998,0.10584585437070382]
[null,"h1979",55.613,0.26221808014911463,48.923000000000002,0.44195248546208932,70.94,0.15119940791478617,66.266999999999996,0.20497894639580777,65.495000000000005,0.13728328973781861]
[null,"h1980",56.369,0.29658900279589934,51.320999999999998,0.50096919404706597,72.272000000000006,0.16703188262781349,67.528000000000006,0.23533837563853799,66.710999999999999,0.14931565180363768]
[null,"h1981",54.953000000000003,0.30089468779123951,50.317,0.5285231405091072,71.528999999999996,0.17164666444150981,66.793999999999997,0.23511397985717869,65.623999999999995,0.14541030476306344]
[null,"h1982",52.156999999999996,0.27506057781919852,48.067,0.52355702225141376,71.16,0.18097781131637378,66.111000000000004,0.21498435829406407,64.191000000000003,0.14179694628627046]
[null,"h1983",50.268000000000001,0.24009319664492079,46.134999999999998,0.49379235217788314,69.899000000000001,0.17301078233612446,65.037999999999997,0.17904143402104039,62.957000000000001,0.13710079688545532]
[null,"h1984",49.087000000000003,0.1903821062441752,45.593000000000004,0.45569741922047963,68.694999999999993,0.14643950717613083,63.98,0.13305349859422644,62.100999999999999,0.11751323073179634]
[null,"h1985",48.366999999999997,0.13054986020503262,45.331000000000003,0.38851064511478139,67.113,0.1042244119055566,62.149000000000001,8.0214891960031148E-2,61.35,8.4092706369000542E-2]
[null,"h1986",48.811,6.9804287045666352E-2,46.978000000000002,0.33077551543501593,66.957999999999998,5.4376061182138766E-2,61.698999999999998,3.43325545479745E-2,61.472000000000001,5.1815803881014658E-2]
[null,"h1987",50.908000000000001,3.6197576887232061E-2,49.74,0.28165900389279591,68.846999999999994,2.0098971106822041E-2,63.652000000000001,1.0876595520004225E-2,62.731000000000002,4.1340714155362251E-2]
[null,"h1988",53.625,3.8993476234855544E-2,52.21,0.27475449754097048,71.83,1.1290252361810504E-2,66.037000000000006,1.1945775419422116E-2,63.743000000000002,4.6012531175862278E-2]
[null,"h1989",50.267000000000003,4.3131407269338305E-2,50.3,0.28170706310174137,67.864000000000004,8.2137311526796208E-3,62.484000000000002,1.8677648860201429E-2,60.521999999999998,5.3287912890078469E-2]
[null,"h1990",47.267000000000003,4.1975768872320594E-2,48.981000000000002,0.26898739246751996,63.843000000000004,9.2005398424008476E-3,58.360999999999997,2.2743172428358348E-2,56.343000000000004,6.5344607336212668E-2]
[null,"h1991",45.634999999999998,3.2488350419384901E-2,50.064999999999998,0.25637985998750462,60.213000000000001,8.0395884427288157E-3,55.088000000000001,2.6399503689330639E-2,53.33,7.4785570898473139E-2]
[null,"h1992",42.076999999999998,2.6877912395153775E-2,47.981999999999999,0.24572673533793635,55.451999999999998,9.1715160574090474E-3,49.826999999999998,3.0649823783312873E-2,48.901000000000003,7.8751748889835146E-2]
[null,"h1993",38.75,2.3465603041768399E-2,45.488,0.23479305099671763,51.887999999999998,1.1753268424336522E-2,46.683999999999997,3.7067327986492191E-2,45.234999999999999,8.2234441146416232E-2]
[null,"h1994",36.701999999999998,2.3335135034387638E-2,44.093000000000004,0.22691537907293252,50.085000000000001,1.3262330049189605E-2,44.811999999999998,4.1169797382861965E-2,43.142000000000003,8.747749501240816E-2]
[null,"h1995",35.948999999999998,2.5124410564180941E-2,43.252000000000002,0.22452966135617644,49.308,1.4132942525066384E-2,43.688000000000002,4.362336428872942E-2,41.524999999999999,9.2160965403143405E-2]
[null,"h1996",35.902000000000001,2.8852067917916984E-2,42.966999999999999,0.22276839324313505,49.841999999999999,1.3900779198165909E-2,44.421999999999997,4.8227100042211903E-2,41.396000000000001,9.6442995474672763E-2]
[null,"h1997",36.235999999999997,3.1163215477233334E-2,43.883000000000003,0.22241613962052678,51.52,1.4249024188516621E-2,46.360999999999997,5.5587800759814267E-2,41.841999999999999,9.9812661184370585E-2]
[null,"h2001",44.286999999999999,0.16895606955808623,60.308,0.30742134336722438,69.786000000000001,9.6173658168521553E-2,64.111000000000004,0.17202669902912621,44.886000000000003,0.14241399445282468]
[null,"h2004",49.526000000000003,0.34231077479358096,63.082000000000001,0.45724121367384518,71.814999999999998,0.2242407533699958,67.385999999999996,0.29795008442380749,53.256999999999998,0.16805751544936987]
[null,"h2008",41.927,0.25437533781894767,61.046999999999997,0.39843087022656315,68.263999999999996,0.17290363770912837,63.607999999999997,0.18786935415787251,48.636000000000003,0.13386209916792371]
[null,"h2011",46.712000000000003,5.6529923769407117E-2,61.603999999999999,0.255191738051397,68.721999999999994,4.8464094490474049E-2,64.198999999999998,9.8591177712114814E-2,51.091999999999999,6.882876745657146E-2]
[null,"h2014",47.029000000000003,5.9791623953926155E-2,57.573999999999998,0.21471459450804578,63.927,4.3501603377976407E-2,58.167999999999999,0.112930033769523,48.124000000000002,7.0458858449710476E-2]
[null,"h2015",43.305999999999997,4.9633757664995434E-2,55.707999999999998,0.19625330237771196,60.392000000000003,4.2587460278305789E-2,54.866,0.10931563951034191,47.045999999999999,6.7928567952897673E-2]
[null,"h2018",38.493000000000002,2.3792236805361629E-2,46.225000000000001,0.16214659434550951,50.289000000000001,2.5786428043103073E-2,44.893999999999998,0.10744281099611049,39.75,5.0856941285229468E-2]
[null,"h2023",59.517000000000003,2.1092804616959882E-2,53.445999999999998,0.14464231427702842,62.170999999999999,2.6279531841452625E-2,57.076999999999998,6.1441096974091898E-2,40.438000000000002,5.7705173273649511E-2]
[null,"h2026",64.102999999999994,0.22036675044214837,63.606999999999999,0.26370021920350728,69.816000000000003,0.21229568824237502,67.013999999999996,8.6927285912057492E-2,49.534999999999997,0.19234652297137853]
[null,"h2029",64.403000000000006,0.34001675509634183,62.445999999999998,0.40531848509576152,71.040000000000006,0.28627576104770053,67.37,0.13215109763333113,51.085999999999999,0.30461860334991669]
[null,"h2033",58.463999999999999,0.14658847621707158,58.948,0.28005248083969342,66.540999999999997,0.16208611912807647,63.764000000000003,8.0361263102379857E-2,47.137,0.2469255938986267]
[null,"h2036",61.247999999999998,3.576282230289491E-2,63,0.14086625386006177,71.992000000000004,0.10978811039723863,66.760999999999996,5.7103302788581979E-2,53.801000000000002,0.20133558769507731]
[null,"h2039",48.186,5.190356511216606E-2,55.649000000000001,0.11105777692443079,60.683,0.13680729793621557,56.305,8.5160524754433378E-2,47.21,0.25492938901120288]
[null,"h2040",44.557000000000002,5.852398386826993E-2,52.01,0.1029136466183459,55.652000000000001,0.1331380255543792,51.457999999999998,8.3749752785285778E-2,43.371000000000002,0.25391979175536122]
[null,"h2043",42.104999999999997,7.9171854963108884E-2,46.161000000000001,9.6337757876219413E-2,49.286000000000001,0.1111900378365057,45.277000000000001,8.9584294090519795E-2,37.54,0.25153568257289172]
[null,"h2048",61.58,0.15068671362462133,58.92,0.12042219734527426,67.033000000000001,0.17525115611545208,61.875999999999998,0.11343303247908294,41.064999999999998,0.29719867171059833]
[null,"h2051",65.66,0.33406434107086441,63.649000000000001,0.31572045418199263,70.569999999999993,0.38127890288630201,68.212999999999994,0.26692140457210622,48.325000000000003,0.37031540791378281]
[null,"h2054",63.100999999999999,0.38232943669039343,61.872999999999998,0.37290900367823443,69.819000000000003,0.41931836302750031,66.352000000000004,0.30370907174385664,43.966000000000001,0.36643514858109011]
[null,"h2058",58.320999999999998,0.11780995037820358,58.631,0.21268191268191269,65.984999999999999,0.16633565764485872,62.191000000000003,0.16259305619606035,44.177,0.16542798408972034]
[null,"h2061",57.183999999999997,9.0099801141115474E-2,60.021000000000001,0.13028946105869182,68.078000000000003,0.13312361374871343,60.976999999999997,0.12147045259898544,46.36,0.15077057814647674]
[null,"h2062",53.194000000000003,8.7033285631980969E-2,57.359000000000002,0.11327362865824404,63.756,0.13055768979864021,56.692999999999998,0.11287963633967982,45.9,0.16940555400128937]
[null,"h2068",43.798999999999999,8.6230231566457163E-2,46.353999999999999,7.1831053362491418E-2,48.968000000000004,8.8759538392482226E-2,43.127000000000002,6.0645977132620266E-2,37.793999999999997,0.19580606709319581]
[null,"h2069",47.55,9.3998553868402029E-2,47.106999999999999,6.9883633693552757E-2,50.859000000000002,8.5096216497980104E-2,43.417000000000002,5.188629537910322E-2,38.201999999999998,0.20962366506920962]
[null,"h2073",62.198,0.22505886497209707,60.915999999999997,0.1352818171660255,68.563000000000002,0.17378335722456309,50.399000000000001,0.12075188366088835,44.441000000000003,0.35613155910185612]
[null,"h2076",64.387,0.42506998906131227,64.397000000000006,0.26369977812185741,70.355000000000004,0.29025672212327874,55.122999999999998,0.29324516570946835,49.473999999999997,0.47022404943197021]
[null,"h2079",59.895000000000003,0.47151306153475353,61.673000000000002,0.19416731846696569,66.397000000000006,0.24424076567771455,52.091000000000001,0.2973681437378155,47.639000000000003,0.42401537451042404]
[null,"h2083",56.677,0.22261156534475407,59.218000000000004,6.5733395054831043E-2,65.373000000000005,6.3840261789959898E-2,55.116999999999997,0.17543073923810529,49.357999999999997,0.23729535115673731]
[null,"h2086",51.021999999999998,0.22793258801935593,54.436,4.7887368908327614E-2,60.381999999999998,7.2803092828287216E-2,49.93,0.22138943042309922,47.54,0.21756635122971757]
[null,"h2087",45.957999999999998,0.22867419396703562,52.994999999999997,4.7153095918399925E-2,57.212000000000003,7.1992238970215602E-2,48.53,0.22693503345803256,45.076999999999998,0.22063152261172064]
[null,"h2093",44.948,0.24187051954770528,41.962000000000003,3.3565830846088773E-2,46.256999999999998,4.7503221416264896E-2,38.225000000000001,0.28786501758406763,45.927,0.2297142857142857]
[null,"h2094",52.667000000000002,0.23087724484517036,40.552999999999997,3.4858665985667087E-2,46.761000000000003,4.6721394547481504E-2,37.68,0.29044664848987761,53.930999999999997,0.24526443768996961]
[null,"h2098",61.69,0.41850195846574534,45.314,0.11611574864731138,57.889000000000003,0.21979469805556762,48.287999999999997,0.34549070744589772,65.650999999999996,0.40079027355623098]
[null,"h2101",62.716000000000001,0.49985219126450375,49.837000000000003,0.17871450688714027,57.984999999999999,0.34314960401916922,50.124000000000002,0.33540127237523215,65.685000000000002,0.44457142857142856]
[null,"h2104",57.871000000000002,0.41929643041903775,45.454000000000001,0.11791933347166138,52.027999999999999,0.23637232332884506,46.776000000000003,0.25803137471845733,61.133000000000003,0.37027355623100305]
[null,"h2108",57.771999999999998,0.32203828246249355,50.039000000000001,1.7668746907570268E-2,58.218000000000004,6.1315496098104792E-2,53.536999999999999,0.31000645407726451,60.345999999999997,0.11751975683890578]
[null,"h2111",47.116999999999997,0.27891508388145742,47.164000000000001,1.2848546757537549E-2,49.89,6.8627025148764273E-2,49.265000000000001,0.36880441511571238,50.801000000000002,0.11067477203647416]
[null,"h2114",39.786999999999999,0.24131915753135386,40.354999999999997,1.2745457735806921E-2,40.923000000000002,4.2216206042882169E-2,44.524000000000001,0.35949640477256567,44.115000000000002,0.14581941424423903]
[null,"h2116",42.32,0.22991608365926661,39.011000000000003,1.1708593214120499E-2,40.302,2.4582687880937558E-2,47.075000000000003,0.3509363394526826,46.518999999999998,0.15100642606382333]
[null,"h2119",58.701000000000001,0.23274389908004187,38.701999999999998,1.2554036593341734E-2,40.978000000000002,2.9693223111780291E-2,63.85,0.36162983643690572,60.259,0.17700222300506555]
[null,"h2123",63.517000000000003,0.35301786665197671,49.018000000000001,0.13807845076488698,52.887999999999998,0.23747339770966949,71.754000000000005,0.49303342376274134,68.003,0.29494296716512192]
[null,"h2126",59.052999999999997,0.42922198351053087,49.441000000000003,0.13131490373111709,48.173000000000002,0.26280891231016462,70.478999999999999,0.55458687807833118,64.47,0.30949575442475191]
[null,"h2130",55.097000000000001,0.33761178134009073,48.218000000000004,3.7789723875001992E-2,49.616999999999997,4.2418890159686126E-2,65.168999999999997,0.39642320962941502,60.988,0.16744208646639375]
[null,"h2133",52.710999999999999,0.30518371619016138,49.389000000000003,1.9110210722774329E-2,52.594999999999999,1.1495084910167505E-2,62.918999999999997,0.24995390734058526,57.57,0.10003522794912598]
[null,"h2136",41.701000000000001,0.31486869795955713,44.456000000000003,1.7419323964331861E-2,44.167000000000002,1.0125117523685542E-2,48.853000000000002,0.23486991880617442,46.603999999999999,7.5127396263042948E-2]
[null,"h2139",37.454999999999998,0.35430505993229022,38.31,1.8947670616756247E-2,42.514000000000003,7.6661604107904823E-3,47.180999999999997,0.26045189561921805,43.86,5.1528755156515407E-2]
[null,"h2141",38.292000000000002,0.35124897062860277,37.545000000000002,2.0351201773553006E-2,49.478999999999999,9.4597526578433493E-3,52.18,0.29135029148188601,48.665999999999997,3.7915554477068673E-2]
[null,"h2144",45.811999999999998,0.38693384573153994,38.868000000000002,2.1340053270387089E-2,68.040999999999997,6.6117017429666594E-2,69.897999999999996,0.38476924899001197,62.176000000000002,5.3130308177626789E-2]
[null,"h2148",51.640999999999998,0.49887455393906122,46.628999999999998,2.5375205346177768E-2,69.492000000000004,0.21688001735734433,72.528000000000006,0.49355844771091312,64.879000000000005,0.1915797136617326]
[null,"h2151",46.506999999999998,0.45663830176594383,41.334000000000003,3.3892087593103561E-2,66.284999999999997,0.19257973530049902,68.869,0.46323906778434287,62.616999999999997,0.16794467362290705]
[null,"h2155",49.334000000000003,0.20512398206606278,44.325000000000003,2.8421505925134372E-2,65.283000000000001,1.4319809069212411E-2,66.763999999999996,0.36646444973746889,61.01,8.6423198252851247E-2]
[null,"h2158",47.091999999999999,0.11259950590172935,46.05,2.7560248169827269E-2,58.316000000000003,1.5824112244159978E-2,60.691000000000003,0.35281809687989368,53.966999999999999,0.10296044649356952]
[null,"h2161",37.725000000000001,9.2818589333089382E-2,39.569000000000003,3.0207336523125995E-2,47.530999999999999,1.2525492124560668E-2,48.984999999999999,0.33805207278085492,45.228999999999999,0.10974011792967897]
[null,"h2164",37.039000000000001,9.6386423931936693E-2,38.356000000000002,3.2775119617224881E-2,48.875999999999998,7.9260619910614845E-3,49.692,0.3213566814456183,46.654000000000003,7.9105093300332441E-2]
[null,"h2166",37.935000000000002,8.952520354953801E-2,36.750999999999998,3.405103668261563E-2,61.691000000000003,1.481074357453825E-2,58.817999999999998,0.31385756949834887,55.402999999999999,5.8467399480721167E-2]
[null,"h2170",48.094000000000001,0.33091208489616686,45.415999999999997,0.23065390749601275,70.131,0.19554809875757531,71.340999999999994,0.46469497033246066,64.638000000000005,0.13376283031229527]
[null,"h2173",49.767000000000003,0.49616686487969991,44.884999999999998,0.30221690590111644,69.662999999999997,0.28455719637252491,70.194000000000003,0.53622597324001109,61.776000000000003,0.19879401130766058]
[null,"h2176",47.878999999999998,0.45531058457597656,41.984000000000002,0.23716108452950557,65.173000000000002,0.20020538335816254,67.343999999999994,0.47150995276875107,57.204000000000001,0.14962024702142632]
[null,"h2180",54.886000000000003,0.27787027719330343,48.767000000000003,5.3110047846889955E-2,66.53,5.6451496261155067E-2,64.606999999999999,0.27106000605191488,58.869,2.6194462643468978E-2]
[null,"h2183",49.838000000000001,0.29750251578080689,46.396999999999998,5.9776714513556616E-2,53.518999999999998,5.7984639638988124E-2,52.746000000000002,0.24383954531700194,49.726999999999997,8.6275508966052752E-2]
[null,"h2185",45.308999999999997,0.27899233457126654,41.865000000000002,5.2307594169616944E-2,47.561,6.004425226684406E-2,46.829000000000001,0.23689057278922304,43.716000000000001,0.1064885588799107]
[null,"h2188",46.100999999999999,0.23665867803369861,42.81,4.3711925493573181E-2,48.615000000000002,5.5778102358674746E-2,47.348999999999997,0.21342121188202173,42.956000000000003,0.12584018829924049]
[null,"h2191",60.134999999999998,0.16340718245183952,57.826000000000001,5.5847925238414184E-2,66.888000000000005,5.9350099061447018E-2,61.87,0.18551845712631884,46.055999999999997,0.13173667224770086]
[null,"h2195",69.262,0.35414646640200509,65.387,0.28171147896533028,70.712999999999994,0.29795080189156747,68.872,0.32715026179388007,54.073999999999998,0.27515711824512873]
[null,"h2198",65.521000000000001,0.34735917747571393,62.555,0.33468886549931426,67.938999999999993,0.3190790900808399,66.417000000000002,0.46008629989212513,49.228000000000002,0.28897624420664386]
[null,"h2201",59.493000000000002,0.16152284078227622,59.063000000000002,0.21709246324115714,64.207999999999998,0.14246048388263027,62.103000000000002,0.39344068197963533,48.369,0.14638082065467958]
[null,"h2205",55.85,1.6007756901630046E-2,57.796999999999997,0.10560392944853762,62.874000000000002,4.8214724724869484E-2,57.174999999999997,0.19409582445339016,47.957999999999998,9.5484215379389004E-2]
[null,"h2208",43.869,1.90070247329138E-2,48.911000000000001,8.3452916228196047E-2,49.140999999999998,3.4936013303448775E-2,46.798999999999999,0.18346620359407478,40.890999999999998,0.11428987406275024]
[null,"h2210",40.912999999999997,1.6445924191423971E-2,45.429000000000002,7.8972543767339518E-2,46.021999999999998,2.6925023497939411E-2,42.962000000000003,0.16665351119530614,37.759,9.919681638397515E-2]
[null,"h2213",45.616999999999997,1.8549685350504903E-2,49.929000000000002,8.2001977103861728E-2,52.335000000000001,2.3743764008386958E-2,41.41,0.12329307759097008,38.029000000000003,8.4965179199728222E-2]
[null,"h2216",61.33,7.6814722669398511E-2,63.36,0.10963359801014062,68.27,8.6038608921986837E-2,43.613999999999997,0.14730181282395349,38.984999999999999,0.11943413166387615]
[null,"h2220",66.16,0.28881896677886726,65.753,0.32204470805829266,70.325000000000003,0.29205408141132239,51.116999999999997,0.33024179756360672,49.031999999999996,0.24525005459707361]
[null,"h2223",61.564999999999998,0.22539514122640128,62.344999999999999,0.30173156031761217,67.144999999999996,0.24093702552237728,45.212000000000003,0.30853526981871759,44.887999999999998,0.2089248016306326]
[null,"h2226",58.847999999999999,8.9675106102736712E-2,60.860999999999997,0.17329953123505215,64.733000000000004,9.681151037524402E-2,46.119,0.10570421238192965,47.695999999999998,4.8300211108684578E-2]
[null,"h2230",54.078000000000003,8.8540904434362647E-2,57.249000000000002,0.10073663063235434,58.283999999999999,9.020316679921915E-2,46.401000000000003,5.187202357460468E-2,47.316000000000003,4.4090170100215959E-2]
[null,"h2231",48.83,9.0461729840480024E-2,53.225000000000001,9.0787333779776144E-2,53.351999999999997,8.4997469452678762E-2,43.720999999999997,4.8662088562633196E-2,43.743000000000002,4.9464948678750821E-2]
[null,"h2235",43.14,0.10530648082094057,47.244,8.0214244723586042E-2,46.423000000000002,8.5285102937774693E-2,37.276000000000003,3.5353070377336156E-2,39.482999999999997,6.4131028207461332E-2]
[null,"h2238",54.966999999999999,0.10519672940789113,56.485999999999997,7.2243830899700309E-2,60.96,9.0460906777700675E-2,38.997999999999998,3.2380676811384533E-2,55.095999999999997,9.2945101607521993E-2]
[null,"h2241",65.453999999999994,0.18745541348844866,65.353999999999999,0.15923292737358924,70.119,0.17911461947721491,47.198999999999998,9.5945181697420862E-2,63.067999999999998,0.17057931452835912]
[null,"h2245",66.653000000000006,0.24635533849164976,66.185000000000002,0.34146846904291273,69.331999999999994,0.24178811010872078,49.628999999999998,0.20860678915733957,64.17,0.29477707006369425]
[null,"h2248",61.835999999999999,0.17238288609632516,62.454999999999998,0.2759357265829242,64.948999999999998,0.16629077029840389,46.798000000000002,0.19315297305117515,60.322000000000003,0.20781316348195328]
[null,"h2251",62.106999999999999,7.7411330004207135E-2,61.058999999999997,0.11310017216093859,64.358000000000004,7.1188989127920432E-2,48.076000000000001,7.5874949035287312E-2,60.045000000000002,4.5835608128601761E-2]
[null,"h2255",50.524999999999999,4.6827269567762349E-2,53.500999999999998,8.1872090798954286E-2,52.323,5.0023132084200783E-2,42.177999999999997,5.9368958215511684E-2,47.478000000000002,2.4640582347588716E-2]
[null,"h2256",46.947000000000003,4.9232795040143384E-2,49.906999999999996,7.4332616144712732E-2,48.088000000000001,4.4673191747748267E-2,39.191000000000003,5.4995923305541677E-2,44.073,3.1543062346075922E-2]
[null,"h2260",46.109000000000002,4.5831123466047292E-2,48.048999999999999,6.1550721173001831E-2,44.621000000000002,3.4263904350214688E-2,36.51,4.2555429894005944E-2,44.286999999999999,5.8451720916689917E-2]
[null,"h2263",60.286000000000001,5.2396715375189744E-2,61.694000000000003,5.9335405211570644E-2,50.173999999999999,3.4784368720091371E-2,36.170999999999999,5.4469898214144816E-2,61.62,6.349861089206206E-2]
[null,"h2266",65.516000000000005,0.1187841767406134,67.641000000000005,0.10853454458522592,59.378999999999998,0.10295074383032861,44.646999999999998,0.24465427000867943,65.575999999999993,0.16126997221784123]
[null,"h2270",62.423999999999999,0.13235428592329779,64.366,0.12805801259064467,54.988,0.12702222093712501,41.534999999999997,0.26971936561373977,63.225000000000001,0.18931903381173645]
[null,"h2273",59.363999999999997,7.4288117924614566E-2,61.679000000000002,8.821420033468802E-2,53.966999999999999,6.2022004076970901E-2,39.706000000000003,0.15642671155414115,61.466999999999999,0.11493806641027819]
[null,"h2276",59.69,2.6298944750269757E-2,60.365000000000002,3.6720057375089647E-2,55.036000000000001,1.007676849455681E-2,44.194000000000003,4.2686936166855156E-2,61.609000000000002,9.8911764349060377E-2]
[null,"h2281",41.991,1.1540079372336729E-2,46.451999999999998,3.3564427444417885E-2,40.636000000000003,1.6972921395422804E-2,35.994,3.7856673241288628E-2,44.19,0.15754488112566714]
[null,"h2284",40.69,8.0469650139907457E-3,44.323,3.1349111482986691E-2,39.643999999999998,3.1647125157223614E-2,35.456000000000003,3.8290598290598291E-2,45.774000000000001,0.15360262008733624]
[null,"h2285",40.81,8.2847162530404733E-3,44.216000000000001,3.1221611283767631E-2,39.951999999999998,3.5247003715537309E-2,35.610999999999997,4.1236028928336624E-2,49.125,0.15203784570596798]
[null,"h2288",44.442,3.4748258014960037E-2,50.442999999999998,3.7755996493744524E-2,45.728999999999999,6.6677268718645641E-2,39.229999999999997,8.8809993425378042E-2,64.039000000000001,0.19414119359534207]
[null,"h2291",51.624000000000002,0.1250388631833062,56.648000000000003,0.11435174117459558,53.642000000000003,0.20322687909323542,47.709000000000003,0.20136752136752137,67.161000000000001,0.38488597768073751]
[null,"h2295",46.369,0.18632381718758573,51.667000000000002,0.12131643955693681,47.91,0.24087380184764851,42.448999999999998,0.23441157133464827,63.575000000000003,0.40959485686559921]
[null,"h2298",48.543999999999997,0.12533148009290587,51.904000000000003,5.189258108215794E-2,50.74,8.706212320548222E-2,43.984000000000002,9.8119658119658115E-2,62.372,0.26575691411935953]
[null,"h2302",48.493000000000002,0.11380968927741912,49.771000000000001,2.4288787951231173E-2,51.131999999999998,6.2860530006216664E-2,46.594000000000001,3.3057199211045364E-2,55.142000000000003,0.25055798156234838]
[null,"h2306",37.344000000000001,0.13701285638521607,40.264000000000003,2.5069726671447926E-2,41.694000000000003,7.1743498561660665E-2,38.951999999999998,1.3552237236447762E-2,43.652999999999999,0.23611885991510007]
[null,"h2309",39.335000000000001,0.14513267862694537,39.645000000000003,2.4543788349669297E-2,49.241999999999997,6.9271578703904477E-2,45.637999999999998,3.9039907460960095E-2,49.61,0.19057610673135233]
[null,"h2310",40.271999999999998,0.14632139134251385,38.140999999999998,2.2934098334528648E-2,59.119,6.7334518698411325E-2,53.244,5.5037068194962929E-2,57.067999999999998,0.18014554275318376]
[null,"h2313",48.350999999999999,0.23296940436349006,44.89,0.11937206151884612,68.846999999999994,0.16016884224525493,64.234999999999999,0.21198538303801462,65.194999999999993,0.26451182534869616]
[null,"h2316",50.195,0.33547301622135661,48.523000000000003,0.27135229898796714,70.462999999999994,0.3233300085288463,66.724999999999994,0.36960408013039592,67.132000000000005,0.36088538508186779]
[null,"h2320",45.725999999999999,0.30140268100437079,43.116,0.20573750896485776,65.438999999999993,0.19254954681469275,61.771999999999998,0.32233555917766443,62.162999999999997,0.30902365069739235]
[null,"h2323",45.311,0.12144986375523491,48.133000000000003,2.9197545621165034E-2,64.774000000000001,4.077944981713575E-2,60.48,0.11882853988117147,60.451000000000001,0.13208004851425106]
[null,"h2327",39.753,4.9779630950421538E-2,46.209000000000003,3.8281934815523153E-2,52.576999999999998,0.12051693481937638,50.978000000000002,9.2920237657079768E-2,49.865000000000002,0.11392359005457853]
[null,"h2331",33.551000000000002,4.7483224544274408E-2,41.886000000000003,4.2774953384225538E-2,45.963000000000001,0.14288811481925795,44.267000000000003,8.0640285973373985E-2,44.679000000000002,9.8749711985059607E-2]
[null,"h2334",35.337000000000003,3.6476331523229662E-2,56.42,2.8750378504151592E-2,61.017000000000003,0.18882159943341958,54.78,7.2938980957011998E-2,57.33,7.524769284874061E-2]
[null,"h2335",36.851999999999997,4.7775766551478249E-2,61.162999999999997,4.8926641911167065E-2,66.709000000000003,0.19931490019801407,59.722000000000001,8.0351158481292137E-2,61.817,7.8788760747504877E-2]
[null,"h2338",45.540999999999997,0.22783537198544604,65.225999999999999,0.22845713739302279,72.063000000000002,0.35889690259730872,65.599000000000004,0.20617418617182059,63.981000000000002,0.195122542777798]
[null,"h2342",39.853000000000002,0.21799864699321669,64.266999999999996,0.30063588697467608,70.039000000000001,0.44720829057481898,62.667999999999999,0.25427448712725553,61.926000000000002,0.19912443458119597]
[null,"h2345",37.777999999999999,0.13553836871263233,59.786999999999999,0.18340319059078522,66.930000000000007,0.35155448277855667,59.137999999999998,0.13364261213546938,58.843000000000004,9.4274869332169151E-2]
[null,"h2348",40.017000000000003,2.8998226464081327E-2,60.027000000000001,9.9207930259614011E-2,66.605999999999995,0.24348504776908958,60.073,1.2103928191244694E-2,57.9,1.1375074277537259E-2]
[null,"h2352",35.146999999999998,0.1275665990163275,46.094999999999999,0.11667596207473509,50.210999999999999,0.20825686747684349,46.155000000000001,1.1525521736844872E-2,44.377000000000002,1.6771564739695127E-2]
[null,"h2356",34.256999999999998,0.16082496846031485,45.494999999999997,0.10976017847183492,49.923999999999999,0.19240495354247647,45.21,2.4154970299111601E-2,41.41,1.4479572161385382E-2]
[null,"h2359",36.448,0.16780940888230669,61.302999999999997,0.11323400525854514,67.090999999999994,0.20198546305795992,59.030999999999999,5.4315828207958786E-2,46.031999999999996,3.1651326081420308E-2]
[null,"h2360",40.015000000000001,0.18759256211946684,63.46,0.14849812763923192,69.367000000000004,0.24477262546421397,61.936,0.10319087420490984,49.728000000000002,7.5793405367385797E-2]
[null,"h2363",50.412999999999997,0.29352933647815993,66.739000000000004,0.31028603298541951,72.221999999999994,0.45037064867130039,65.400999999999996,0.2770856331808863,53.865000000000002,0.19895465735317303]
[null,"h2367",44.741999999999997,0.25440184301464536,63.103999999999999,0.23964624332722492,68.283000000000001,0.41053133534673353,60.7,0.265100141933449,48.441000000000003,0.14617819332775495]
[null,"h2370",46.261000000000003,0.16574333095642951,60.896000000000001,0.15114333519241493,66.161000000000001,0.2567229744375244,57.534999999999997,6.4816275035483359E-2,49.777000000000001,7.243424164150325E-2]
[null,"h2373",48.341999999999999,0.16064212970581243,57.368000000000002,0.11873157517329297,63.496000000000002,0.15989191220033813,56.845999999999997,1.0014193344898281E-2,47.743000000000002,9.3365348467760512E-2]
[null,"h2377",39.914999999999999,0.19221557980950291,44.408000000000001,9.2592002548988375E-2,47.953000000000003,0.1248320402236574,42.622999999999998,1.2812089356110381E-2,37.517000000000003,9.9986660360655344E-2]
[null,"h2381",44.448999999999998,0.21334942137881863,49.31,7.2040783813923842E-2,53.055,7.9927181309869533E-2,47.023000000000003,7.674113009198423E-3,37.274999999999999,7.8849395471798783E-2]
[null,"h2384",61.956000000000003,0.27265580723596411,64.423000000000002,9.6463278636291228E-2,69.763000000000005,8.5200757083206916E-2,61.460999999999999,0.10074901445466491,42.539000000000001,9.6554734965620115E-2]
[null,"h2385",64.539000000000001,0.30444797893928593,64.805000000000007,0.12093356699060061,70.114000000000004,0.10872234984757199,62.350999999999999,0.17433639947437582,45.374000000000002,0.12795139520500601]
[null,"h2388",67.447999999999993,0.44214702279749174,66.561000000000007,0.19608093038075514,70.977000000000004,0.17005475849912588,63.3,0.3107227332457293,49.481000000000002,0.24888128933677739]
[null,"h2392",59.674999999999997,0.24813981974076307,62.713000000000001,0.17693165524932292,66.355000000000004,0.10695967520552498,56.926000000000002,0.20938239159001315,43.896000000000001,0.19206655267338499]
[null,"h2395",59.274000000000001,5.9397795206493721E-2,61.104999999999997,5.0693006213159156E-2,65.718000000000004,1.0836114602748038E-2,56.125999999999998,3.1747700394218134E-2,47.878,9.7743175561780721E-2]
[null,"h2398",55.883000000000003,7.5540686301394905E-2,55.223999999999997,4.7060697785566354E-2,58.329000000000001,6.2271538583792063E-3,50.96,7.1248357424441522E-2,47.982999999999997,0.14285541043644875]
[null,"h2403",44.966000000000001,6.4452446670444363E-2,43.9,4.2972731906218142E-2,46.857999999999997,1.5859718049456899E-2,39.168999999999997,0.10355702140520084,40.515999999999998,0.1235859694217782]
[null,"h2406",56.683,6.2076151132396222E-2,56.134999999999998,6.2324796126401634E-2,60.701000000000001,1.9196325398659578E-2,41.521999999999998,0.12806328265639988,55.720999999999997,0.11968185069777029]
[null,"h2407",61.612000000000002,7.0941561408960463E-2,61.27,8.540392456676861E-2,66.274000000000001,3.3293852553732378E-2,44.454000000000001,0.15479021851963787,60.758000000000003,0.13579543387853582]
[null,"h2410",67.491,0.14297987460471237,64.992000000000004,0.15495986238532111,70.605999999999995,0.16795701409752717,52.701999999999998,0.28908190215891622,64.600999999999999,0.28605550638359784]
[null,"h2413",66.492000000000004,0.16458588480450401,64.399000000000001,0.25092380224260957,68.69,0.22210827363069102,53.098999999999997,0.42512121729760982,64.628,0.36265868060186474]
[null,"h2417",61.393999999999998,9.6532436434094357E-2,61.084000000000003,0.13563965341488277,63.648000000000003,0.10366593482782528,51.734000000000002,0.34027567901396794,59.881999999999998,0.23823611431065631]
[null,"h2420",61.125999999999998,1.688997751658837E-2,60.368000000000002,5.0506498470948014E-2,63.012999999999998,1.7636353131499884E-2,51.444000000000003,0.25900424424792717,60.03,0.13070310510809074]
[null,"h2423",50.713999999999999,1.2850275101906521E-2,50.005000000000003,4.4008027522935783E-2,52.345999999999997,1.3721978275941762E-2,43.344000000000001,0.22030668961801769,48.33,0.11117038689574063]
[null,"h2428",44.945999999999998,1.3031637819165463E-2,44.865000000000002,4.76137395098492E-2,45.07,3.6398827148902981E-3,36.875,0.1302291360100904,44.393999999999998,8.686638458833941E-2]
[null,"h2431",57.600999999999999,2.8347924624860635E-2,61.307000000000002,7.7997356561619186E-2,50.252000000000002,2.3471465919431486E-2,38.101999999999997,0.13025541307546773,61.243000000000002,9.1509765648679117E-2]
[null,"h2432",60.73,7.0549960704037434E-2,63.551000000000002,0.10833320063060338,54.514000000000003,6.3914607195990347E-2,40.981999999999999,0.16352217784317846,63.895000000000003,0.10477310476098105]
[null,"h2435",63.497,0.20110394239029117,65.355999999999995,0.24488430976002037,59.548999999999999,0.25298629266390305,50.037999999999997,0.37260878705066219,66.180000000000007,0.19833177745717298]
[null,"h2438",59.475999999999999,0.20896313490395335,60.348999999999997,0.33308916031020591,54.305,0.28541302558028686,46.29,0.40703174269497583,64.156999999999996,0.24038892862771721]
[null,"h2442",54.985999999999997,6.7716995960740586E-2,59.195999999999998,0.11885918117107505,53.567999999999998,8.1478485693238775E-2,47.176000000000002,0.22284265293252051,60.183999999999997,7.3918261944885613E-2]
[null,"h2444",55.706000000000003,1.8313746276022152E-2,56.911999999999999,6.9127506091055307E-2,54.146000000000001,4.4516343362269437E-2,48.189,0.14353846962371242,60.341000000000001,3.8238182413345784E-2]
[null,"h2450",38.247999999999998,2.1270763664272791E-2,39.616999999999997,0.15429081007054476,39.115000000000002,7.984631606314907E-2,40.792000000000002,0.32866076355132823,42.494999999999997,3.3625465168430367E-2]
[null,"h2453",43.552,2.5546845019461653E-2,40.115000000000002,0.17281080306384064,39.575000000000003,8.137737784004738E-2,47.387,0.2586773167976037,49.067,2.5455471108040292E-2]
[null,"h2456",58.631,7.6969464393399481E-2,46.981999999999999,0.23126900966606684,45.64,0.15852266982508342,63.289000000000001,0.27776610000262753,63.551000000000002,7.8911960434924905E-2]
[null,"h2457",60.746000000000002,0.12740529576229373,49.933,0.29294393044253708,48.993000000000002,0.24863865497667298,64.331000000000003,0.34454399747760056,63.460999999999999,0.12030740511776186]
[null,"h2460",63.284999999999997,0.22277652906456152,52.497999999999998,0.40286956383266714,53.171999999999997,0.42505741481663367,67.114999999999995,0.43504821461415172,67.075999999999993,0.19772840224493013]
[null,"h2463",59.481999999999999,0.20525190504906529,46.484999999999999,0.35436406197748299,48.156999999999996,0.42593849753730156,64.488,0.41637983131453793,62.723999999999997,0.12747130198673892]
[null,"h2467",57.472000000000001,2.3628090565210241E-2,48.694000000000003,6.5974489227192387E-2,50.942,0.16575910331778199,59.935000000000002,0.13996689350744895,60.969000000000001,3.5480078063444734E-2]
[null,"h2469",55.935000000000002,1.0105440125724102E-2,48.32,2.8631941016290588E-2,52.286999999999999,0.12788699030809006,57.177,8.2214456501747288E-2,57.360999999999997,3.4134574590591174E-2]
[null,"h2475",42.326999999999998,1.0378599619938606E-2,36.926000000000002,5.9219745222929936E-2,43.36,0.18793768138960681,44.116999999999997,5.8613351548748131E-2,43.470999999999997,3.4482758620689655E-2]
[null,"h2478",45.438000000000002,1.0360327437509136E-2,35.951999999999998,7.3041401273885351E-2,58.347000000000001,0.26382892703986599,56.828000000000003,8.9036597220397765E-2,56.07,3.685837221986546E-2]
[null,"h2481",57.152999999999999,0.14102470399064465,44.701999999999998,0.15179936305732483,70.227999999999994,0.4045800424505826,63.558999999999997,0.23019730446890682,64.349000000000004,0.12212593176171141]
[null,"h2482",59.244999999999997,0.20061029089314428,46.969000000000001,0.20714968152866242,71.536000000000001,0.45598278874337611,65.509,0.3122192155111263,65.311000000000007,0.16109326707472274]
[null,"h2485",57.073999999999998,0.2137845344247917,48.366,0.33931528662420385,70.784999999999997,0.53017023549966069,66.631,0.45202690276646612,65.013000000000005,0.22016847463790074]
[null,"h2488",52.765999999999998,0.13351483701213274,42.811,0.27074840764331209,66.891000000000005,0.49088178812250027,61.981000000000002,0.36071775740220163,60.939,0.17297133507060178]
[null,"h2492",53.753,4.7379769039614092E-2,47.085999999999999,7.3407643312101908E-2,65.622,0.27744487921798516,59.692999999999998,0.12340067782360822,59.822000000000003,1.1175080298163748E-2]
[null,"h2494",50.81,6.7533986259318807E-2,45.436,0.1319904458598726,59.591999999999999,0.2441774838644469,53.881999999999998,0.12954838031684313,53.561999999999998,2.131992000484819E-2]
[null,"h2500",40.460999999999999,5.7228475369098086E-2,38.436999999999998,0.15041951250577129,50.194000000000003,0.18957852193995381,44.427,0.11219678762328776,45.201999999999998,8.3118236570085186E-2]
[null,"h2503",43.558,7.6487355649758809E-2,56.670999999999999,0.15164541242775947,65.715000000000003,0.17700635103926096,61.601999999999997,0.13872581852566881,61.040999999999997,0.11502526629585197]
[null,"h2506",53.076000000000001,0.18515202455781318,63.168999999999997,0.34150069255385201,72.034000000000006,0.32068418013856814,66.617000000000004,0.35804998489683887,65.664000000000001,0.16809054664873183]
[null,"h2507",55.82,0.22021634263996492,64.697000000000003,0.39211284647593575,73.128,0.3369081986143187,69.271000000000001,0.45610233376672837,66.519000000000005,0.20151234231286583]
[null,"h2510",51.518999999999998,0.24093699751498318,63.451999999999998,0.37284870484469279,69.855999999999995,0.32712182448036953,66.058000000000007,0.55624285883140934,62.064999999999998,0.26785909041334932]
[null,"h2514",52.668999999999997,0.2048311650343517,59.247999999999998,0.11104742799828056,66.233999999999995,0.16006062355658199,62.122999999999998,0.30425646480963453,59.116,0.17007791955986962]
[null,"h2519",48.345999999999997,0.14042172197047215,45.183999999999997,5.7028227539762145E-2,55.061,4.6449191685912238E-2,49.673999999999999,0.13071457652049434,42.912999999999997,9.7793288980986659E-2]
[null,"h2521",43.457000000000001,0.13519191771562197,40.966999999999999,3.0691839918494699E-2,49.366,3.2446631929910659E-2,43.576999999999998,0.10001969408520975,37.442,0.11551790994135039]
[null,"h2525",48.911999999999999,0.12839578347370151,46.542000000000002,3.0978381992422553E-2,54.603000000000002,1.755120303682E-2,48.064999999999998,6.1813168778310244E-2,36.816000000000003,0.14603024574669188]
[null,"h2528",64.647999999999996,0.16363702797011162,62.652000000000001,0.10579770129580693,68.938000000000002,9.7902804439761557E-2,63.578000000000003,0.14557867787041293,45.085000000000001,0.20705491735737483]
[null,"h2531",70.009,0.30242797376546027,66.575999999999993,0.2907446910121303,71.703000000000003,0.26165148737785604,66.540999999999997,0.30088623383443841,50.320999999999998,0.31582327565314333]
[null,"h2532",69.388999999999996,0.31744523813873615,66.158000000000001,0.3335031360438091,70.656000000000006,0.28074708081347516,66.088999999999999,0.32722379045493338,49.026000000000003,0.34110077068489164]
[null,"h2535",65.885000000000005,0.29488280322268301,62.951999999999998,0.31737718488331368,66.846000000000004,0.24174761485501495,62.45,0.29529311363487165,43.427,0.38116184382725027]
[null,"h2539",62.029000000000003,0.12673328826936076,60.124000000000002,8.0263618708013629E-2,64.197000000000003,2.5633993909039737E-2,58.180999999999997,9.6711087769973086E-2,47.594999999999999,0.16000193882991615]
[null,"h2544",48.643000000000001,7.2704687442914029E-2,43.847999999999999,6.3475894121953938E-2,51.189,4.701927516158818E-2,43.405999999999999,6.2183440493373571E-2,36.761000000000003,8.9840531239397017E-2]
[null,"h2546",45.731000000000002,6.1616309232399254E-2,41.16,5.7857290655291514E-2,48.155000000000001,7.4157433056325023E-2,40.360999999999997,5.979530245374623E-2,33.862000000000002,8.5090397944840288E-2]
[null,"h2550",55.853999999999999,6.4703518322311943E-2,55.066000000000003,3.6449297276648578E-2,59.901000000000003,0.10330101569713758,53.469000000000001,6.2196562130953946E-2,34.856999999999999,8.4908632640201639E-2]
[null,"h2553",66.239999999999995,0.24188009206824743,63.804000000000002,0.15880115237079601,68.936999999999998,0.27420937211449675,61.689,0.1562130953943052,42.238999999999997,0.1457151858853182]
[null,"h2556",67.679000000000002,0.34865368455664753,66.495999999999995,0.33487194995782066,70.277000000000001,0.46921168051708217,63.741999999999997,0.2448366356121244,43.518999999999998,0.23749454704086084]
[null,"h2557",66.725999999999999,0.36485696540133716,65.593999999999994,0.34542473777197702,68.924999999999997,0.48187903970452445,62.216999999999999,0.25429733630757118,40.887,0.25551354757403905]
[null,"h2560",62.158999999999999,0.30293010850900587,61.066000000000003,0.24740955321756569,63.76,0.36827677746999077,58.244999999999997,0.23071775357564625,38.515000000000001,0.22106296350152682]
[null,"h2565",61.04,0.11970698914909941,57.564,5.9639963709869959E-2,59.996000000000002,0.13199734533702678,53.575000000000003,0.10060359532869702,44.972000000000001,8.4520866656972518E-2]
[null,"h2568",49.901000000000003,0.14773682095495561,43.856000000000002,0.13792664492004136,47.866999999999997,0.14265722158902369,43.122,8.9872603943898496E-2,37.256,9.1728667329084163E-2]
[null,"h2571",46.588000000000001,0.12008183246264567,40.186999999999998,0.19330097859813827,43.148000000000003,0.11489908098047985,39.734000000000002,6.7122371062333541E-2,37.390999999999998,8.8008627584034119E-2]
[null,"h2575",63.832000000000001,9.885653746392431E-2,57.378,0.26146869281565754,43.363999999999997,0.10598300463116588,44.414000000000001,7.7369159920754674E-2,56.9,0.12099217216392409]
[null,"h2578",68.695999999999998,0.22366930917327293,63.908000000000001,0.48371389927599651,52.646000000000001,0.19611039776088179,53.756999999999998,0.26481585956257625,64.373999999999995,0.28114775949397763]
[null,"h2579",70.316000000000003,0.26564497862857561,64.153000000000006,0.54881056567746045,55.216000000000001,0.21469277047595689,54.606000000000002,0.28743489156247132,65.694000000000003,0.30839977703996319]
[null,"h2582",67.77,0.28544551200087676,62.613,0.56679131195799193,50.750999999999998,0.23833912830205012,49.173999999999999,0.30310027683386032,63.348999999999997,0.3108353730945399]
[null,"h2585",63.031999999999996,0.16832279983925766,59.295999999999999,0.39288726231203758,49.564999999999998,0.16458672976209368,47.360999999999997,0.19420354504782272,60.195,0.2402152049051208]
[null,"h2590",57.734999999999999,0.1210316735469258,52.890999999999998,0.13337576577293342,49.213999999999999,3.6659789649849235E-2,44.518000000000001,4.1328277726026319E-2,52.521999999999998,0.14064658410682693]
[null,"h2593",46.195999999999998,0.12770543003780752,43.493000000000002,0.12462015750536951,40.762999999999998,2.7484021756380476E-2,36.340000000000003,3.8276382239129006E-2,42.820999999999998,0.1489150320462338]
[null,"h2596",47.186,0.11265547661229931,43.594999999999999,0.11878132209052582,40.659999999999997,4.3007805173632653E-2,35.765000000000001,2.8018626615071818E-2,43.938000000000002,0.15480330033803022]
[null,"h2600",66.302000000000007,0.15291044912421692,61.579000000000001,0.17928565746559541,49.536999999999999,0.10542033961883052,41.051000000000002,0.12180756870203975,63.667000000000002,0.24392696608793632]
[null,"h2603",70.748999999999995,0.33239575532866977,63.101999999999997,0.29055763264656748,55.015999999999998,0.2798032115187627,47.875,0.31114317570669642,68.713999999999999,0.42303451785259943]
[null,"h2604",69.742000000000004,0.34600281273401401,62.627000000000002,0.28588020046137935,54.414000000000001,0.335478193123945,47.377000000000002,0.33686626877418507,67.963999999999999,0.42133830887965396]
[null,"h2607",64.897000000000006,0.26794031159248233,57.920999999999999,0.21643465118129027,50.747,0.3658765310980624,42.417999999999999,0.29719944907194856,64.549000000000007,0.40179555835564656]
[null,"h2611",61.648000000000003,5.4574345674051616E-2,57.018000000000001,9.4662318033569323E-2,50.844000000000001,0.16929003217289687,45.484000000000002,4.9491703285892308E-2,61.777999999999999,0.24648339532573271]
[null,"h2615",50.637999999999998,4.4181841427553832E-2,46.835000000000001,6.9572826346352715E-2,44.73,0.16079234775583223,41.551000000000002,5.4856693119958028E-2,49.265999999999998,0.16977840241346306]
[null,"h2618",43.167000000000002,3.1264829348421244E-2,40.201999999999998,7.1169508780860272E-2,37.139000000000003,0.13095667479405018,37.168999999999997,5.4369059324811536E-2,43.268000000000001,0.14704528384173673]
[null,"h2622",56.323999999999998,2.8965139624018983E-2,41.792000000000002,5.7330109442606261E-2,36.932000000000002,0.11618311139324514,52.084000000000003,6.980006555227794E-2,56.201000000000001,0.12082959804230368]
[null,"h2625",66.305999999999997,0.13765285636064975,51.338000000000001,0.14833609060829728,46.234000000000002,0.24771687850763927,61.198999999999998,0.22484431333988855,65.197999999999993,0.27513144186271898]
[null,"h2628",68.313000000000002,0.22449352071545903,52.561,0.23054530414863833,48.423000000000002,0.40992310244831415,63.433,0.38510652245165522,65.341999999999999,0.36111986044145084]
[null,"h2629",67.055999999999997,0.24055484577477643,50.515999999999998,0.2354765843726139,46.003,0.44479390590509715,62.564,0.40246476565060635,64.480999999999995,0.37182904077726359]
[null,"h2632",62.850999999999999,0.19852162803431284,47.652999999999999,0.17362878595062356,42.134,0.3679252088352834,59.261000000000003,0.31912159947558177,60.051000000000002,0.28084946575242897]
[null,"h2636",59.155999999999999,3.2341668187625482E-2,48.219000000000001,5.4705395775006362E-2,45.816000000000003,0.10422287305411683,56.59,7.0127826941986229E-2,58.975999999999999,6.7150437331911908E-2]
[null,"h2640",46.097000000000001,4.4693043287831226E-2,38.258000000000003,6.7479002290659201E-2,38.662999999999997,8.6823539595746832E-2,43.213999999999999,5.6549608714459867E-2,46.167999999999999,6.7427297942177486E-2]
[null,"h2643",43.618000000000002,5.5642747645813562E-2,35.026000000000003,7.1233138203105117E-2,35.609000000000002,6.7678501868336391E-2,40.786999999999999,4.4411236514740389E-2,44.091999999999999,4.7527342756440535E-2]
[null,"h2647",49.841000000000001,9.5882911161398646E-2,37.154000000000003,8.5851997963858492E-2,38.590000000000003,8.582805534315352E-2,58.676000000000002,0.14956676760129511,61.095999999999997,8.0278090670154914E-2]
[null,"h2650",59.344999999999999,0.27054894517848016,45.500999999999998,0.22429371341308221,48.02,0.23995498679901317,64.201999999999998,0.35620747964921939,64.289000000000001,0.27413005825854198]
[null,"h2653",57.625,0.34115628878020293,45.201999999999998,0.30446678544158817,47.853999999999999,0.3266486806226826,65.968999999999994,0.49911518345196432,64.38,0.34796458462022939]
[null,"h2654",55.738,0.31646470545295274,43.72,0.28720730465767369,46.612000000000002,0.31444317804740812,64.149000000000001,0.49409466881644315,62.881,0.33456875355788912]
[null,"h2657",53.219000000000001,0.17233009708737865,44.094000000000001,0.13791677271570374,46.152999999999999,0.18844949720831591,59.645000000000003,0.34368896404367716,58.898000000000003,0.18783232198442401]
[null,"h2661",49.853000000000002,4.5934009781735896E-2,46.81,3.7700432680071262E-2,49.767000000000003,6.4879604114668241E-2,55.914000000000001,0.14531964817072371,57.33,7.3216816249409539E-2]
[null,"h2665",38.262999999999998,5.9639389736477116E-2,38.249000000000002,3.2999888675074349E-2,40.402000000000001,5.6487558600793367E-2,41.988,0.12352393808731209,43.597000000000001,0.11229778165262036]
[null,"h2668",38.380000000000003,6.1263595882911158E-2,40.308,2.364859492040268E-2,42.223999999999997,4.7371078254597909E-2,43.57,0.11492640987667266,44.744999999999997,0.11583357551099487]
[null,"h2672",43.613,0.11703409007956785,62.66,6.533182779624358E-2,65.513000000000005,0.10020915975477822,62.67,0.15837276051427898,62.046999999999997,0.17372614550033905]
[null,"h2675",51.816000000000003,0.24426965471932258,64.311999999999998,0.18087119706102198,70.099000000000004,0.24005769924269743,66.224000000000004,0.27894785127324673,64.731999999999999,0.29577157802964255]
[null,"h2678",47.073,0.27025695306226732,61.762999999999998,0.22913850411107048,67.614000000000004,0.23260007212405337,62.841999999999999,0.29032384896659286,60.737000000000002,0.29970696502954569]
[null,"h2679",46.7,0.27241039491933716,60.418999999999997,0.21048362728414893,66.242999999999995,0.21009736747205193,60.886000000000003,0.27200167756648014,59.023000000000003,0.27051244793180279]
[null,"h2682",47.137999999999998,0.12221695014234615,58.999000000000002,8.4909111149986477E-2,63.445999999999998,8.1529029931482144E-2,57.901000000000003,9.8543924719204201E-2,58.027000000000001,0.12015644676935]
[null,"h2687",42.375999999999998,6.1920578144390101E-2,47.381999999999998,4.8283210610855769E-2,52.241999999999997,1.3328525063108547E-2,47.475000000000001,3.3787237388762922E-2,47.777999999999999,7.0086215247505565E-2]
[null,"h2690",38.332000000000001,7.7876106194690264E-2,40.671999999999997,0.10778281262421496,45.472999999999999,8.4801984481813718E-3,41.457999999999998,4.1469582421613971E-2,41.142000000000003,6.9795602053666569E-2]
[null,"h2693",44.905999999999999,8.1762612900282819E-2,45.978999999999999,0.14738850465060815,51.52,1.1508840751103292E-2,47.398000000000003,4.1941274354371665E-2,41.999000000000002,7.7387871742710446E-2]
[null,"h2697",64.19,0.20759054830763615,61.944000000000003,0.27520470625645915,67.933000000000007,0.17757939369465517,62.402999999999999,0.17552180920061319,52.875999999999998,0.15512690109464303]
[null,"h2700",65,0.3168688988231001,61.610999999999997,0.4431194848557119,70.090999999999994,0.29555222244656609,63.284999999999997,0.29844996789874345,55.32,0.22494672091446286]
[null,"h2703",61.213000000000001,0.27440926922726028,60.228000000000002,0.37735909054773831,66.375,0.23058063399578874,60.551000000000002,0.28469228652664402,51.03,0.22813135716361524]
[null,"h2704",58.917000000000002,0.2268588632424049,58.819000000000003,0.33614754749980125,64.578000000000003,0.19596757910525253,58.56,0.23482396719120557,50.506999999999998,0.22397801026833286]
[null,"h2707",57.082000000000001,5.9063954018793906E-2,58.037999999999997,0.11603466094284125,63.618000000000002,5.6650033170844272E-2,57.692999999999998,4.3317042491581609E-2,48.585999999999999,0.15329845975007264]
[null,"h2712",43.311999999999998,8.7177803316368416E-2,43.686999999999998,5.7020262216924911E-2,48.85,3.8199201119010193E-2,43.973999999999997,2.3368219745097781E-2,36.746000000000002,0.10772062384965611]
[null,"h2715",41.137,8.4332074645652053E-2,41.140999999999998,4.9217322208978946E-2,45.91,3.0830461303300791E-2,41.911000000000001,1.6438966244449394E-2,32.994999999999997,0.11462268720333237]
[null,"h2718",52.030999999999999,7.4864554260384172E-2,54.368000000000002,4.1891140246324989E-2,57.869,2.5754538768800381E-2,54.034999999999997,2.2281021180723837E-2,33.198999999999998,9.683473796377022E-2]
[null,"h2722",64.322000000000003,0.1479961327277039,64.316999999999993,0.3125625744934446,69.849000000000004,0.21241005378747457,63.91,0.2654467338197346,42.984999999999999,0.25024217766153251]
[null,"h2725",62.911000000000001,0.20346959995621955,64.873000000000005,0.44402065951529601,69.617000000000004,0.26856244682538538,62.856999999999999,0.37360334280811602,41.287999999999997,0.29322871258355132]
[null,"h2728",58.671999999999997,0.16406720297707,60.238,0.35019467620182759,64.927999999999997,0.20958368783076411,58.451000000000001,0.27872889459413436,40.127000000000002,0.24499903128935388]
[null,"h2732",57.11,4.3525055181597619E-2,57.536000000000001,8.158919348430671E-2,62.715000000000003,5.0441980186597832E-2,55.478999999999999,2.3721886747966416E-2,46.499000000000002,7.2035745422842204E-2]
[null,"h2733",56.539000000000001,4.9581349532096537E-2,56.54,8.4656336909018678E-2,61.801000000000002,5.7306011795751802E-2,53.817999999999998,2.7428840889145042E-2,47.094000000000001,6.268768768768769E-2]
[null,"h2737",43.45,7.7115289911904722E-2,40.847000000000001,5.7952595793353247E-2,46.901000000000003,6.0643635734471422E-2,41.134999999999998,7.5018656472159301E-2,39.082000000000001,6.8845273698102699E-2]
[null,"h2740",44.951000000000001,8.0307147938059709E-2,42.17,2.9373451102497301E-2,47.48,5.9965972662783321E-2,39.832999999999998,9.2667024521805155E-2,41.396999999999998,7.58072913513579E-2]
[null,"h2743",58.42,0.12408120086818539,59.743000000000002,4.954883395818771E-2,63.296999999999997,9.1008708691389356E-2,44.515999999999998,0.12097249315929354,58.332000000000001,0.11762782869804216]
[null,"h2747",66.850999999999999,0.38714501978951976,66.75,0.29479888161657242,70.736999999999995,0.3377934136916777,54.582000000000001,0.21481782118589701,68.680000000000007,0.30389509752878641]
[null,"h2750",62.38,0.33662246703266641,64.299000000000007,0.33101925398741816,66.272000000000006,0.36898033335255781,50.738999999999997,0.24262578389913722,65.025000000000006,0.32384884551585524]
[null,"h2751",61.558999999999997,0.29968810987287287,62.951000000000001,0.30008896231810384,64.909000000000006,0.3355729857546571,49.936,0.22022492504680483,64.540000000000006,0.30416147037812835]
[null,"h2757",59.21,0.15220602987579113,56.686999999999998,4.2272987227552898E-2,59.649000000000001,0.10694100005767346,47.198999999999998,6.9153323470496589E-2,57.512,0.15682096112167185]
[null,"h2758",56.17,0.15716708920787203,51.951000000000001,5.7952595793353247E-2,56.136000000000003,0.10940654016955995,45.046999999999997,6.7477514041450096E-2,53.878,0.17122931069971303]
[null,"h2762",44.354999999999997,0.17401612138454245,39.31,7.6932844467723763E-2,44.017000000000003,6.8053693210490651E-2,34.51,6.5360247146298039E-2,44.579000000000001,0.15761692030169858]
[null,"h2765",49.500999999999998,0.188569135937557,44.962000000000003,6.8409440820278403E-2,44.673999999999999,4.2259613305073745E-2,34.929000000000002,4.6169755995392185E-2,49.85,0.11619995399460042]
[null,"h2768",65.727999999999994,0.24652587810482549,61.555999999999997,0.12635906226687618,53.8,9.5606788067534643E-2,40.374000000000002,9.6188082521730028E-2,64.872,0.15327062070969383]
[null,"h2772",70.102000000000004,0.49392712550607287,66.230999999999995,0.28624033776169389,57.945999999999998,0.25125077497584958,48.798000000000002,0.25947743219185254,67.596000000000004,0.26273925834453199]
[null,"h2775",67.061000000000007,0.4431192325929168,61.015000000000001,0.24251226132088949,53.170999999999999,0.23043095866314864,44.683999999999997,0.23621583411875588,60.814999999999998,0.27169820457874794]
[null,"h2778",62.57,0.24200313673997884,58.87,0.13016840467914226,53.975999999999999,8.5009443891748485E-2,47.125999999999998,7.4876950466017389E-2,62.356000000000002,0.18428794537464133]
[null,"h2780",61.329000000000001,0.13190721085457927,56.320999999999998,8.8852911766106379E-2,52.76,4.3081448159522473E-2,47.081000000000003,1.8247984082102837E-2,59.996000000000002,0.13629704960108477]
[null,"h2783",51.689,0.12461246671772988,45.414000000000001,6.8615780200942819E-2,46.04,5.0002162723301179E-2,42.43,1.8143261074458059E-2,49.841000000000001,0.1616968728434969]
[null,"h2787",44.951999999999998,0.11152843364267873,39.140999999999998,5.2883012998555717E-2,38.518000000000001,4.2546749520610161E-2,38.396999999999998,3.3009302264728584E-2,46,0.18870345044598014]
[null,"h2790",56.781999999999996,0.1037066749320838,40.893999999999998,4.7677242211182885E-2,39.238,5.2120128606237111E-2,53.537999999999997,5.7370507503303546E-2,56.932000000000002,0.20383167729676741]
[null,"h2794",70.025000000000006,0.34029208525534671,53.996000000000002,0.12989032964591235,51.500999999999998,0.16222840583053388,65.55,0.20513390812868787,68.378,0.30856741743013782]
[null,"h2797",68.120999999999995,0.34485021970208035,52.012999999999998,0.16967955941403337,51.448,0.23368272322265315,65.844999999999999,0.26425758507450969,68.494,0.38874701973931042]
[null,"h2800",62.784999999999997,0.22657574707823583,48.112000000000002,0.14463472312600187,48.51,0.18154817687682925,62.03,0.24040663064383186,63.993000000000002,0.35521076645648519]
[null,"h2803",59.843000000000004,5.154338432366401E-2,48.774999999999999,7.7277127938165602E-2,51.779000000000003,7.1958938277656828E-2,59.761000000000003,0.11806418693496265,62.738,0.20156849455988962]
[null,"h2805",57.582999999999998,3.1104709464510365E-2,46.026000000000003,6.6817972606218357E-2,52.146000000000001,4.7492034198878298E-2,56.029000000000003,8.8234139704054526E-2,59.689,0.15890689484066953]
[null,"h2808",44.381,3.0703593633197804E-2,38.813000000000002,6.3124821479577264E-2,44.192999999999998,3.2477080089949838E-2,43.869,7.6404053612291592E-2,47.661000000000001,0.15323273514926367]
[null,"h2812",41.405999999999999,4.315641694167411E-2,35.878999999999998,3.4355263575486371E-2,44.7,2.554344692383094E-2,44.255000000000003,4.4746649231775092E-2,47.021999999999998,0.12795411367514128]
[null,"h2815",48.697000000000003,0.12038944700712892,37.566000000000003,3.6989431590974009E-2,64.429000000000002,3.1914893617021274E-2,60.459000000000003,5.9993461915658713E-2,61.999000000000002,0.13840922566826802]
[null,"h2819",59.951999999999998,0.37123270187977464,48.856999999999999,0.17106223618648639,71.661000000000001,0.13173903015625901,65.605999999999995,0.20538738149722133,67.63,0.29619187066639235]
[null,"h2822",54.276000000000003,0.38704031214104689,44.064999999999998,0.20111714113427909,68.998000000000005,0.14217551749985585,62.628999999999998,0.23925465838509316,64.308000000000007,0.31019252411089193]
[null,"h2825",50.491999999999997,0.23789815304392217,45.116,0.10076486083341267,65.492999999999995,8.634607622671972E-2,59.378999999999998,0.20818568159529258,61.070999999999998,0.19667469354663053]
[null,"h2828",48.783000000000001,0.12401772202672889,46.767000000000003,2.68494715795487E-2,63.488999999999997,2.9291356743354667E-2,58.058999999999997,0.10540699575024517,59.497,4.3575067462094171E-2]
[null,"h2830",47.137999999999998,0.1495979725417981,46.204999999999998,3.7735250245961471E-2,57.722999999999999,2.8786830421495706E-2,53.357999999999997,8.7374959136972866E-2,54.75,5.0629847892641487E-2]
[null,"h2833",36.909999999999997,0.13843461138762786,38.305999999999997,6.319626020125188E-2,46.780999999999999,1.9364599092284416E-2,43.893000000000001,9.4982875369290704E-2,44.387999999999998,9.5713283499044441E-2]
[null,"h2837",37.594999999999999,0.16168024941202211,44.366999999999997,8.2877743443467239E-2,51.673999999999999,1.0330667819321375E-2,48.664000000000001,9.4433841407618499E-2,49.478999999999999,0.15539347315963906]
[null,"h2840",45.728000000000002,0.21564659337453737,61.554000000000002,0.14024245305443309,68.649000000000001,6.6018298393487496E-2,62.12,0.18299824832021752,64.614999999999995,0.27073807968647945]
[null,"h2844",49.795999999999999,0.31497383726230194,63.283999999999999,0.32526741145709531,70.730999999999995,0.20154167567178158,64.966999999999999,0.38578786373499963,67.849999999999994,0.44086411689285626]
[null,"h2847",43.344999999999999,0.27854655508760418,59.314999999999998,0.34445764994849853,67.72,0.18515957063612132,61.621000000000002,0.31420429292269081,61.337000000000003,0.36543532428574882]
[null,"h2849",43.31,0.17055917154369268,57.656999999999996,0.26612788210125982,65.293999999999997,0.11174987392839132,59.149000000000001,0.19710319224032,59.924999999999997,0.2764109635435566]
[null,"h2852",44.752000000000002,7.8232966872686827E-2,56.472000000000001,7.9122098090484108E-2,63.603000000000002,1.6785534183416179E-2,57.65,6.3687939553975267E-2,55.539000000000001,9.5773762004983429E-2]
[null,"h2855",40.290999999999997,7.1979434447300775E-2,47.408999999999999,6.5604944140717852E-2,53.119,1.7952597075138677E-2,48.124000000000002,0.11179377238620618,47.662999999999997,0.12015869559958391]
[null,"h2859",34.941000000000003,5.3698370456782475E-2,42.08,7.6058431087362058E-2,45.963999999999999,7.840936884054843E-3,42.267000000000003,9.9339045927164429E-2,40.521000000000001,0.1086638363752918]
[null,"h2862",43.604999999999997,4.6425576902045129E-2,53.616999999999997,6.6272488696367024E-2,58.841000000000001,1.191246924770167E-2,54.540999999999997,8.4630858456554672E-2,41.902000000000001,9.3496377468945416E-2]
[null,"h2865",56.223999999999997,0.19350370019321206,62.613,0.1568122174091757,68.460999999999999,0.12630382551397701,63.195,0.18727467474789697,51.896999999999998,0.19213324140933996]
[null,"h2869",56.646999999999998,0.35571069228245417,63.780999999999999,0.22727416447971671,68.867999999999995,0.24524148646898875,64.36,0.32149015100057476,52.59,0.26907120480907626]
[null,"h2872",52.194000000000003,0.31500856694980134,59.588999999999999,0.14928700161254624,64.290999999999997,0.17871581279583351,60.177999999999997,0.24337739693818905,48.643999999999998,0.16818462208352988]
[null,"h2874",50.347999999999999,0.21131201924829573,58.725000000000001,9.2863692414708945E-2,62.667999999999999,7.7776339073762357E-2,59.034999999999997,0.12325617848372433,48.95,0.11455422910845822]
[null,"h2877",47.494,0.13854762859538478,53.973999999999997,4.5309387548613529E-2,59.203000000000003,2.2357460399671975E-2,53.945999999999998,6.853806363968859E-2,46.146000000000001,0.11572746955017719]
[null,"h2880",39.057000000000002,0.1327694943676862,42.558,4.855765431123054E-2,47,2.8455518471630796E-2,42.540999999999997,5.4366421584631661E-2,38.281999999999996,0.12930888507220784]
[null,"h2884",35.396000000000001,0.1175494878057672,38.487000000000002,4.9411206828420137E-2,41.734000000000002,2.6786741857521005E-2,38.692,5.7970825225601715E-2,35.801000000000002,0.12281380778441665]
[null,"h2887",36.627000000000002,0.12075753709306988,37.195,6.9991306409547149E-2,41.156999999999996,4.3431349982736796E-2,38.039000000000001,6.3808391991955385E-2,37.341999999999999,0.13518711144439874]
[null,"h2890",46.222000000000001,0.32014873683059314,45.502000000000002,0.22764561764008537,49.8,0.1389975831511106,46.506999999999998,0.15750982722369503,44.738999999999997,0.25151793705701636]
[null,"h2894",43.417000000000002,0.36746746381830775,42.997999999999998,0.28552912352801707,47.689,0.21567499136839682,44.472999999999999,0.19162106747809279,42.481999999999999,0.30090229565301529]
[null,"h2895",42.069000000000003,0.32640078743027962,41.823999999999998,0.25717221212360702,46.936999999999998,0.2066837380596156,43.378,0.17571467749729017,41.600999999999999,0.27669996855269841]
[null,"h2899",44.529000000000003,9.6259706171849369E-2,45.463999999999999,6.3147079743934242E-2,49.33,6.0392450224421683E-2,44.639000000000003,4.3905815365729434E-2,44.872999999999998,9.9736326471370859E-2]
[null,"h2902",43.545999999999999,7.5042834749006596E-2,44.557000000000002,4.8273136805500674E-2,47.945999999999998,6.3255265277937622E-2,43.753999999999998,2.6040510362660467E-2,44.71,7.6429037954473977E-2]
[null,"h2905",35.389000000000003,5.630183176888727E-2,35.902000000000001,2.860800708087689E-2,39.142000000000003,6.8803314297222265E-2,35.787999999999997,2.1507763427661048E-2,37.098999999999997,5.9317934453984762E-2]
[null,"h2909",41.886000000000003,6.5323977034539321E-2,42.036000000000001,2.4435347484550094E-2,43.79,7.0457585914236801E-2,36.857999999999997,1.7198375491335519E-2,43.951000000000001,4.3245858023944851E-2]
[null,"h2912",63.076000000000001,0.14437255080652511,59.765999999999998,7.5487205424457471E-2,59.548999999999999,0.11761151948444265,45.46,0.10132285150893872,61.057000000000002,0.13862619421937356]
[null,"h2915",68.003,0.32634648683131323,64.311999999999998,0.20523479112993726,64.549000000000007,0.20308701468705498,51.222999999999999,0.23022578581036082,64.025999999999996,0.3000483734429798]
[null,"h2919",64.864999999999995,0.34998633008293084,60.064999999999998,0.21846401871374607,60.292999999999999,0.23089316282348202,47.517000000000003,0.20652415216057041,60.567999999999998,0.27361228685451688]
[null,"h2920",62.893999999999998,0.30903125854369817,58.79,0.19745847097314639,59.610999999999997,0.19720356171871628,46.914000000000001,0.1690194183632161,58.801000000000002,0.22606119240536945]
[null,"h2924",59.151000000000003,0.11380661623986148,55.898000000000003,6.7663468681344735E-2,57.853000000000002,5.4979357567213775E-2,46.433999999999997,1.7028611724146936E-2,57.283999999999999,4.1552787519651711E-2]
[null,"h2927",48.518999999999998,7.5713114007108354E-2,46.555999999999997,7.6403926093347452E-2,49.393999999999998,4.1716414689931959E-2,41.734999999999999,4.3472583151599041E-2,47.646000000000001,6.8496795259402582E-2]
[null,"h2930",42.252000000000002,4.6817196070927415E-2,39.860999999999997,6.3073738762225273E-2,42.128999999999998,5.0188440403924166E-2,35.228000000000002,6.3922290548744667E-2,41.970999999999997,7.3263040797078668E-2]
[null,"h2934",55.247999999999998,4.6598509285076452E-2,52.154000000000003,4.8616706956755303E-2,44.685000000000002,5.6632814522857393E-2,35.206000000000003,0.10183698249187262,55.064999999999998,6.90188870885831E-2]
[null,"h2937",65.41,0.17810216317679003,61.932000000000002,0.12554707620356764,55.493000000000002,0.14380448229235593,43.655999999999999,0.17022443304218401,64.051000000000002,0.20020072065971803]
[null,"h2940",68.846000000000004,0.28919505038908022,63.566000000000003,0.22758370068414149,56.765000000000001,0.22000057539054632,49.628999999999998,0.2918804590497826,66.316000000000003,0.29804599646925106]
[null,"h2944",63.44,0.21363876587757186,58.34,0.14872572719659982,51.572000000000003,0.16142581777381398,46.372,0.22538613189194834,61.767000000000003,0.31102028971487994]
[null,"h2945",62.765000000000001,0.16412443278114919,58.116,0.10853043876696529,52.393000000000001,0.12811070514111453,47.311,0.19871267609311555,61.204999999999998,0.25871200212812268]
[null,"h2949",58.762999999999998,2.8775536238222807E-2,54.470999999999997,1.6590036498080295E-2,51.292000000000002,4.0895883080640988E-2,47.292000000000002,0.15804316321334849,57.460999999999999,0.11725230345094435]
[null,"h2952",45.34,2.7253019510684422E-2,42.658000000000001,2.3901298537171021E-2,42.969000000000001,5.1382375787565812E-2,39.902000000000001,0.16369331158238173,45.350999999999999,9.8180499304841934E-2]
[null,"h2955",42.186,3.1424771828830633E-2,39.834000000000003,2.2100407570060977E-2,38.975999999999999,4.9267815529790843E-2,37.981999999999999,0.16618597063621535,43.701999999999998,8.3588224626730337E-2]
[null,"h2959",60.837000000000003,8.733353979560235E-2,44.631,6.6474992891219872E-2,41.107999999999997,8.7099743951206884E-2,58.569000000000003,0.16760848287112562,61.375999999999998,8.8242761288762614E-2]
[null,"h2962",66.875,0.31271746852968502,53.350999999999999,0.22348425010268239,50.337000000000003,0.25226560027618744,64.257000000000005,0.30735399673735725,64.581000000000003,0.23329504926555039]
[null,"h2966",64.552000000000007,0.36580256134661981,50.378,0.2928659442039746,48.286999999999999,0.29412526252193677,61.567999999999998,0.29620880913539965,62.012,0.26841564407906665]
[null,"h2970",60.241,0.12200098373198769,49.314,0.13832106410539952,50.112000000000002,0.10310998590293162,59.042000000000002,7.7507340946166389E-2,57.743000000000002,9.4565677325757116E-2]
[null,"h2973",56.576999999999998,4.6198968903138835E-2,46.097999999999999,4.7281286531231238E-2,51.527999999999999,1.3823757875658102E-2,56.543999999999997,4.4398042414355625E-2,55.244,3.1445324306353141E-2]
[null,"h2974",52.829000000000001,4.2446213542710366E-2,44.615000000000002,5.0946257622192029E-2,50.677999999999997,1.357921689346644E-2,52.347999999999999,8.4450244698205543E-2,51.593000000000004,4.5868343105845373E-2]
[null,"h2977",41.145000000000003,3.6488505118956537E-2,35.319000000000003,4.1325708508419955E-2,42.356999999999999,1.2383856399044962E-2,41.81,0.18838650747047694,41.457000000000001,6.4184247113582782E-2]
[null,"h2980",40.256999999999998,3.1588151710569459E-2,34.963999999999999,3.4485482291238823E-2,44.417000000000002,1.0240773235911745E-2,42.945,0.21170483460559797,40.523000000000003,6.251586773862057E-2]
[null,"h2984",50.292000000000002,9.1102852770794621E-2,40.734999999999999,0.13464029572525354,66.783000000000001,0.1196099300980928,64.284999999999997,0.26489202061721145,44.219000000000001,0.151822523121562]
[null,"h2987",56.006999999999998,0.17756038911356434,48.137,0.35621307383652967,70.117999999999995,0.29187642033196215,68.948999999999998,0.35710837084882885,48.405999999999999,0.33415946321707068]
[null,"h2991",50.561999999999998,0.17701388129850257,42.667999999999999,0.30882120628100218,66.033000000000001,0.27612691654920463,63.723999999999997,0.35808703594963137,43.134,0.32442725019645774]
[null,"h2995",49.719000000000001,6.3868546653550476E-2,46.146000000000001,5.2273229913746798E-2,62.786999999999999,4.4501337629088401E-2,61.780999999999999,0.29136817381092189,46.234999999999999,0.10479356827661246]
[null,"h2998",45.561999999999998,4.1826064779393012E-2,46.258000000000003,3.4343306688572238E-2,57.32,6.0653568449213241E-2,53.426000000000002,0.15507274743915966,46.411999999999999,0.13915251163634165]
[null,"h2999",41.947000000000003,3.632455277443801E-2,41.975000000000001,3.9240466335976748E-2,52.198,7.6575669533699625E-2,48.319000000000003,0.13359431069354732,42.472000000000001,0.15625944508251224]
[null,"h3002",35.396000000000001,3.2681167340692971E-2,37.052999999999997,4.5995893223819299E-2,45.619,8.7549253645488795E-2,41.698999999999998,0.11279863258569173,37.155999999999999,0.14392785474239017]
[null,"h3005",35.521999999999998,2.4392465478923014E-2,43.027999999999999,4.6706681408940139E-2,51.262999999999998,9.3157697949322674E-2,47.326999999999998,0.10846674756331467,41.567999999999998,0.11710306810763763]
[null,"h3009",44.436,0.1059860822676431,61.878999999999998,0.21358395198230928,67.927999999999997,0.24529034484742154,63.371000000000002,0.23783614514424395,56.192999999999998,0.24715311525349967]
[null,"h3012",50.91,0.16180274711261705,63.847000000000001,0.34266308640025273,70.165999999999997,0.32313267565935172,67.578999999999994,0.40769301026865518,58.029000000000003,0.41556055221102006]
[null,"h3016",45.316000000000003,0.11879258206725689,59.762999999999998,0.22389827831306272,65.433999999999997,0.2084615605855791,62.848999999999997,0.40047755118017769,53.984000000000002,0.36956311501172601]
[null,"h3020",47.2,2.4793237876634969E-2,56.593000000000004,4.887063655030801E-2,62.462000000000003,6.2210589893295754E-2,59.040999999999997,0.17606764003601205,51.26,0.13216556659655232]
[null,"h3023",43.326999999999998,1.8617699566437135E-2,46.545999999999999,6.4239456641920711E-2,52.185000000000002,7.075268198682734E-2,48.86,0.19570464894769118,44.762999999999998,0.19072314499165882]
[null,"h3024",40.603000000000002,1.7287234042553192E-2,43.518000000000001,5.9159823120656978E-2,48.401000000000003,7.4186451158309491E-2,45.296999999999997,0.20081395197161603,41.631,0.19465561209074098]
[null,"h3027",39.106999999999999,1.2696735645584378E-2,41.215000000000003,4.2687934301958309E-2,45.814999999999998,9.214707870177305E-2,43.868000000000002,0.22240194096239385,37.93,0.16251918637676604]
[null,"h3031",60.786999999999999,3.8217720781113379E-2,59.133000000000003,6.1449778900821227E-2,65.363,0.13753037776275867,61.579000000000001,0.25856019200918307,45.103999999999999,0.17261091840804438]
[null,"h3034",66.453000000000003,0.15363596619061498,64.343999999999994,0.16770372710044221,70.8,0.24077882112710489,67.78,0.41161968615890326,52.665999999999997,0.32427696063620215]
[null,"h3037",66.570999999999998,0.20615345380355582,64.924999999999997,0.23363866077068857,70.266999999999996,0.325362016652047,66.807000000000002,0.41373283070059874,51.78,0.47661981363531986]
[null,"h3041",61.603999999999999,0.12888006412124745,60.210999999999999,0.15772267845862287,65.555999999999997,0.20761852719978141,61.487000000000002,0.26212123188500319,48.654000000000003,0.3271171486929092]
[null,"h3045",58.337000000000003,1.754226173127368E-2,55.914999999999999,5.9554643082754266E-2,61.747999999999998,5.7390604104053722E-2,56.591000000000001,2.8579627721325801E-2,47.45,0.20707992410050641]
[null,"h3048",45.091000000000001,3.9063922782735384E-2,44.261000000000003,4.8890643505724439E-2,48.723999999999997,7.2204812695857171E-2,44.811,1.4997391757955138E-2,38.947000000000003,0.22812190347294389]
[null,"h3049",43.201999999999998,4.0429794208705155E-2,42.014000000000003,3.9668377418081324E-2,46.832999999999998,8.6249029698415899E-2,42.814999999999998,1.5545122587376109E-2,36.962000000000003,0.21864804118229936]
[null,"h3052",43.08,4.5820433436532505E-2,43.222000000000001,2.763521515988946E-2,48.186999999999998,0.10007762412672858,43.478999999999999,2.5286906624934793E-2,35.905000000000001,0.18562244725330498]
[null,"h3056",62.32,0.16995082862866509,62.643999999999998,0.12876431109356495,68.266000000000005,0.20462582295949169,62.466000000000001,0.1208659363588941,42.948,0.24449573434516761]
[null,"h3059",67.620999999999995,0.38226188308140596,65.83,0.33607579944729571,71.867999999999995,0.31613144352126038,65.477999999999994,0.27237871674491393,49.323999999999998,0.52378132779080167]
[null,"h3062",64.667000000000002,0.35441631761063558,63.482999999999997,0.36598499802605605,68.927999999999997,0.34821608256907111,62.093000000000004,0.27420448617631715,45.63,0.46413466418541705]
[null,"h3067",60.201999999999998,7.5960662902932075E-2,57.976999999999997,6.8772206869324906E-2,65.421999999999997,0.10336946209355145,56.844000000000001,5.2060511215440794E-2,48.636000000000003,0.25626555816033064]
[null,"h3070",53.030999999999999,9.1167364778728832E-2,50.920999999999999,3.5530990919857876E-2,58.152999999999999,8.0542218900037377E-2,51.6,6.95357329160146E-2,47.585000000000001,0.21700461609106508]
[null,"h3071",47.436999999999998,9.9981788380987063E-2,46.481000000000002,3.7489143308330045E-2,53.067,8.8232757381479454E-2,46.984000000000002,7.548252477829942E-2,44.106999999999999,0.21974768591246344]
[null,"h3074",41.003,0.10021123939250465,39.274000000000001,5.1699090449722082E-2,46.305999999999997,0.11613737605977871,38.786000000000001,8.5828291258084707E-2,38.942999999999998,0.19416795516041746]
[null,"h3077",45.78,9.5512983938522047E-2,37.262,5.2583375442142498E-2,51.872999999999998,0.13241845092685731,39.442999999999998,0.10238890047986647,44.67,0.17538413219945884]
[null,"h3081",65.450999999999993,0.20468368722001676,45.859000000000002,0.17399886306215259,69.48,0.25280931168271303,53.868000000000002,0.21783069059044441,62.753,0.32091950135291841]
[null,"h3084",66.965999999999994,0.28653895181556616,48.820999999999998,0.27711280949974737,70.483000000000004,0.40636585716338552,55.956000000000003,0.35184122678906737,66.287000000000006,0.51891669887901049]
[null,"h3087",64.843000000000004,0.27728812324725938,44.215000000000003,0.27207554320363819,66.183000000000007,0.41991665469176603,50.83,0.37823388274567077,63.917999999999999,0.47017539621182836]
[null,"h3092",59.881,3.8514768547182866E-2,45.076000000000001,2.8249747347145023E-2,60.606999999999999,0.16897542750395173,47.835000000000001,0.16598424786146462,57.62,0.16024835717046773]
[null,"h3095",49.197000000000003,4.6563717813308085E-2,41.453000000000003,2.0038529560384034E-2,51.853999999999999,0.14966230780284523,42.707000000000001,0.18433131650323389,47.573,0.18358620023192887]
[null,"h3096",44.753999999999998,5.1020593965658514E-2,38.741999999999997,1.768514132322754E-2,47.831000000000003,0.15063945969248455,39.978000000000002,0.20194815355727103,45.027999999999999,0.17917044013765623]
[null,"h3099",42.566000000000003,7.155993372057029E-2,36.055999999999997,3.8654666035054477E-2,44.023000000000003,0.15568328782871102,36.652000000000001,0.2214166492802003,43.13,0.15067318722453663]
[null,"h3102",54.326999999999998,0.10060270580309183,45.604999999999997,7.1435338702036943E-2,45.540999999999997,0.13500502945825549,36.573999999999998,0.22300751095347382,54.737000000000002,0.14938115075771297]
[null,"h3106",67.180000000000007,0.35636118647462628,57.707000000000001,0.27329859466287698,58.408999999999999,0.28649231211380943,49.436,0.39587679949926979,65.626000000000005,0.3172734408017871]
[null,"h3109",66.763999999999996,0.45048161838343742,57.338000000000001,0.33300173693352281,56.231000000000002,0.30968529961201324,47.872,0.41734039223868141,65.933999999999997,0.33920183541628934]
[null,"h3112",63.792999999999999,0.34813088366503397,53.716000000000001,0.24594978683088584,53.454000000000001,0.24356947837332951,43.128,0.30472824953056543,61.01,0.2667391173096661]
[null,"h3117",57.526000000000003,0.1464702561954879,49.816000000000003,4.7181430601610612E-2,51.435000000000002,0.14654404368443741,48.064999999999998,3.0774045482996035E-2,56.71,0.13649701141097628]
[null,"h3120",43.67,0.16281101545294044,40.531999999999996,4.7939365229748933E-2,42.64,0.16838626239402213,40.746000000000002,7.6445069761988504E-2,44.874000000000002,0.14179978507866361]
[null,"h3121",41.86,0.16290202216923608,38.423999999999999,4.5397126164534979E-2,40.299999999999997,0.18110360684006321,38.981000000000002,8.4808691913862505E-2,43.031999999999996,0.135219328431195]
[null,"h3124",42.079000000000001,0.13974991354361951,38.104999999999997,3.9617874624980259E-2,38.94,0.21020261531829285,40.814999999999998,9.9894477664438971E-2,43.988,0.11206095072505766]
[null,"h3127",59.491,0.1822682513969531,43.332000000000001,6.3461234801831676E-2,41.637,0.27600229918091679,59.499000000000002,0.16748088221883509,61.015000000000001,0.14822327670518345]
[null,"h3131",68.486000000000004,0.46589978340401522,54.216000000000001,0.20702668561503237,53.938000000000002,0.48565885903147005,66.8,0.34763747215382812,66.131,0.39499643810144769]
[null,"h3133",66.244,0.51993957154037973,51.421999999999997,0.22354334438654666,51.511000000000003,0.52589452507544188,66.179000000000002,0.38279855655866912,65.975999999999999,0.43580734354813394]
[null,"h3139",58.378,0.17713547259787774,49.3,8.400442128533081E-2,50.497999999999998,0.20533122575082627,60.232999999999997,0.10734617839788434,60.545000000000002,0.20708515956098092]
[null,"h3142",51.238999999999997,0.15482062576218125,45.057000000000002,5.3213327017211431E-2,51.082000000000001,0.15295301049001292,53.954999999999998,8.8977475540964815E-2,53.781999999999996,0.19707562091740016]
[null,"h3145",40.941000000000003,0.12996869539895167,36.076000000000001,7.759355755566083E-2,42.331000000000003,0.16312749633631218,43.273000000000003,9.0450952560780284E-2,44.573,0.19773111272025101]
[null,"h3146",39.344999999999999,0.12818506115317413,34.625999999999998,7.3551239538923105E-2,41.877000000000002,0.17118760955144968,42.173999999999999,8.550258487101689E-2,43.451000000000001,0.19286748732802317]
[null,"h3149",39.040999999999997,0.13268054746651137,34.148000000000003,6.3034896573503862E-2,48.625,0.17890290508893422,46.938000000000002,0.1023140129959762,47.610999999999997,0.17319575187062516]
[null,"h3152",48.021000000000001,0.23416569598136283,40.906999999999996,0.12651192168008843,67.795000000000002,0.28118444872273785,62.048000000000002,0.17009362832549843,64.263999999999996,0.20905141202027516]
[null,"h3156",53.161999999999999,0.4338599301106581,47.418999999999997,0.28040423180167379,71.022000000000006,0.37958679348294588,66.031999999999996,0.37976117614886773,67.204999999999998,0.37815592565773593]
[null,"h3158",49.106999999999999,0.45455372743156669,43.402999999999999,0.28784146534028104,69.234999999999999,0.37348064710784173,64.906000000000006,0.45565351008555466,66.408000000000001,0.36082548877624909]
[null,"h3164",45.542999999999999,0.16232891671520094,45.554000000000002,5.1065845570819515E-2,62.460999999999999,8.539984483204506E-2,58.771000000000001,0.23722214264320968,60.308,0.16408399710354815]
[null,"h3167",41.273000000000003,0.10599883517763541,41.832999999999998,5.2676456655613456E-2,52.691000000000003,7.6851239906899224E-2,48.965000000000003,0.14619822119203574,50.042999999999999,0.12144581221337196]
[null,"h3170",34.814999999999998,8.5631085631085638E-2,36.252000000000002,7.7610432256638565E-2,46.029000000000003,6.9259280542466384E-2,42.448999999999998,0.13919485456865349,42.716999999999999,9.4122046246818566E-2]
[null,"h3171",34.807000000000002,7.7677677677677678E-2,36.737000000000002,8.1967730731584101E-2,46.505000000000003,6.4130559705780951E-2,42.737000000000002,0.14030153894227013,43.030999999999999,8.8585455291123355E-2]
[null,"h3174",34.353999999999999,7.0288470288470295E-2,51.161000000000001,9.8623346278930255E-2,59.164000000000001,5.5525226985403978E-2,55.26,0.15862042027966566,54.890999999999998,7.7548460248724416E-2]
[null,"h3178",47.642000000000003,0.27219947219947221,63.884999999999998,0.23911464746929367,70.402000000000001,0.21174290311458452,66.41,0.38861547274952479,64.052999999999997,0.19795423567301546]
[null,"h3183",44.503999999999998,0.27851487851487849,61.366,0.25670171450222601,68.427000000000007,0.29854327088840366,63.999000000000002,0.35309741426451058,59.805999999999997,0.3240534118186314]
[null,"h3185",44.921999999999997,0.17521157521157521,59.055,0.2029143380379527,66.019000000000005,0.23994368463395013,60.325000000000003,0.22304247064031457,60.375999999999998,0.27255949724376682]
[null,"h3189",47.207999999999998,1.4141414141414142E-2,54.542000000000002,6.6338290549714254E-2,61.768000000000001,8.2835306286633714E-2,54.884999999999998,8.4863161732156342E-2,54.557000000000002,0.1345186543309651]
[null,"h3192",40.975999999999999,5.5548479831152998E-2,42.787999999999997,9.3740626726655618E-2,49.628999999999998,9.226703435596921E-2,43.243000000000002,7.5383754084914129E-2,44.168999999999997,0.14345681097185867]
[null,"h3195",39.08,7.9947599206710213E-2,40.790999999999997,0.10079722156444866,46.987000000000002,0.11019188785476272,38.738999999999997,7.2180921009803792E-2,40.475000000000001,0.16203273705414761]
[null,"h3196",41.234999999999999,8.2785975509907031E-2,41.813000000000002,9.8887047122898419E-2,48.84,0.11425657819142825,38.738,7.0006640019789859E-2,40.518999999999998,0.1678588229617746]
[null,"h3199",59.442999999999998,0.1422281253980095,57.484999999999999,0.14457336806377771,65.602999999999994,0.13403424106629896,40.216000000000001,0.10738604554272398,45.668999999999997,0.21667490923127028]
[null,"h3203",66.441000000000003,0.43077818816979313,64.462000000000003,0.30673297024232377,72.037999999999997,0.34068711938412044,49.664000000000001,0.24698269688960642,55.319000000000003,0.38670494433253322]
[null,"h3208",61.363,0.30567129419042594,60.752000000000002,0.2226852948141132,66.272999999999996,0.29260025278639551,43.048999999999999,0.18069967581079849,49.707999999999998,0.35524649288928023]
[null,"h3210",60.179000000000002,0.13773402958461453,59.76,0.11030073407530191,65.41,0.17328794668505113,45.543999999999997,8.5773432109052555E-2,50.826999999999998,0.27703460670904551]
[null,"h3214",53.238,5.3419697603755388E-2,52.012,5.0011839924224484E-2,58.563000000000002,5.1332873721705162E-2,45.429000000000002,2.7119923965263582E-2,45.372999999999998,0.17547012773964754]
[null,"h3217",41.402999999999999,7.0441235313375289E-2,40.914000000000001,8.1960227272727268E-2,47.405000000000001,5.1611976735836861E-2,36.896000000000001,3.4000234304830582E-2,37.139000000000003,0.1862055655404509]
[null,"h3220",42.33,6.4421083263613552E-2,41.713999999999999,0.11044823232323232,48.561999999999998,3.8529475120269982E-2,37.704000000000001,3.5093656847558677E-2,35.380000000000003,0.18366042242138403]
[null,"h3221",45.378999999999998,6.7385689862136694E-2,44.765999999999998,0.11677714646464646,51.820999999999998,3.5470668485675309E-2,40.210999999999999,3.7488772893534486E-2,34.802,0.1872187978722121]
[null,"h3224",63.813000000000002,0.17245644028954932,61.24,0.2043560606060606,68.076999999999998,0.1009549795361528,54.628,9.3136170157374742E-2,41.177,0.26839800730974755]
[null,"h3229",67.575999999999993,0.35124222472809286,63.484000000000002,0.43355429292929293,69.870999999999995,0.22009047174553026,55.972000000000001,0.25470236778048239,46.603000000000002,0.41859763820368384]
[null,"h3232",63.603999999999999,0.23964206467571206,58.337000000000003,0.29714330808080808,65.881,0.20874560206792561,52.908000000000001,0.22102755685146375,44.503999999999998,0.37219400986695295]
[null,"h3235",61.561,8.6646538867265657E-2,57.322000000000003,0.12859848484848485,64.542000000000002,9.103180871688088E-2,52.006,7.0968329797065979E-2,45.7,0.22036596986840043]
[null,"h3239",49.052,6.0619839220108399E-2,46.337000000000003,6.0101010101010099E-2,53.460999999999999,6.5800244130106988E-2,43.816000000000003,3.1735287609179541E-2,39.774999999999999,0.15775062422349009]
[null,"h3242",42.722999999999999,0.10587957153509012,40.607999999999997,3.4079076078381877E-2,46.161999999999999,5.2893796034401065E-2,36.881999999999998,3.0377967513536025E-2,34.218000000000004,0.14145276464344303]
[null,"h3243",43.156999999999996,0.10891665302707913,41.029000000000003,3.2690669275188537E-2,46.706000000000003,5.2204626053496822E-2,36.774999999999999,3.2187109537692625E-2,34.131999999999998,0.1360127376242401]
[null,"h3246",53.66,0.12672086129448779,52.146999999999998,5.2712126471237894E-2,58.929000000000002,6.7509942712745338E-2,39.741999999999997,6.1094335693461059E-2,35.162999999999997,0.13492714464923286]
[null,"h3249",63.779000000000003,0.26433520650335535,63.063000000000002,0.18071376731564168,68.697999999999993,0.21094344498844206,50.588999999999999,0.22045501874219076,44.527999999999999,0.23117099295570781]
[null,"h3254",63.491,0.46176368959935987,62.286000000000001,0.28953015051591935,66.340999999999994,0.33938750017947134,51.201999999999998,0.31728967097042898,46.706000000000003,0.30035945189616908]
[null,"h3257",59.277999999999999,0.39152890683252406,58.268999999999998,0.20135054116310624,62.655000000000001,0.21476259529928643,50.399000000000001,0.2334704289879217,47.176000000000002,0.24312457782495417]
[null,"h3260",55.649000000000001,0.16151090257697273,55.054000000000002,9.0877536209018339E-2,59.335999999999999,6.0919754770348458E-2,47.652999999999999,0.16677946688879633,47.328000000000003,0.1316341792917109]
[null,"h3264",42.661000000000001,0.12468174874518077,42.064999999999998,8.3108566381173199E-2,47.552999999999997,5.0969131371141424E-2,38.683999999999997,0.14895444312873296,39.162999999999997,0.12027545285703949]
[null,"h3267",39.191000000000003,0.11424310758710991,40.036000000000001,5.9228063534125144E-2,43.741999999999997,3.1543431442928933E-2,34.478999999999999,0.14204478913193405,34.073,0.12380906437685424]
[null,"h3268",39.063000000000002,0.11431585073106859,41.445999999999998,5.7351062319594949E-2,44.142000000000003,2.8169418521177315E-2,34.701999999999998,0.13745136566513552,36.220999999999997,0.12645022793603319]
[null,"h3271",38.5,0.16619989815959846,58.366,8.0537547910850327E-2,49.558,4.9892318736539841E-2,36.959000000000003,0.14354123020468712,54.408999999999999,0.15036542125955762]
[null,"h3274",47.012999999999998,0.38861206081326832,63.722999999999999,0.19449833593589805,58.758000000000003,0.18822684852835606,47.509,0.32887871019792059,66.432000000000002,0.26458670011336499]
[null,"h3279",44.109000000000002,0.36324288935767801,58.985999999999997,0.19695894257007207,52.548999999999999,0.26934673366834172,46.704999999999998,0.3773113508308501,63.155000000000001,0.24662919993246341]
[null,"h3282",45.036999999999999,0.14121262820979122,56.982999999999997,9.579015441883941E-2,52.954000000000001,0.15208901651112705,48.158999999999999,0.22238415594217231,61.412999999999997,0.13606213367423237]
[null,"h3285",45.311,3.4171091874590817E-2,52.097000000000001,6.0884241076357669E-2,49.914999999999999,5.665470208183776E-2,46.747,7.2505823107652675E-2,56.786999999999999,3.8785305964929205E-2]
[null,"h3289",36.165999999999997,7.757491998836194E-2,40.081000000000003,6.9966247121541911E-2,39.765999999999998,3.7229002153625269E-2,38.283000000000001,5.8124707229480037E-2,43.752000000000002,4.8664616868632063E-2]
[null,"h3292",36.953000000000003,9.7468722723305201E-2,38.942,6.0534368001009434E-2,38.664000000000001,4.0890165111270638E-2,39.908999999999999,4.5073648050798935E-2,44.902999999999999,5.6417676493639594E-2]
[null,"h3293",38.920999999999999,9.7177771312190867E-2,38.973999999999997,6.1827702596132614E-2,38.234999999999999,3.903804737975592E-2,43.777999999999999,4.2952688283974395E-2,48.134,6.0432869114366676E-2]
[null,"h3296",53.307000000000002,0.18248108815827757,48.093000000000004,0.13220403141856724,45.030999999999999,0.11974156496769563,62.09,0.14634622391089366,64.036000000000001,0.1295713510580575]
[null,"h3300",58.881,0.44302807681117251,53.052,0.28915491624869877,52.53,0.22331658291457288,65.944000000000003,0.35185811690001562,67.135000000000005,0.27818170856695001]
[null,"h3304",53.631999999999998,0.31248181553680537,46.8,0.26089082363332389,47.469000000000001,0.16488155061019383,60.420999999999999,0.31792276063082286,61.853000000000002,0.16840899499608128]
[null,"h3307",52.737000000000002,0.11101614780331684,46.116,7.0581369672880978E-2,50.35,4.6690595836324476E-2,59.436999999999998,0.12963878623848435,60.686,4.8652559233134385E-2]
[null,"h3311",43.374000000000002,7.5574629036950836E-2,40.307000000000002,3.4162960158985518E-2,46.396000000000001,1.7142857142857144E-2,48.040999999999997,0.1398011762868891,49.476999999999997,5.382528486163863E-2]
[null,"h3314",37.377000000000002,5.873474805884385E-2,34.149000000000001,3.5802722268662365E-2,41.112000000000002,1.3839836908145978E-2,41.673999999999999,0.12011343974814294,42.656999999999996,5.6764347794640596E-2]
[null,"h3317",37.802999999999997,4.2896368628734569E-2,32.957000000000001,2.4651830355030518E-2,47.438000000000002,1.4155683808539352E-2,46.427,0.11333567497951059,47.564999999999998,3.9128705232831469E-2]
[null,"h3318",39.713999999999999,5.6079864710054009E-2,32.94,3.5802722268662365E-2,56.279000000000003,2.5885089154965974E-2,55.152000000000001,0.12867345744058073,55.177999999999997,4.2732982147377557E-2]
[null,"h3321",51.859000000000002,0.2236830142018075,42.143000000000001,0.19049571786823968,67.819999999999993,0.17800844172624689,65.406999999999996,0.273035944268821,64.263000000000005,0.11181696541581783]
[null,"h3325",52.317999999999998,0.3485352681250341,43.459000000000003,0.26457738592811064,69.436999999999998,0.3000689120509949,65.834000000000003,0.39707814593659341,65.882000000000005,0.17615150017478934]
[null,"h3329",48.811,0.16116596657756441,40.54,0.12944182451934452,64.326999999999998,0.15842593390185775,62.491999999999997,0.25733390573573223,61.887,0.11211832636185011]
[null,"h3332",46.075000000000003,3.509537577509865E-2,41.497999999999998,4.8026118637919342E-2,60.774999999999999,2.6143509346196917E-2,58.645000000000003,8.1138040042149626E-2,59.027000000000001,3.3209976252757456E-2]
[null,"h3336",38.091000000000001,6.955430691178878E-2,34.96,5.0628519155245022E-2,48.167999999999999,5.2338434153483965E-2,45.3,6.1209890352873844E-2,46.423000000000002,6.3136333514067111E-2]
[null,"h3339",34.377000000000002,5.0588256687214735E-2,31.841000000000001,5.8956200810687191E-2,45.383000000000003,3.9978754557721569E-2,41.854999999999997,5.8400426622270206E-2,43.731999999999999,9.7897463702632692E-2]
[null,"h3342",34.962000000000003,5.9116614841888966E-2,32.587000000000003,6.8640285160008196E-2,58.122999999999998,4.6022221584220951E-2,54.337000000000003,6.5046889429392712E-2,56.101999999999997,0.13089945177420326]
[null,"h3343",37.795999999999999,9.764879166439365E-2,34.414999999999999,9.7881803700140366E-2,64.558000000000007,8.633114179897218E-2,60.372999999999998,7.8534916691596318E-2,61.781999999999996,0.15452738116754022]
[null,"h3346",48.322000000000003,0.31273071118142309,43.546999999999997,0.23062000220809742,70.007000000000005,0.28112887944647008,65.453000000000003,0.16294889637501139,67.171999999999997,0.3031266943791795]
[null,"h3351",44.383000000000003,0.32680522975651449,41.460999999999999,0.23484693153320821,67.653999999999996,0.29066061841463064,62.564,0.19899067414122759,62.216000000000001,0.27171516356407011]
[null,"h3354",45.712000000000003,0.14847344207444585,43.819000000000003,0.11100421115720076,64.338999999999999,0.10908386207688553,59.648000000000003,0.1094910448343587,60.488,0.13921320561479608]
[null,"h3357",46.042999999999999,9.2175367774080336E-2,43.710999999999999,2.7727394602779048E-2,60.283999999999999,3.4796589245212596E-2,55.69,4.0399047903957964E-2,54.85,4.4809928308934273E-2]
[null,"h3361",37.710999999999999,9.3272727272727271E-2,35.634999999999998,4.1710690237017643E-2,46.301000000000002,5.2086173984183255E-2,42.51,5.687240765060006E-2,42.067,4.3532742936321464E-2]
[null,"h3364",38.518000000000001,7.7181818181818185E-2,36.817,4.2294166811221674E-2,46.548999999999999,4.3574986006056866E-2,43.677,5.1151360699007921E-2,40.837000000000003,5.0400626543767695E-2]
[null,"h3367",58.322000000000003,0.11825454545454546,55.045999999999999,8.4793338905271784E-2,64.64,9.6450561910639707E-2,59.472000000000001,8.8377173022663152E-2,47.026000000000003,0.11092234471956142]
[null,"h3368",62.448,0.14879999999999999,58.746000000000002,0.13910396921766829,68.039000000000001,0.15035953669283653,62.192999999999998,0.12956871107412657,50.884,0.15803361648292066]
[null,"h3371",67.254999999999995,0.33274545454545457,64.37,0.23906769905224481,71.97,0.31356479554490263,65.674000000000007,0.23535607016083943,56.616,0.31897102235074404]
[null,"h3376",62.063000000000002,0.30421818181818183,59.41,0.1803888792518884,66.025999999999996,0.24178663183729709,59.999000000000002,0.19878037680895605,50.326000000000001,0.26338936080486774]
[null,"h3379",59.566000000000003,0.13390909090909092,58.841999999999999,7.1042215318625521E-2,63.896000000000001,8.5212349116587482E-2,59.325000000000003,6.079912624010194E-2,49.265000000000001,8.2053135731068136E-2]
[null,"h3382",52.234999999999999,0.12087272727272727,51.445,5.9845772948764447E-2,57.703000000000003,0.13032308067687626,53.103999999999999,2.1531940345083149E-2,45.598999999999997,7.7137176938369786E-2]
[null,"h3386",41.396000000000001,0.10421741501545173,40.691000000000003,0.10957456873442871,46.091000000000001,0.15632084947625197,41.822000000000003,2.0796506186960592E-2,36.463999999999999,0.11813964696668473]
[null,"h3389",45.902000000000001,8.9874568260316312E-2,45.408999999999999,0.15063546627140559,50.045000000000002,9.969866551872579E-2,46.186,2.0809504003327442E-2,35.264000000000003,0.13193565877462499]
[null,"h3392",64.506,0.16653335757135065,61.69,0.2176353716610426,67.718999999999994,0.19282536949347109,61.441000000000003,0.14291099095351981,43.064,0.21083197782998975]
[null,"h3396",67.180000000000007,0.37705871659698237,64.382000000000005,0.31697625279888991,70.637,0.3593341942889941,63.628999999999998,0.29186596651762503,51.417999999999999,0.41672389903006207]
[null,"h3397",66.933000000000007,0.37329576440647155,63.356000000000002,0.33671828187580816,70.031999999999996,0.35604821351700389,62.741999999999997,0.28474316314859105,49.716000000000001,0.41389240315681669]
[null,"h3401",63.115000000000002,0.19171059807307761,58.822000000000003,0.31527326626509822,66.337999999999994,0.16780025828669823,58.244,0.15082666112093168,47.582999999999998,0.20139767455870836]
[null,"h3404",59.164000000000001,7.1586984184693697E-2,54.478000000000002,0.23827619918635087,62.197000000000003,6.190271201033147E-2,54.494,2.9661016949152543E-2,47.265999999999998,9.588529429483704E-2]
[null,"h3407",48.914999999999999,7.7458643882930375E-2,45.304000000000002,0.14931092118956762,52.305,9.1003013344812742E-2,46.54,2.8049287719663096E-2,43.7,0.10707873968311345]
[null,"h3411",42.753999999999998,5.2875527119383453E-2,40.935000000000002,9.8332229893754536E-2,45.917000000000002,7.8797876918663037E-2,38.590000000000003,2.2353919733832397E-2,38.816000000000003,5.5880120939084767E-2]
[null,"h3414",55.085000000000001,6.5053802530173038E-2,51.521999999999998,7.3284151454963906E-2,57.722999999999999,5.7638789269832159E-2,40.850999999999999,4.5604595550010396E-2,53.182000000000002,6.7733114904176259E-2]
[null,"h3415",61.982999999999997,9.0937181910716883E-2,57.848999999999997,9.6267221539140579E-2,64.519000000000005,6.7407832448716107E-2,44.978999999999999,7.207839467664795E-2,59.826999999999998,8.8234939831600759E-2]
[null,"h3421",68.093000000000004,0.37570888468809072,64.888000000000005,0.21852832687033008,69.364000000000004,0.21930856405106872,50.957999999999998,0.23153202328966521,65.927999999999997,0.17538576436151632]
[null,"h3422",66.852000000000004,0.37131016431583541,63.902999999999999,0.21197074308773922,67.311999999999998,0.22758571223640797,49.427999999999997,0.21823663963401954,65.528999999999996,0.17516894130117927]
[null,"h3426",62.362000000000002,0.1999054820415879,60.220999999999997,8.3955988524228378E-2,62.795000000000002,0.11318318749103429,48.671999999999997,0.10774069453108755,62.857999999999997,0.14213956177650361]
[null,"h3429",56.781999999999996,0.12554529591391594,55.515000000000001,2.4386014691509819E-2,57.360999999999997,1.7845359345861424E-2,44.887999999999998,4.3213245997088791E-2,58.375999999999998,0.16574918390209234]
[null,"h3432",45.338000000000001,0.10518090461393084,44.08,4.6930156328794756E-2,47.210999999999999,2.0813609891843818E-2,36.984000000000002,3.1818004651223218E-2,46.161000000000001,0.15337652328885892]
[null,"h3436",43.564999999999998,9.2351305675189441E-2,43.284999999999997,3.1707009581442257E-2,43.067,1.7743925180021231E-2,32.920999999999999,1.5148956073224286E-2,44.991,0.13757766966909107]
[null,"h3439",60.695,0.12351669119918589,58.238,5.6968608169440244E-2,49.506999999999998,7.0172418739421066E-2,35.668999999999997,5.2956385038132235E-2,62.32,0.14241847695197726]
[null,"h3440",64.165000000000006,0.18321248796089334,61.459000000000003,0.10069969742813918,54.279000000000003,0.10769716269328973,39.067,9.1998077147942683E-2,65.59,0.14862000867010258]
[null,"h3446",66.191999999999993,0.46135673917389014,60.42,0.19361447302067575,54.115000000000002,0.25588834380468772,41.462000000000003,0.21417713624965895,66.882000000000005,0.16478011656471267]
[null,"h3447",64.760000000000005,0.4408039397408639,59.244999999999997,0.18783093797276854,53.11,0.23899073356858019,40.148000000000003,0.19015447777676728,65.534999999999997,0.15496604209816484]
[null,"h3451",59.51,0.20683639535517637,55.802,5.9631870902672718E-2,51.673000000000002,5.6559658031385372E-2,42.38,4.1601164105029301E-2,61.234999999999999,7.2563942006647078E-2]
[null,"h3454",54.188000000000002,0.11950062694215777,50.841000000000001,2.8318835098335854E-2,47.981999999999999,1.9307456178099092E-2,41.231999999999999,1.6318257999974016E-2,53.414000000000001,4.9359375752613073E-2]
[null,"h3457",42.735999999999997,0.11395302366982143,40.851999999999997,3.5202168226655318E-2,39.329000000000001,2.1085547076711227E-2,32.994,2.3095408196401896E-2,43.226999999999997,3.2429309161821532E-2]
[null,"h3461",45.893000000000001,8.0346600301549526E-2,39.503999999999998,4.3238473417163026E-2,37.225999999999999,3.2775833381146369E-2,32.241,2.756381113203871E-2,46.936,2.5002106580958916E-2]
[null,"h3464",64.266999999999996,0.18865011171865065,47.024999999999999,0.1419747250323028,44.878,0.15096964828733719,38.779000000000003,8.6952003637072159E-2,63.71,6.599015323871775E-2]
[null,"h3467",68.162000000000006,0.42961725008628676,53.012999999999998,0.26909016419274528,51.655000000000001,0.31778931665614779,47.146999999999998,0.20044164447619667,67.287000000000006,0.1255642627568524]
[null,"h3469",65.614000000000004,0.48195244236952534,50.011000000000003,0.28424884182660487,49.210999999999999,0.32150438923633023,46.305999999999997,0.22621289861661362,66.096999999999994,0.15079508384192217]
[null,"h3472",59.92,0.38850841977147632,47.442999999999998,0.22566260124168794,45.871000000000002,0.23258649377474325,42.987000000000002,0.17029291420406573,61.671999999999997,0.12314470405546929]
[null,"h3476",54.267000000000003,9.3444022598049015E-2,44.238,9.3032050675995084E-2,48.887999999999998,2.5144873486717539E-2,44.488,5.1451581476911083E-2,57.338999999999999,1.3421930109662587E-2]
[null,"h3479",46.055999999999997,9.596904575923268E-2,40.524000000000001,8.9187230153477667E-2,46.353000000000002,5.0461873888347004E-2,40.725999999999999,5.3464960706631162E-2,48.277000000000001,1.1303311545267416E-2]
[null,"h3483",39.113,7.8109389475213897E-2,33.777999999999999,0.11591188427720525,41.515000000000001,5.3408846512294786E-2,35.741999999999997,5.6820395599828565E-2,40.609000000000002,9.6155003309465071E-3]
[null,"h3486",41.073999999999998,7.7219305734682386E-2,33.283999999999999,0.14284138539598501,55.575000000000003,7.3567997705928742E-2,50.018000000000001,6.2158265906463887E-2,43.430999999999997,2.4273421986882485E-2]
[null,"h3489",53.868000000000002,0.27472707126119417,42.661999999999999,0.21239481894677129,67.491,0.19057996989031473,61.542999999999999,0.18626699741548372,51.484999999999999,0.1582285336061135]
[null,"h3492",55.128999999999998,0.43866596428766053,49.648000000000003,0.26975197756137531,70.510999999999996,0.32228833608143953,64.174999999999997,0.2450485083834435,55.314999999999998,0.23735483482760697]
[null,"h3494",51.423000000000002,0.42669524622622657,46.826999999999998,0.26330717594781128,68.844999999999999,0.30713312782278301,62.140999999999998,0.23799628556956764,51.963000000000001,0.22754678380167279]
[null,"h3497",49.210999999999999,0.2611760004359594,46.366,0.19674766001701804,65.933000000000007,0.22120582120582122,59.128999999999998,0.18711118615010974,50.674999999999997,0.13462903905168783]
[null,"h3501",44.664000000000001,4.8645801166191348E-2,46.575000000000003,0.12867542781507044,60.051000000000002,0.11202236719478099,54.393999999999998,8.5522812577113388E-2,49.231999999999999,1.6053914194596546E-2]
[null,"h3504",38.082999999999998,5.496721222139471E-2,40.225000000000001,0.10447972781400623,48.423000000000002,0.10011179269621051,43.188000000000002,9.2096380536947603E-2,41.347000000000001,2.6853066085973123E-2]
[null,"h3508",33.466000000000001,2.8591669542787596E-2,40.716999999999999,9.1342973253945747E-2,46.621000000000002,8.0433411683769995E-2,42.216000000000001,0.10230046216960066,40.402999999999999,2.0945872784802512E-2]
[null,"h3511",36.316000000000003,7.3150351492252644E-2,57.932000000000002,9.5910909491856475E-2,64.206000000000003,0.10796594622484665,58.912999999999997,0.11916445967700057,54.484999999999999,5.755603411975601E-2]
[null,"h3513",43.158000000000001,0.19356596610415797,62.984000000000002,0.14187379894779953,68.977000000000004,0.17054119130883449,63.079000000000001,0.19551331983174949,58.957999999999998,0.11627906976744186]
[null,"h3516",47.046999999999997,0.30962198688488857,64.936000000000007,0.21486626972875911,71.289000000000001,0.22946167517055552,64.581999999999994,0.21759619878485745,61.287999999999997,0.21619605625669222]
[null,"h3519",41.622999999999998,0.24844235345406987,61.716999999999999,0.20221781180102699,68.474999999999994,0.22014561715301267,62.064999999999998,0.22103650620553564,57.829000000000001,0.18356813724900445]
[null,"h3523",42.841000000000001,6.0216889793100942E-2,58.033000000000001,5.1460164445704566E-2,65.316999999999993,0.15920426532133233,58.399000000000001,5.9264163680739473E-2,55.408000000000001,5.3309111033578362E-2]
[null,"h3526",42.16,2.3868776225681641E-2,52.488999999999997,2.118577324134455E-2,57.332999999999998,0.13581379349882475,52.134,5.1163213376953835E-2,49.811999999999998,3.2664011838448491E-2]
[null,"h3529",34.085000000000001,1.8473443289980383E-2,42.052,2.4619840695148443E-2,46.923999999999999,0.13821208084454184,41.863,9.06284053759535E-2,40.595999999999997,3.5953569495399053E-2]
[null,"h3533",32.543999999999997,1.2061323839279227E-2,45.344999999999999,2.4714290211881748E-2,50.37,0.12395972096887399,45.777999999999999,0.1398344662965077,39.454999999999998,3.0925602934985266E-2]
[null,"h3536",40.552999999999997,0.15096635907868924,60.767000000000003,0.13644806850738281,68.33,0.16568547405211065,62.32,0.2492864926573608,48.506,0.10060744572081554]
[null,"h3538",45.942999999999998,0.30080651020853011,62.951999999999998,0.27437584611025406,70.400000000000006,0.20232621431538539,64.968000000000004,0.37463027346790512,53.073999999999998,0.20311541468695496]
[null,"h3541",45.631,0.31793576981762695,63.356999999999999,0.33441425558039228,69.888999999999996,0.21991606147852119,64.554000000000002,0.44970421877432409,51.991,0.2476574246707163]
[null,"h3544",42.296999999999997,0.25633946087335607,58.375999999999998,0.25860277681579197,65.481999999999999,0.18798791056107028,63.503999999999998,0.37957293342327852,49.39,0.18180068563180368]
[null,"h3548",44.97,5.6492043885780718E-2,55.08,4.6122847338097787E-2,60.161000000000001,0.10814604729778121,56.356999999999999,0.10554719526750039,47.807000000000002,6.8478979972334153E-2]
[null,"h3551",41.537999999999997,4.0543486158541017E-2,46.997999999999998,4.0849415987154865E-2,50.645000000000003,8.6144414364086916E-2,47.036999999999999,6.0648124124331897E-2,43.094000000000001,0.10224333914717026]
[null,"h3554",35.6,5.7823623420020343E-2,40.908999999999999,3.7602616928254645E-2,43.137,6.9552264459022031E-2,40.865000000000002,5.7285115983558732E-2,36.122,8.3743309075599931E-2]
[null,"h3558",49.857999999999997,0.11497530146738341,52.395000000000003,5.0058188909508382E-2,40.975000000000001,7.8189005700535677E-2,52.981999999999999,7.1924069343775529E-2,36.107999999999997,7.4998496421483124E-2]
[null,"h3559",56.701999999999998,0.16277422635478717,58.582999999999998,6.125562230679709E-2,43.548000000000002,9.7123950843621992E-2,58.860999999999997,0.10194105519754158,38.606000000000002,9.6577855295603532E-2]
[null,"h3565",64.367999999999995,0.46367862850501235,64.176000000000002,0.16898373855880225,51.194000000000003,0.18273224669855911,63.652999999999999,0.28716465905112615,48.555999999999997,0.23769772057496844]
[null,"h3566",63.121000000000002,0.45332703762894089,62.75,0.16157644764570817,49.591999999999999,0.16911111747686844,61.707999999999998,0.29360891044176185,46.942,0.22653515366572444]
[null,"h3569",59.963999999999999,0.30157634752288248,59.432000000000002,0.11422325669172459,48.634999999999998,9.8455985562462406E-2,58.646000000000001,0.20768123646642375,47.607999999999997,0.16455163288626931]
[null,"h3573",55.66,3.5122766235653059E-2,53.366999999999997,2.2316233133079608E-2,48.701000000000001,1.9178435360508752E-2,53.848999999999997,0.12824967908406051,47.942999999999998,0.1184819871293679]
[null,"h3576",45.091999999999999,1.7914836461320652E-2,43.093000000000004,1.8485043776230371E-2,41.933,2.6426168491876029E-2,43.601999999999997,0.18197137820180442,40.904000000000003,0.12577557597037178]
[null,"h3579",42.194000000000003,1.8604566740479906E-2,40.527999999999999,1.5624263191813766E-2,39.375,2.5280939088111087E-2,40.555999999999997,0.18668982681738047,38.594999999999999,0.12910634409119331]
[null,"h3583",59.93,9.2115293861400521E-2,44.610999999999997,5.4056178185762117E-2,54.161000000000001,7.3094266695297408E-2,45.447000000000003,0.18462874624079642,60.881999999999998,0.1512433264393247]
[null,"h3584",63.71,0.15063346280901732,47.17,9.6134802496109659E-2,58.01,0.11966215732588935,50.220999999999997,0.23344654153271804,64.528000000000006,0.16668269924486556]
[null,"h3588",67.307000000000002,0.35728028460449412,54.006999999999998,0.18879579999685628,61.856999999999999,0.2445207930713621,54.954999999999998,0.38083324691486053,67.957999999999998,0.28178057813476987]
[null,"h3591",62.738999999999997,0.31776599992739679,48.960999999999999,0.1884342727801443,57.656999999999996,0.22973301839524729,50.74,0.39060717618998236,65.075999999999993,0.29131595401856575]
[null,"h3594",60.738,0.14282862017642575,48.296999999999997,0.12662883729703389,56.774999999999999,0.1306134134993916,49.792999999999999,0.24861298351135538,62.557000000000002,0.18797797123755472]
[null,"h3598",53.976999999999997,1.4066867535484808E-2,44.393999999999998,0.13552555054307674,51.563000000000002,4.6224321809462461E-2,44.567,9.64689412008711E-2,53.972999999999999,0.1217113173969506]
[null,"h3601",43.795000000000002,1.4387053466136904E-2,35.805999999999997,0.16537273169278063,41.637,6.0174585002862047E-2,35.96,9.9525636373062373E-2,44.570999999999998,0.10888851489433318]
[null,"h3604",43.561999999999998,1.7852283241713385E-2,36.548000000000002,0.17632020577487101,40.539000000000001,6.5555237550085868E-2,34.524000000000001,0.10743169682202292,44.920999999999999,8.256196956218595E-2]
[null,"h3608",63.789000000000001,0.12273444728677951,55.01,0.18535422450163899,50.819000000000003,0.20101602747567257,40.222999999999999,0.19088599720047694,64.117000000000004,0.14096121943596279]
[null,"h3609",65.513000000000005,0.1767992888114806,57.039000000000001,0.19876409604918521,54.021000000000001,0.27740412135088721,43.661000000000001,0.24778371092332419,65.093000000000004,0.18075156877359172]
[null,"h3613",67.103999999999999,0.25900324751900433,57.996000000000002,0.29940871092708482,53.34,0.37130795649685172,47.036000000000001,0.38713774690237962,66.177999999999997,0.2152285240304859]
[null,"h3616",63.735999999999997,0.16321050817322522,54.826999999999998,0.27630609012061041,49.997999999999998,0.29443331425300517,44.502000000000002,0.34318782725905955,63.011000000000003,0.17048541821941193]
[null,"h3619",61.924999999999997,8.4544349498358096E-2,54.11,0.1527627472200003,50.252000000000002,0.11150543789353178,48.030999999999999,0.2339157032505573,61.386000000000003,8.0650590243550591E-2]
[null,"h3623",47.401000000000003,9.8405268600664023E-2,45.042999999999999,8.4474348719396478E-2,44.271000000000001,4.9313108185460787E-2,42.87,0.2143708849603401,49.356999999999999,5.7221167023297187E-2]
[null,"h3626",38.723999999999997,0.10748612672735845,37.411999999999999,6.8318695106649938E-2,37.372,3.6629512512698706E-2,37.271999999999998,0.19552935078398342,42.712000000000003,6.5038696341873772E-2]
[null,"h3630",50.173000000000002,0.13775343658191577,38.378,9.1562107904642406E-2,37.017000000000003,3.642919486614489E-2,49.786000000000001,0.13634832188674356,54.921999999999997,7.0470605201172903E-2]
[null,"h3634",62.212000000000003,0.31725363606688189,50.2,0.1862452948557089,48.393999999999998,0.21438280702256435,63.017000000000003,0.24173901775301282,66.245999999999995,0.16983127433543238]
[null,"h3637",60.137,0.44608465416560877,48.433999999999997,0.23900564617314932,48.493000000000002,0.2629741447151912,63.823999999999998,0.23712582609822469,67.141999999999996,0.23086814401768976]
[null,"h3638",58.667000000000002,0.46826375539516157,47.298000000000002,0.25302697616060227,46.792999999999999,0.25201390776803217,63.155999999999999,0.22490605157444604,65.912999999999997,0.23726145267509494]
[null,"h3641",55.863999999999997,0.35071270537884008,45.844000000000001,0.2570263488080301,46.758000000000003,0.15123982314813489,59.198,0.14284048205261113,64.478999999999999,0.20366052973128876]
[null,"h3644",51.338000000000001,0.16557252185267129,43.9,0.22054579673776661,48.383000000000003,2.0918885661549029E-2,56.017000000000003,3.1022418038097705E-2,60.165999999999997,0.11352929865884728]
[null,"h3648",40.997,0.11671260699260119,34.399000000000001,0.22074968632371392,42.588000000000001,1.3592788667906711E-2,43.475999999999999,9.3115153399668318E-2,46.680999999999997,8.9255463578148092E-2]
[null,"h3651",36.945999999999998,9.6674162193529672E-2,30.024999999999999,0.22525094102885823,40.456000000000003,7.1684074974960651E-3,40.975000000000001,0.13769693200663349,43.42,6.1021469849699035E-2]
[null,"h3655",42.277000000000001,0.15182068765414189,31.331,0.25445420326223339,62.168999999999997,7.2528258692230646E-2,58.05,0.27484970978441126,61.4,8.2971898165391134E-2]
[null,"h3659",52.972999999999999,0.36707529377629478,44.143999999999998,0.42611355081555835,69.91,0.28158534840463584,67.756,0.50921175373134331,67.444999999999993,0.19134237622097006]
[null,"h3662",47.031999999999996,0.38983388945306835,40.475999999999999,0.44818067754077789,67.462999999999994,0.25315495779081415,66.082999999999998,0.55030835406301826,66.087999999999994,0.22351711460598561]
[null,"h3663",46.15,0.37273320760191497,39.341999999999999,0.42547051442910916,66.039000000000001,0.22631277722134782,65.268000000000001,0.53982690713101156,64.522999999999996,0.21516706114161449]
[null,"h3666",46.710999999999999,0.20183519512548961,42.448999999999998,0.29673776662484314,63.414999999999999,9.9127199885534409E-2,62.597999999999999,0.38717868988391374,62.055,0.12516670070765201]
[null,"h3669",42.9,4.6623386043812561E-2,41.597000000000001,0.16571518193224591,58.45,1.5052224924881957E-2,57.551000000000002,0.25182680348258707,56.595999999999997,5.1157593742866408E-2]
[null,"h3673",34.704000000000001,4.3884305014053861E-2,33.576000000000001,0.14830787567041998,45.645000000000003,1.7109178301670865E-2,43.5,0.25729387987770119,44.302,4.7073944169509441E-2]
[null,"h3676",32.948999999999998,3.157131199564784E-2,35.265999999999998,0.13377034783426905,46.182000000000002,8.5688944838635851E-3,42.441000000000003,0.22142042804581022,44.302,4.731417863835103E-2]
[null,"h3680",40.137999999999998,9.9084232478012513E-2,57.308999999999997,0.21332685130006587,66.756,0.13029297322041658,62.445999999999998,0.31165466134632325,63.691000000000003,0.10239994234372748]
[null,"h3684",49.014000000000003,0.15860005440203101,60.49,0.33833077188470345,69.843000000000004,0.27562085145342186,67.028999999999996,0.47732808208529826,62.277000000000001,0.25576562725219815]
[null,"h3687",45.021999999999998,0.14900716293408287,57.600999999999999,0.35151961860552644,66.686999999999998,0.21525234607461663,64.56,0.45483753951391409,62.206000000000003,0.24877480420890791]
[null,"h3688",44.515000000000001,0.1242905068455889,55.911999999999999,0.32710221748267104,65.245999999999995,0.18655584802014191,62.664999999999999,0.4013836347618801,60.929000000000002,0.21836112045356268]
[null,"h3691",46.527999999999999,5.2842506120228491E-2,54.94,0.16903992723394912,63.578000000000003,5.0969901579308766E-2,57.81,0.17463854485153132,59.225999999999999,9.221400086484409E-2]
[null,"h3695",41.901000000000003,3.6014144528062383E-2,44.244,9.0424364081171785E-2,51.587000000000003,2.2373540856031129E-2,46.228999999999999,5.1147846815567187E-2,47.749000000000002,5.0869648777206553E-2]
[null,"h3698",36.622999999999998,3.4722222222222224E-2,37.618000000000002,8.0627205017640147E-2,44.9,2.0894113609061266E-2,38.533999999999999,3.1292499384770814E-2,40.872999999999998,3.8136763840342092E-2]
[null,"h3701",42.023000000000003,3.0388743835219032E-2,43.027999999999999,6.7973343786750295E-2,49.31,2.3482638293003833E-2,38.439,2.7264367220588805E-2,40.003,3.0329237384838986E-2]
[null,"h3705",62.905999999999999,0.125942848854076,59.851999999999997,0.19642493139945119,67.822999999999993,0.20925576340026314,50.968000000000004,0.21764865880036785,52.332000000000001,0.15909336600482865]
[null,"h3709",65.561999999999998,0.22046344647519583,62.127000000000002,0.35934143473147784,69.486999999999995,0.28519535495681025,51.276000000000003,0.32107192353024983,52.658000000000001,0.25720394460259688]
[null,"h3712",61.341999999999999,0.18467145343777197,57.73,0.28920423363386905,66.027000000000001,0.18301298552714376,48.213000000000001,0.24733508619684744,49.622,0.20488150577156378]
[null,"h3713",60.459000000000003,0.14614157238178127,56.92,0.22999607996863974,65.628,0.14764601567416052,48.36,0.18588988045125443,50.255000000000003,0.16363374292818278]
[null,"h3716",56.16,6.7141717435451123E-2,54.000999999999998,6.6326930615444923E-2,61.749000000000002,6.3683427721526228E-2,47.901000000000003,4.2224150659914257E-2,47.377000000000002,4.5055433437834073E-2]
[null,"h3720",42.920999999999999,8.8614938361131254E-2,42.152999999999999,4.9134579204816252E-2,48.378999999999998,7.9581361433207987E-2,40.537999999999997,0.11573222840864948,40,3.132619845531092E-2]
[null,"h3723",39.506,0.10610949963741842,39.585999999999999,2.8957105230151763E-2,45.462000000000003,8.5443445189516881E-2,36.976999999999997,0.12286676162113168,36.232999999999997,1.9086399288914514E-2]
[null,"h3726",50.359000000000002,0.11348803480783176,51.029000000000003,4.8758309293866799E-2,57.445999999999998,0.11880013153944038,45.615000000000002,0.14100738055159912,36.64,3.4845591149868474E-2]
[null,"h3730",63.639000000000003,0.26134880348078315,61.802,0.30637777499059327,69.450999999999993,0.35582848400794953,59.462000000000003,0.30925806033924641,47.786999999999999,0.19409510768380719]
[null,"h3734",61.948999999999998,0.32188179840464104,61.32,0.35316066725197542,68.191999999999993,0.40149554624612172,58.165999999999997,0.35948465622167552,46.223999999999997,0.2635820931377848]
[null,"h3737",59.148000000000003,0.21200145032632342,57.814999999999998,0.21533613445378152,64.736999999999995,0.27769119686592986,55.290999999999997,0.21887867409037939,47.103999999999999,0.17560928735300829]
[null,"h3738",58.628999999999998,0.1385605511240029,57.58,0.14749780509218613,63.994,0.20458672309518022,54.71,0.15589796711122622,47.793999999999997,0.12149712322679063]
[null,"h3741",53.896000000000001,1.2454677302393038E-2,51.801000000000002,4.5983318700614575E-2,58.555999999999997,6.153758167598404E-2,50.250999999999998,9.9870516638611934E-2,45.872,4.4659051325477761E-2]
[null,"h3745",41.386000000000003,4.1158453703535894E-2,40.034999999999997,5.7204220163351048E-2,45.969000000000001,6.1050043596963935E-2,39.130000000000003,0.13914709613940601,39.591999999999999,3.3198409743324886E-2]
[null,"h3748",41.399000000000001,4.7211700527393659E-2,40.139000000000003,3.5021712207433886E-2,46.408999999999999,5.9606340856787544E-2,36.835999999999999,0.12264053235286503,40.253,3.2345628595793749E-2]
[null,"h3751",57.835999999999999,0.10379324718632764,56.220999999999997,8.8604618351126374E-2,63.420999999999999,0.12471590503008906,42.481999999999999,0.1566893658890241,59.386000000000003,8.8797338361939537E-2]
[null,"h3756",65.376000000000005,0.25371078529097268,63.128999999999998,0.36854316574958063,69.097999999999999,0.38422504609842906,54.927999999999997,0.36757204629605655,66.445999999999998,0.32411689107222214]
[null,"h3759",62.082999999999998,0.19102162132772713,60.018999999999998,0.31083729169606045,64.58,0.3265912891836647,50.225000000000001,0.35469045338028532,63.613999999999997,0.28033678849826443]
[null,"h3760",60.145000000000003,0.16293020642659078,58.619,0.26277257834422862,63.124000000000002,0.27191640818193513,49.69,0.31842779834804896,62.304000000000002,0.2427543629965048]
[null,"h3763",58.463000000000001,6.5335194011997749E-2,56.369,7.8022856605370838E-2,60.241999999999997,6.4509212538772703E-2,48.832999999999998,0.13733461070402112,60.622,8.9566042494925349E-2]
[null,"h3766",51.183,3.0501839534588689E-2,50.472999999999999,4.3800655285394036E-2,54.524999999999999,2.6729941823067798E-2,44.137,7.7690893555319648E-2,53.384999999999998,6.403065207730281E-2]
[null,"h3770",38.831000000000003,3.7803552011598407E-2,39.271000000000001,3.4452490673688829E-2,42.777000000000001,4.3903275595952668E-2,34.363999999999997,7.1668953376996553E-2,42.801000000000002,4.8646052236565596E-2]
[null,"h3773",38.706000000000003,3.5012685755708588E-2,42.805,2.2069657356029969E-2,41.558999999999997,3.9701594923683761E-2,33.265999999999998,6.4562893163167573E-2,46.502000000000002,3.7526268387871507E-2]
[null,"h3776",48.048999999999999,0.13622689380210221,59.618000000000002,0.15806138123452146,52.896000000000001,0.1562339221402847,39.802999999999997,0.15128530378731006,63.798000000000002,0.14567397178024616]
[null,"h3781",52.722999999999999,0.2649148242116709,62.137999999999998,0.32400702216370419,54.890999999999998,0.34941119304864804,45.384999999999998,0.32929923114758342,66.628,0.31261483038126686]
[null,"h3784",49.442,0.18845596230518305,57.393000000000001,0.249945139346061,51.845999999999997,0.24578402789687304,43.023000000000003,0.26112506148230602,63.02,0.21335334734314021]
[null,"h3785",50.524999999999999,0.13977890540050744,56.725999999999999,0.1934543402614502,51.875999999999998,0.17268335905790888,44.182000000000002,0.21328535556188355,62.511000000000003,0.16025217652356649]
[null,"h3788",48.435000000000002,5.3678869155491117E-2,52.134999999999998,4.9296216182325464E-2,48.683999999999997,3.23557994626422E-2,45.540999999999997,7.8878562737839442E-2,58.866999999999997,3.3767637346142299E-2]
[null,"h3791",42.030999999999999,7.5117796303008341E-2,45.281999999999996,3.7712780964920534E-2,44.341999999999999,4.2631338249585551E-2,41.627000000000002,7.7635972973672626E-2,48.277000000000001,4.32422695887121E-2]
[null,"h3795",36.146000000000001,7.9208638307123699E-2,38.067999999999998,2.5735466984311083E-2,36.034999999999997,3.2527296632938893E-2,36.405000000000001,8.2109539767360615E-2,43.344999999999999,4.8476554058920984E-2]
[null,"h3797",38.753999999999998,8.2161750851510978E-2,37.356000000000002,3.0374747268937196E-2,34.801000000000002,3.5985822900588806E-2,40.957999999999998,8.220011127356476E-2,47.085999999999999,5.7624432759490023E-2]
[null,"h3803",60.112000000000002,0.33656424378578159,53.468000000000004,0.32396595771358716,49.707000000000001,0.30803750071457153,64.912000000000006,0.24067436955762289,67.281999999999996,0.26276741338327453]
[null,"h3806",55.927,0.37714689470251467,48.713999999999999,0.33357365641114056,45.83,0.32274338306751271,62.540999999999997,0.24499592428222081,64.801000000000002,0.31615404931691038]
[null,"h3809",54.055,0.27739328936879482,46.878999999999998,0.21182389542811467,45.194000000000003,0.19533527696793002,60.093000000000004,0.19884327247790703,62.481000000000002,0.24983793128286394]
[null,"h3810",53.375,0.21789622436408435,47.003,0.14883312696895129,46.164000000000001,0.13366775281541188,59.787999999999997,0.17376790404595857,61.777999999999999,0.20419457850128456]
[null,"h3813",48.405000000000001,9.658308573085006E-2,42.234999999999999,4.6314436625237057E-2,44.874000000000002,3.8686903332761674E-2,54.039000000000001,0.10009445314218432,56.51,0.10824989795673365]
[null,"h3816",39.918999999999997,9.8081486983459851E-2,36.843000000000004,4.7207071656949408E-2,39.795000000000002,5.5719899964272956E-2,43.753,9.5931510746708734E-2,46.460999999999999,7.9645805336916869E-2]
[null,"h3820",35.737000000000002,0.12576314788311382,32.067,3.3869349884019809E-2,36.069000000000003,3.354055019649875E-2,42.362000000000002,7.8278974730362355E-2,44.704999999999998,4.6770013438279898E-2]
[null,"h3822",38.426000000000002,0.15313683218898894,33.011000000000003,5.147012726474829E-2,37.085999999999999,5.8506609503394071E-2,54.030999999999999,7.7554768124563536E-2,55.329000000000001,5.6968708005375311E-2]
[null,"h3828",51.078000000000003,0.52439355785430897,46.543999999999997,0.25788351827471634,50.530999999999999,0.36018578063594142,65.022000000000006,0.18751778185862453,66.191999999999993,0.22585909003647534]
[null,"h3831",46.588000000000001,0.47875867316436893,43.250999999999998,0.24379349257099869,47.281999999999996,0.30229367631296894,62.308999999999997,0.17348627887127227,62.128999999999998,0.24846419658283739]
[null,"h3834",47.484999999999999,0.25355531803112374,44.963000000000001,0.11254780264560216,49.365000000000002,0.13696320114326546,60.243000000000002,0.10675581305123762,61.084000000000003,0.16266317911307351]
[null,"h3835",46.915999999999997,0.16810087139259769,45.381,7.4791549119177486E-2,49.412999999999997,8.9331904251518393E-2,59.57,8.2300907844709406E-2,60.881999999999998,0.11487329621808408]
[null,"h3838",43.426000000000002,6.8660664142466354E-2,44.223999999999997,3.2505799009466492E-2,48.499000000000002,7.1025366202215071E-2,52.508000000000003,5.6281199079223028E-2,53.662999999999997,7.105490497216356E-2]
[null,"h3841",35.581000000000003,6.969329154513669E-2,35.901000000000003,3.8423568126616001E-2,40.591999999999999,0.10169055546822528,42.232999999999997,5.4723859757989449E-2,43.625,8.2580583246362207E-2]
[null,"h3847",34.945,0.11857098860486603,56.076999999999998,5.2229099741440098E-2,61.661999999999999,0.1581519642168141,59.911000000000001,8.2855000517116556E-2,60.014000000000003,0.15696788666162834]
[null,"h3849",41.393000000000001,0.21994963676878204,60.578000000000003,0.11009950638564601,68.03,0.2321477056747217,62.866,0.16969179853138897,63.826000000000001,0.28310600880507669]
[null,"h3853",45.564999999999998,0.27911737531477021,61.924999999999997,0.20976259500117528,70.739000000000004,0.32837932463523728,64.658000000000001,0.23992915503154411,64.13,0.38865896522354576]
[null,"h3856",42.59,0.19413395170202358,58.054000000000002,0.17766982684321869,67.003,0.24133643911570946,60.948999999999998,0.19350501603061329,60.131,0.30274348916159832]
[null,"h3859",45.972000000000001,5.5345205529085673E-2,56.795999999999999,6.2148397712136642E-2,63.856000000000002,6.5478657273104021E-2,59.94,9.1258144585789638E-2,58.167999999999999,0.10001079641559002]
[null,"h3860",45.231999999999999,2.2101849671189694E-2,54.383000000000003,3.4427642403823552E-2,61.101999999999997,3.8469782928676567E-2,57.960999999999999,6.1317095873409867E-2,55.715000000000003,5.3862117776898068E-2]
[null,"h3863",41.631999999999998,1.2137901048932045E-2,45.218000000000004,3.2374833503094884E-2,52.067999999999998,3.6926418680423567E-2,47.877000000000002,6.4174164856758711E-2,47.537999999999997,3.2833099410995548E-2]
[null,"h3867",36.892000000000003,1.1048723057417135E-2,39.686999999999998,1.5888685187796736E-2,46.031999999999996,3.3007072944202326E-2,41.636000000000003,4.8006204355974927E-2,40.222000000000001,2.2261403571899777E-2]
[null,"h3872",62.728000000000002,0.10715450099619635,60.191000000000003,0.12076340901612373,67.766999999999996,0.12835607630206472,62.27,0.12397078782395141,49.045999999999999,9.2068175548438949E-2]
[null,"h3874",65.465000000000003,0.19893135301575801,62.033000000000001,0.23358247543834909,70.935000000000002,0.23163535043223549,64.706999999999994,0.22545078523880308,53.094000000000001,0.15302316097537572]
[null,"h3878",64.722999999999999,0.2326933526535048,61.609000000000002,0.26769457371629141,69.658000000000001,0.28851896835036078,63.555999999999997,0.25720933238544563,50.570999999999998,0.18544372878509829]
[null,"h3881",61.326999999999998,0.14852381814888607,58.363999999999997,0.16499788464250459,65.314999999999998,0.167407301564621,60.363999999999997,0.16922380921605376,49.774999999999999,0.11820373502212947]
[null,"h3884",57.423000000000002,3.6859264625973553E-2,54.942,2.3848697096475972E-2,60.411000000000001,4.9639208401800389E-2,57.14,4.5356427325017774E-2,47.704999999999998,3.8633610401448908E-2]
[null,"h3885",55.305999999999997,2.5538851657308459E-2,52.720999999999997,9.5112740719848314E-3,58.23,3.9551332428377509E-2,55.012999999999998,4.1052155367414203E-2,45.993000000000002,3.2900339438427309E-2]
[null,"h3888",43.600999999999999,2.379788986010822E-2,42.924999999999997,2.3109704509134209E-2,48.755000000000003,4.925714285714286E-2,44.902000000000001,5.2251437431358613E-2,39.21,4.8223106805428996E-2]
[null,"h3892",41.85,2.0359411477278898E-2,41.241,2.8938050324319241E-2,46.027000000000001,4.0800000000000003E-2,42.768000000000001,4.8246010724206992E-2,35.878999999999998,4.0573593592633447E-2]
[null,"h3897",64.391999999999996,0.1701865826954051,61.686,0.21486541534797732,67.069999999999993,0.20858571428571429,63.9,0.20939337166483624,44.564999999999998,0.1285190158745384]
[null,"h3899",67.688000000000002,0.22800731129087717,64.878,0.30689687588130227,70.480999999999995,0.30017142857142859,65.885000000000005,0.29233154596550165,49.759,0.18725720588940578]
[null,"h3903",63.113999999999997,0.18871817145339051,61.765000000000001,0.29625857800896188,67.492999999999995,0.30748571428571431,61.658999999999999,0.26674849796498484,46.408999999999999,0.18448755455373844]
[null,"h3906",60.578000000000003,0.104819298912355,58.265999999999998,0.14992322877824085,63.966000000000001,0.15758571428571427,59.231999999999999,0.1080948381678403,48.658000000000001,9.8700302143782073E-2]
[null,"h3909",54.906999999999996,4.2202797835568344E-2,52.542000000000002,4.6924450850750477E-2,58.308999999999997,4.1614285714285715E-2,52.841999999999999,3.7663931778538669E-2,46.466000000000001,5.0621073329816316E-2]
[null,"h3910",52.552999999999997,4.3089563313245378E-2,50.180999999999997,5.5149938896374519E-2,56.859000000000002,4.4585714285714284E-2,51.088999999999999,4.8039279023192716E-2,46.58,5.7802983070356341E-2]
[null,"h3913",41.42,4.3239135940948727E-2,40.231999999999999,8.2120989084986773E-2,46.579000000000001,4.8292209275759654E-2,41.228999999999999,5.6020455602045563E-2,39.313000000000002,5.7101761956130891E-2]
[null,"h3918",52.183,5.8020045591055468E-2,50.344000000000001,0.12485710258859639,56.341000000000001,7.4294608179118121E-2,42.207999999999998,6.9812490314582365E-2,53.23,6.3298573654560708E-2]
[null,"h3921",64.025000000000006,0.15168071787820675,61.365000000000002,0.27248383106002472,67.497,0.24291752341786613,52.811,0.16578852213440776,64.454999999999998,0.12640536977106556]
[null,"h3924",65.626999999999995,0.24128885190143648,64.013999999999996,0.42188013843431416,69.436000000000007,0.37971213159698425,55.091999999999999,0.25415827263804947,65.929000000000002,0.21811099125014982]
[null,"h3928",61.540999999999997,0.21062343959185151,60.043999999999997,0.29996711402038928,64.010999999999996,0.35580877313228237,49.828000000000003,0.27755824164471304,61.982999999999997,0.16816492868272803]
[null,"h3931",58.991999999999997,8.9210116872308856E-2,58.500999999999998,0.12268036393817436,60.912999999999997,0.18751427918665753,48.319000000000003,0.16270210238132135,60.18,9.2772384034519956E-2]
[null,"h3932",55.847999999999999,5.6663168940188878E-2,55.607999999999997,9.4085221667162572E-2,58.289000000000001,0.13339616175462646,46.015999999999998,0.11830414794152591,57.948,6.6930360781493461E-2]
[null,"h3935",47.177,3.3180157035857728E-2,44.395000000000003,0.1531860250246645,50.805999999999997,8.7988348183687462E-2,41.587000000000003,9.325120099178677E-2,48.654000000000003,5.2978544887930003E-2]
[null,"h3938",40.576000000000001,2.7251849038861461E-2,38.201999999999998,0.16713632663285116,43.125999999999998,7.1495887594242635E-2,34.956000000000003,9.1170738632697049E-2,42.253999999999998,4.8568004793289397E-2]
[null,"h3943",59.121000000000002,6.0362755203529898E-2,55.125,0.18078777631661344,48.168999999999997,0.10098240804203792,37.409999999999997,0.11882913230340342,60.917000000000002,7.4583582983822644E-2]
[null,"h3946",65.509,0.19718258919691134,59.165999999999997,0.35626839501534224,57.595999999999997,0.22516849440255882,46.213999999999999,0.25477213768536805,66.075000000000003,0.17073696824445775]
[null,"h3949",65.861999999999995,0.25953453046167202,60.142000000000003,0.36683574425449306,54.344999999999999,0.27368917066483894,46.328000000000003,0.28458589847833665,66.308000000000007,0.22452965847813061]
[null,"h3953",60.665999999999997,0.17448778458923309,55.994,0.16430271150353812,51.725000000000001,0.21345956134338587,44.527000000000001,0.16908661478297907,62.527999999999999,0.13279808268424206]
[null,"h3956",56.863999999999997,2.6890178845910415E-2,52.097000000000001,2.5017220865426765E-2,48.534999999999997,5.9872629655014852E-2,45.664999999999999,8.1387695047818176E-2,58.561,3.3720790892750152E-2]
[null,"h3957",54.895000000000003,1.0126765402629342E-2,49.622999999999998,1.0676936564593901E-2,46.981999999999999,3.913925062828421E-2,44.99,7.477962339154115E-2,56.174999999999997,2.4673457159976035E-2]
[null,"h3960",43.776000000000003,2.1252755990891676E-2,41.828000000000003,1.5904323596631288E-2,41.418999999999997,3.1071510166780902E-2,39.286000000000001,7.5494825939975738E-2,44.69,3.5879005690326447E-2]
[null,"h3964",41.795000000000002,3.4391151913832366E-2,37.649000000000001,4.4284775054005826E-2,36.345999999999997,3.037183002056203E-2,38.552,6.7869216278289596E-2,43.088999999999999,2.9853249475890985E-2]
[null,"h3968",63.25,0.17761231792388044,47.124000000000002,0.19445227137534829,42.86,0.15297292666209733,60.661999999999999,0.12812572578772161,63.802,8.9128481581311772E-2]
[null,"h3971",68.227000000000004,0.31311670943723569,52.093000000000004,0.44367740521586674,50.612000000000002,0.28756854009595612,64.183999999999997,0.22000722561998401,67.346000000000004,0.18536088649296195]
[null,"h3975",61.06,0.26871362995626558,46.15,0.46208634670173132,45.521000000000001,0.2704477952935801,60.923000000000002,0.24120667853732808,63.737000000000002,0.21314165917939504]
[null,"h3978",58.835000000000001,0.17085336321249142,46.22,0.27378604301681225,48.058999999999997,0.14626170893305918,58.396000000000001,0.15117029237955149,61.844999999999999,0.11153039832285115]
[null,"h3981",51.912999999999997,6.0414934759822174E-2,41.762999999999998,7.105287874518644E-2,47.302999999999997,4.028158556088645E-2,53.183,6.1843565327346389E-2,56.039000000000001,2.0676849356094641E-2]
[null,"h3982",50.44,6.0252286117034731E-2,41.929000000000002,6.3539025077486613E-2,48.472999999999999,4.0867032213845099E-2,51.790999999999997,6.2682253361203588E-2,53.552,2.2234201856843366E-2]
[null,"h3985",40.469000000000001,5.3592078635443768E-2,33.996000000000002,9.9902946056792216E-2,40.847999999999999,2.8053794757580949E-2,41.692,4.7183679785423219E-2,43.642000000000003,3.6347528344128244E-2]
[null,"h3989",38.292000000000002,5.5886816999132699E-2,31.013999999999999,9.7617482232866842E-2,44.723999999999997,3.6762606361715494E-2,44.286999999999999,3.9046783927374012E-2,46.741,3.7784189543500907E-2]
[null,"h3993",53.823999999999998,0.23325021682567215,40.485999999999997,0.28142512757897375,65.83,0.21971903375021415,61.801000000000002,0.18246763294991489,64.352999999999994,0.1482035748919511]
[null,"h3996",55.317,0.36428519803411391,44.533999999999999,0.45443160827776213,68.450999999999993,0.28584889498029808,65.102000000000004,0.24529323773662765,67.263000000000005,0.2027607839381278]
[null,"h4000",48.777999999999999,0.29211838681699914,40.677,0.38176638176638178,63.959000000000003,0.24014904916909371,59.887999999999998,0.20846443493062361,62.280999999999999,0.11117363247812084]
[null,"h4003",48.637,0.11728461983232148,44.177,0.11203468895776589,58.749000000000002,0.10007994974587402,58.755000000000003,0.10616650332697168,61.499000000000002,3.7460940773642058E-2]
[null,"h4006",43.189,0.11079791847354727,44.25,2.3261638646254031E-2,54.356999999999999,3.7676317743132889E-2,51.494999999999997,4.1483984113065454E-2,52.914999999999999,1.0379877165467453E-2]
[null,"h4007",40.082000000000001,0.10427507950274646,41.054000000000002,1.9723865877712032E-2,49.965000000000003,3.8318771058191994E-2,47.137999999999998,4.4179089080311547E-2,49.313000000000002,1.1397512181689754E-2]
[null,"h4010",32.895000000000003,0.11851115728611437,36.549999999999997,2.1158390585142177E-2,43.865000000000002,3.053740118154057E-2,40.832000000000001,4.5275818948291198E-2,42.646000000000001,2.3834878851331141E-2]
[null,"h4014",32.799999999999997,0.13860330653175534,50.109000000000002,4.918699823158422E-2,55.625999999999998,4.1082793458717431E-2,52.595999999999997,7.0814371720661601E-2,54.656999999999996,5.7577026622793896E-2]
[null,"h4018",45.292000000000002,0.37157828168759599,63.273000000000003,0.30676536409020483,67.887,0.21463226690259427,64,0.29167579832149443,66.710999999999999,0.16471432844750225]
[null,"h4021",44.88,0.42086909386575122,64.081000000000003,0.38020939294824646,68.040999999999997,0.2427580695796113,64.700999999999993,0.35835191893668861,65.066999999999993,0.26098713730182471]
[null,"h4025",43.600999999999999,0.26994308428945707,60.165999999999997,0.20620041002206607,63.624000000000002,0.18623533776648876,61.152000000000001,0.23826528639018166,60.689,0.22625186957822316]
[null,"h4028",44.445999999999998,6.3980486042099563E-2,55.853000000000002,5.9907040798760545E-2,59.774999999999999,5.9933217272182426E-2,56.860999999999997,8.7754128582294477E-2,56.237000000000002,0.10868082560574334]
[null,"h4031",42.670999999999999,1.2069744331014546E-2,47.252000000000002,5.4147952237124208E-2,50.929000000000002,3.6873198436028425E-2,47.99,8.691616496280731E-2,47.048999999999999,0.10474424169907269]
[null,"h4032",39.134999999999998,2.0878108688977586E-2,43.81,5.631180373012893E-2,47.32,3.6809290779129991E-2,44.494999999999997,8.8222786376113096E-2,43.55,0.10476065134420502]
[null,"h4035",36.465000000000003,5.1256118044393069E-2,40.630000000000003,3.6331205407435223E-2,44.173999999999999,2.8006448759469831E-2,41.500999999999998,9.0800139177051251E-2,39.715000000000003,9.9675763630490188E-2]
[null,"h4040",62.210999999999999,0.22272390687930069,61.969000000000001,0.14274314682688696,65.227000000000004,0.15629681414161589,63.094000000000001,0.13711516900990992,49.555999999999997,0.17858125650566517]
[null,"h4043",66.602000000000004,0.40836930412324585,66.447000000000003,0.32657403930404305,69.361000000000004,0.30443280877716111,66.323999999999998,0.22983543602366011,55.292999999999999,0.29363132769409317]
[null,"h4046",63.860999999999997,0.48655384782098288,64.256,0.35118600575791714,66.513000000000005,0.31832902940463115,63.576000000000001,0.27671748347272518,50.845999999999997,0.28206171259018198]
[null,"h4050",57.715000000000003,0.29655583449222489,60.008000000000003,0.14030229064964325,62.5,0.1729893994949423,61.076999999999998,0.20822433278779365,49.863,0.13335566695780141]
[null,"h4053",51.957000000000001,0.11206631869818852,53.542000000000002,4.2699336587808237E-2,55.912999999999997,6.5486296386126602E-2,55.103999999999999,0.1287645459348703,45.972999999999999,4.1612328160706383E-2]
[null,"h4056",43.076000000000001,3.770962326479773E-2,44.317999999999998,6.9284317559640207E-2,46.500999999999998,6.8911902316558263E-2,44.384,0.11609927067494781,38.878,6.138881577373119E-2]
[null,"h4057",41.765999999999998,2.5542899434987453E-2,42.598999999999997,6.9737974188502153E-2,44.290999999999997,6.6743695081593057E-2,42.146000000000001,0.11528747777233719,36.947000000000003,6.4966141035151109E-2]
[null,"h4060",42.042999999999999,1.8322291820856724E-2,41.853000000000002,6.1212358232303483E-2,42.284999999999997,7.0452470615086152E-2,42.645000000000003,0.11143468288534392,35.003999999999998,5.9354885023091095E-2]
[null,"h4065",64.867999999999995,0.20353087712330992,63.517000000000003,0.22761048103245993,53.994999999999997,0.25385142074631978,63.643000000000001,0.21466123753318042,44.970999999999997,0.15804838362326817]
[null,"h4068",68.561999999999998,0.30761593588100439,66.406999999999996,0.36473992960500584,57.634999999999998,0.375,65.676000000000002,0.29922944102260135,49.552,0.20802325859634849]
[null,"h4071",64.793999999999997,0.23759409354297165,63.41,0.34285490809542435,54.05,0.38278842862033552,61.575000000000003,0.27144808391103781,45.698999999999998,0.22325381062908281]
[null,"h4075",60.087000000000003,5.547231799555933E-2,59.115000000000002,0.11798201016816581,54.27,0.22466621020198563,58.133000000000003,0.1347576218333634,47.621000000000002,7.6786867985929985E-2]
[null,"h4078",53.101999999999997,4.2439121252053361E-2,51.658999999999999,9.6519358623386786E-2,50.488,0.15484137852333676,50.728999999999999,9.4941112800556657E-2,46.465000000000003,2.3366275035294679E-2]
[null,"h4079",47.704000000000001,4.5616188602270881E-2,46.902000000000001,8.5850606179116148E-2,46.832000000000001,0.15449903001255277,47.064999999999998,9.4593201556580672E-2,43.317999999999998,2.5603598860998781E-2]
[null,"h4085",45.39,3.9244343401537297E-2,43.686,5.505763846526833E-2,44.537999999999997,0.12895130819134526,38.113,8.2787941252254568E-2,44.773000000000003,9.5303603043207813E-2]
[null,"h4086",53.487000000000002,4.8572768936523403E-2,51.182000000000002,6.3410132482442552E-2,51.296999999999997,0.13673629428958436,40.33,8.4694666323112594E-2,52.731000000000002,0.11322312072347959]
[null,"h4090",66.849000000000004,0.16166865143805709,65.662999999999997,0.25256127508485443,64.441000000000003,0.26129607186141013,53.265999999999998,0.18987374388044317,64.837000000000003,0.33579357864012632]
[null,"h4093",67.481999999999999,0.20531557865107719,64.965000000000003,0.32099228880233993,63.28,0.33181720966707062,51.162999999999997,0.24851842308683328,65.234999999999999,0.37297239102349394]
[null,"h4096",62.643000000000001,0.14124354949298112,63.106999999999999,0.23706067289193375,59.351999999999997,0.32930776359877378,48.908000000000001,0.22782787941252255,61.496000000000002,0.29574381549356427]
[null,"h4100",57.848999999999997,4.832016166865144E-2,55.512999999999998,7.7784555706755507E-2,55.231999999999999,0.13257289513081913,46.576999999999998,6.3810873486214892E-2,57.523000000000003,0.13924111201492895]
[null,"h4103",47.902000000000001,4.2347804121107141E-2,45.238999999999997,7.1981605743512742E-2,47.911999999999999,8.6975119412561488E-2,41.048000000000002,4.163875289873744E-2,48.311999999999998,0.13932484807885545]
[null,"h4104",44.116999999999997,4.6311992786293957E-2,42.552,7.8882356620176369E-2,44.459000000000003,8.4520295992129693E-2,38.009,4.2720072123124474E-2,44.58,0.13399497787875164]
[null,"h4110",52.844999999999999,5.5978358881875565E-2,50.531999999999996,0.11962912002001376,42.734000000000002,9.5441778234027691E-2,34.662999999999997,4.4188292871401892E-2,54.194000000000003,8.495755111801985E-2]
[null,"h4111",59.906999999999996,8.2542831379621276E-2,56.484999999999999,0.15926574519982489,46.558,0.13586266877682251,37.274999999999999,6.0184171550003218E-2,59.970999999999997,9.1450436446251351E-2]
[null,"h4115",67.793999999999997,0.24393146979260596,61.904000000000003,0.41304959659766088,57.817,0.31558236023782027,49.287999999999997,0.17158864060789492,67.484999999999999,0.201052253975846]
[null,"h4118",66.459000000000003,0.28200180342651038,57.912999999999997,0.50018762899493396,52.69,0.34619387769650828,45.046999999999997,0.17742288621289201,63.844000000000001,0.22322133205787398]
[null,"h4121",62.673000000000002,0.19529305680793507,54.639000000000003,0.36090437175558199,51.716999999999999,0.27752826610776055,45.067,0.1487024277158864,61.402000000000001,0.1433576467774722]
[null,"h4125",56.737000000000002,5.4896302975653739E-2,49.03,0.12209956845331166,45.953000000000003,0.10123044897842794,45.392000000000003,5.6706806619872499E-2,54.531999999999996,1.7972019610187732E-2]
[null,"h4128",44.86,4.0242826004719616E-2,41.195,0.10150229017180197,41.093000000000004,8.8625281587727048E-2,39.915999999999997,7.7964879756939082E-2,44.506999999999998,3.3758905943671404E-2]
[null,"h4131",41.585999999999999,5.6923603480265886E-2,37.090000000000003,9.8047491753818258E-2,36.180999999999997,7.9457640651287464E-2,37.75,8.0565425614089289E-2,42.345999999999997,4.1505283794768803E-2]
[null,"h4133",44.664000000000001,7.5027471042818802E-2,37.064,9.1137894917850834E-2,35.317,8.1553508796943175E-2,42.783000000000001,7.4836500334723721E-2,46.56,4.0895615167599104E-2]
[null,"h4136",61.944000000000003,0.22003854952893917,47.853999999999999,0.18566805796557709,42.459000000000003,0.21114089366677122,61.063000000000002,0.12668005561563417,63.95,0.12213694830966385]
[null,"h4140",64.893000000000001,0.45020085385405223,52.406999999999996,0.34815301161500101,50.533000000000001,0.41894550742821296,64.489999999999995,0.22153560945465781,67.387,0.28011284846746043]
[null,"h4143",59.856999999999999,0.44041936123070274,47.414999999999999,0.34032109302943614,46.543999999999997,0.40762496792038555,61.981999999999999,0.17808589525722232,64.209000000000003,0.25236694878783533]
[null,"h4147",54.912999999999997,0.1586655378019563,47.463999999999999,0.15832668949022183,48.851999999999997,0.19293393025178934,59.009,7.5544569751274521E-2,61.070999999999998,5.3387844881174387E-2]
[null,"h4150",47.237000000000002,7.7603444238286523E-2,42.56,0.10140849473963952,48.787999999999997,8.6757535144999856E-2,51.12,4.489160100932077E-2,54.137,1.0985989575861905E-2]
[null,"h4153",39.307000000000002,9.765146603270658E-2,34.405999999999999,0.11028963533769949,41.582999999999998,7.7082085935049754E-2,41.018999999999998,5.7366077174556593E-2,43.75,4.8345083044569241E-2]
[null,"h4156",37.191000000000003,9.1978243642388879E-2,32.500999999999998,9.7628835362708472E-2,41.987000000000002,7.4929432897100329E-2,41.377000000000002,6.9979663809303164E-2,43.808999999999997,8.0702592902377829E-2]
[null,"h4158",39.481000000000002,0.11344643757654348,32.848999999999997,0.10903918595745346,54.637,8.0802896815213979E-2,52.417000000000002,9.1834633305017122E-2,54.405999999999999,0.11094515473772255]
[null,"h4161",51.414999999999999,0.32953317484331102,41.271000000000001,0.25063694765306282,66.534999999999997,0.26155447210104638,63.802999999999997,0.21033799263778413,64.820999999999998,0.24761620265264667]
[null,"h4165",51.005000000000003,0.44342986816511781,43.613,0.38762367725901498,68.995000000000005,0.39335101074900919,64.573999999999998,0.29949545653461013,68.08,0.37649659457521806]
[null,"h4168",47.326000000000001,0.34819177292702252,40.881,0.34141957265892431,65.034999999999997,0.29093604767199838,61.606999999999999,0.27253069735114682,64.400000000000006,0.28780021507945991]
[null,"h4172",44.533000000000001,5.6930336431092861E-2,43.954000000000001,9.3439829938884292E-2,60.377000000000002,6.1086875944458698E-2,57.302,0.13801580559631374,59.314999999999998,8.6079579400167278E-2]
[null,"h4175",40.017000000000003,2.357539082198689E-2,40.701000000000001,7.7793582068555883E-2,51.634999999999998,4.4407378895446638E-2,47.994999999999997,0.15138878163049913,50.78,0.11749312940614172]
[null,"h4177",35.231000000000002,2.3800950597724326E-2,36.302,7.4156250000000007E-2,45.829000000000001,4.0478905359179022E-2,43.578000000000003,0.15039954705132991,45.69,0.1126133119946494]
[null,"h4180",33.082999999999998,3.3414950309664411E-2,37.353999999999999,6.9312499999999999E-2,45.942,3.1014823261117448E-2,43.741,0.12822822436400602,45.198,8.2372893501654151E-2]
[null,"h4183",35.823999999999998,0.11745643093763503,55.991999999999997,9.6203125E-2,63.37,6.6505131128848344E-2,60.792999999999999,0.15823607375857321,62.125999999999998,0.1369776302117546]
[null,"h4186",45.817,0.33924456286907678,62.762999999999998,0.197671875,69.093000000000004,0.20762542759407068,66.335999999999999,0.24685702520813763,68.596999999999994,0.26288382758661871]
[null,"h4190",43.817999999999998,0.38112127322483075,61.234000000000002,0.21975,68.369,0.28340935005701257,63.085999999999999,0.2944295034292847,65.015000000000001,0.27979553081966824]
[null,"h4193",42.804000000000002,0.29529742186374763,58.369,0.14795312499999999,65.132000000000005,0.17712371721778791,59.725999999999999,0.21260278203132038,63.12,0.1733330148455135]
[null,"h4197",42.133000000000003,0.23822555091459025,51.741999999999997,4.3312499999999997E-2,58.720999999999997,1.7944697833523374E-2,54.841999999999999,5.4186558233500187E-2,54.819000000000003,4.5169535047594023E-2]
[null,"h4200",35.381,0.23630383205118988,41.747999999999998,4.3846358112435369E-2,48.435000000000002,1.343553649536239E-2,44.686,6.9090160665817676E-2,45.686,4.1525342760235034E-2]
[null,"h4202",33.231999999999999,0.20159608886332592,38.908000000000001,4.6767365938237083E-2,45.067999999999998,1.6441791214897347E-2,41.832999999999998,6.5539819138399E-2,42.415999999999997,3.3941623274255962E-2]
[null,"h4205",39.661999999999999,0.16023797541160401,42.832000000000001,6.1762914134866211E-2,49.206000000000003,2.4605696211549146E-2,45.715000000000003,5.3641029599042954E-2,41.475999999999999,4.0271341900348728E-2]
[null,"h4208",58.578000000000003,0.24511107915738012,59.185000000000002,0.12329152282916009,67.171000000000006,0.10741305369940303,62.3,0.13273903703417847,51.439,0.10885921750346343]
[null,"h4212",62.963000000000001,0.46466316773312244,62.488,0.25283119074024901,70.433999999999997,0.22689386923504354,64.992999999999995,0.27091935836581382,57.485999999999997,0.23417570343476807]
[null,"h4215",60.430999999999997,0.48998849665684091,59.456000000000003,0.23513331979568566,66.826999999999998,0.23826349608901934,62.481999999999999,0.23638070981103435,52.526000000000003,0.22613815506616347]
[null,"h4218",56.523000000000003,0.36237328348551295,56.517000000000003,0.18572611256033364,64.132999999999996,0.1339564306780458,59.408000000000001,0.10642020092874876,52.3,0.14423398461758946]
[null,"h4222",48.334000000000003,0.20840822489035876,47.92,0.11913650634967744,55.947000000000003,2.02459144855885E-2,52.191000000000003,7.7953150928105584E-3,46.472999999999999,0.10073806907753308]
[null,"h4225",38.116999999999997,0.19011584119355879,38.207999999999998,0.13764461584099674,45.795000000000002,1.9300069793610323E-2,42.296999999999997,1.1392128373600093E-2,38.088999999999999,0.13211445222001958]
[null,"h4227",37.655000000000001,0.18733636983107987,37.338999999999999,0.14317163421755219,44.838999999999999,1.3374734713062801E-2,41.468000000000004,1.3757987990690857E-2,36.378,0.122465308462108]
[null,"h4230",49.302999999999997,0.17967937452928306,48.206000000000003,0.15598994519820764,56.393000000000001,3.4284330622302621E-2,52.857999999999997,3.7570879354017463E-2,36.908000000000001,0.11057106689913779]
[null,"h4233",60.978000000000002,0.2991069827493455,58.887,0.2819247763431123,67.221999999999994,0.18802968364977851,62.694000000000003,0.16606020084090881,45.283000000000001,0.24230337481191336]
[null,"h4237",63.411000000000001,0.40913818455689849,60.581000000000003,0.37797623694359006,68.778999999999996,0.2912102781773897,63.625999999999998,0.2516297429699253,48.136000000000003,0.30765005135064127]
[null,"h4240",59.512,0.36749991033963347,56.905000000000001,0.33351028119096315,64.831000000000003,0.22375261726038714,59.661999999999999,0.17390353978887274,46.531999999999996,0.22519047505314194]
[null,"h4243",57.152000000000001,0.16868701359251156,55.003,0.17608393573670159,59.234000000000002,6.5463557764895236E-2,57.384,4.1865428876345263E-2,46.645000000000003,9.5010628388545224E-2]
[null,"h4247",46.218000000000004,6.5667252447728003E-2,44.185000000000002,8.040718824649877E-2,51.170999999999999,2.0254390587833123E-2,47.460999999999999,2.2771398814498606E-2,43.561,5.8671093171558907E-2]
[null,"h4248",42.673999999999999,6.11144825616678E-2,41.258000000000003,7.5631825273010919E-2,47.863,2.5595763459841131E-2,43.884999999999998,3.2624624006992828E-2,41.292000000000002,6.1071526609139844E-2]
[null,"h4252",40.999000000000002,4.7656445221861278E-2,39.985999999999997,6.0046801872074881E-2,45.685000000000002,2.4841272100902541E-2,38.99,5.4798570583849654E-2,40.402000000000001,8.0394333249788147E-2]
[null,"h4255",58.719000000000001,9.2796201763466965E-2,56.593000000000004,8.7581903276131051E-2,62.420999999999999,8.6994277254220875E-2,44.988,9.3529063938092918E-2,59.863999999999997,0.12617709191163307]
[null,"h4258",66.525000000000006,0.24463641880555456,62.853000000000002,0.22037441497659907,68.754000000000005,0.2635737266178857,55.076999999999998,0.16823919582487082,65.510999999999996,0.3035793142134221]
[null,"h4262",65.709999999999994,0.26059329596972836,61.008000000000003,0.23146645865834634,66.150999999999996,0.27593030208125729,51.125999999999998,0.2979792786076047,65.745000000000005,0.33477747144545095]
[null,"h4265",62.613,0.17051012030128868,58.496000000000002,0.1454758190327613,62.862000000000002,0.15061355806736326,50.271999999999998,0.24198524307787234,62.829000000000001,0.22750546027426688]
[null,"h4268",58.267000000000003,3.9124692107235924E-2,54.847000000000001,4.6770670826833075E-2,58.055999999999997,2.8542550465506931E-2,46.234999999999999,0.12227164048641283,59.482999999999997,6.8554787735567571E-2]
[null,"h4272",45.069000000000003,1.8429174500691758E-2,42.673999999999999,3.6043757401982172E-2,46.847000000000001,4.4365054513365025E-2,37.735999999999997,8.9310956334010122E-2,45.83,6.4215914378780825E-2]
[null,"h4273",42.63,1.8482386746603286E-2,40.991999999999997,3.8272143614037274E-2,44.505000000000003,4.1447237325286802E-2,35.935000000000002,8.7177773779845286E-2,44.292999999999999,6.5886339501974686E-2]
[null,"h4277",44.865000000000002,1.4580155379758061E-2,44.133000000000003,4.5175465935298885E-2,42.637,3.965384724871189E-2,33.048999999999999,5.8135649849649182E-2,46.917000000000002,5.0792855353115937E-2]
[null,"h4280",63.598999999999997,0.1236652594983859,60.191000000000003,0.12927756653992395,52.527999999999999,0.12242022260810156,40.201000000000001,0.15148166234033258,63.502000000000002,0.13142666237128778]
[null,"h4283",68.861999999999995,0.29206428039306115,63.603000000000002,0.26023811007916225,58.698,0.24940931993509635,47.337000000000003,0.2844329075535223,67.471000000000004,0.26748278865542707]
[null,"h4287",65.741,0.28505800134804354,58.058999999999997,0.23338839369195288,52.905000000000001,0.19576418343818497,42.902999999999999,0.26398776632655685,64.078000000000003,0.23925260407345098]
[null,"h4290",61.762,0.12111107169463266,56.377000000000002,0.1225612416630306,53.296999999999997,7.9364627515727745E-2,45.508000000000003,0.10926777866303426,61.156999999999996,0.11108327069239121]
[null,"h4293",51.006,7.5188903472985916E-2,49.84,3.9690207567163252E-2,48.988999999999997,1.8232799111844913E-2,45.298999999999999,2.253977228918759E-2,55.761000000000003,4.5817374807602819E-2]
[null,"h4298",40.33,9.6217278405502135E-2,37.758000000000003,6.5015962002647351E-2,38.216000000000001,2.5276821041245623E-2,37.520000000000003,3.0320931845326006E-2,43.478000000000002,0.11218907548001859]
[null,"h4301",43.362000000000002,9.130465295810232E-2,37.417000000000002,6.348983882270498E-2,37.252000000000002,4.4689875039139224E-2,43.01,3.1630857744615819E-2,47.19,0.11714718186477241]
[null,"h4302",51.274000000000001,0.10721805038950102,39.377000000000002,7.3814529315580468E-2,37.947000000000003,5.4794910477925479E-2,51.765999999999998,4.1827731901832615E-2,55.362000000000002,0.12703955758435337]
[null,"h4305",64.073999999999998,0.20201417643343392,50.247999999999998,0.17681227127618157,47.216000000000001,0.12575787765790897,61.603999999999999,0.16145478829285834,65.238,0.28389926462700976]
[null,"h4308",68.876000000000005,0.33270755842515265,51.039000000000001,0.27130732694853227,51.881999999999998,0.15726850929378611,64.846999999999994,0.2965954769029242,68.353999999999999,0.41749401094120592]
[null,"h4312",61.396999999999998,0.23829742438065829,45.73,0.27792571829011914,47.616999999999997,0.13166434203410093,60.732999999999997,0.24010171189335663,63.835000000000001,0.35417088781092454]
[null,"h4315",58.139000000000003,8.0251245701452728E-2,44.683,0.19112356925951882,49.847999999999999,5.2062281176169192E-2,58.707999999999998,8.1446569149960832E-2,61.433,0.12686077970990312]
[null,"h4319",46.125999999999998,3.5055091585374412E-2,37.628999999999998,9.5335980689869967E-2,46.005000000000003,2.6714297913523668E-2,46.767000000000003,3.2594038552917155E-2,49.05,6.0760640263161032E-2]
[null,"h4323",38.734999999999999,3.8497031323455159E-2,31.626000000000001,7.2322150992717993E-2,40.838999999999999,2.8378474443733561E-2,41.067,2.4599740649915904E-2,43.323,8.2683585891651881E-2]
[null,"h4326",40.683,6.0487872825727367E-2,31.821000000000002,7.8266011078608325E-2,54.853000000000002,4.0420843107983224E-2,52.414999999999999,4.2510303388241938E-2,55.063000000000002,0.1149785136952873]
[null,"h4327",44.787999999999997,9.527623491720788E-2,33.99,0.11081720296259413,61.805999999999997,6.1192862728371364E-2,58.652999999999999,7.8151681281857052E-2,61.216000000000001,0.12383491851869487]
[null,"h4330",55.281999999999996,0.28246826737241654,43.348999999999997,0.27788323893695149,68.093000000000004,0.17519016137058363,64.352000000000004,0.25485639452026654,66.015000000000001,0.1943647553180092]
[null,"h4333",53.843000000000004,0.37098880434593351,43.423999999999999,0.32859276778490071,68.016999999999996,0.2712731925783749,64.534999999999997,0.30697035448791199,66.646000000000001,0.27006082826431133]
[null,"h4337",49.692,0.18917695401598383,41.786000000000001,0.22692475259849382,64.105999999999995,0.18973484040662544,59.51,0.18971073478244124,62.896000000000001,0.16954539502660493]
[null,"h4340",45.924999999999997,2.3505650061811153E-2,43.304000000000002,6.1212422978776375E-2,59.795999999999999,5.1766545816449849E-2,56.591000000000001,4.1688600151501533E-2,58.878,4.5972359446236621E-2]
[null,"h4344",37.652999999999999,3.6089204575129263E-2,37.566000000000003,6.2991023506899613E-2,49.042000000000002,4.3056759868654849E-2,43.887,7.5081819931977156E-2,46.453000000000003,7.0452543623681765E-2]
[null,"h4348",32.652000000000001,5.9574171758848209E-2,36.512999999999998,6.888719488479908E-2,45.345999999999997,4.0341724829066512E-2,41.862000000000002,8.018995058717833E-2,44.441000000000003,0.11576641988240055]
[null,"h4351",35.976999999999997,9.6777563064709873E-2,54.933,0.1275066506946281,61.536999999999999,8.3057328462380411E-2,58.27,0.1204646088686389,60.869,0.19484847763467994]
[null,"h4352",39.976999999999997,0.15899792830904755,58.726999999999997,0.19364022464568523,65.123999999999995,0.14396793131387794,62.643999999999998,0.17463902971186548,64.173000000000002,0.24500678458352179]
[null,"h4355",47.820999999999998,0.27095628557998641,63.125,0.37698159585556712,69.600999999999999,0.29534179590328219,68.084999999999994,0.34090996598857731,68.638999999999996,0.3711286214202395]
[null,"h4359",43.656999999999996,0.204401037586393,59.765000000000001,0.38093311968138893,65.69,0.29191601870673356,64.792000000000002,0.34859783096964642,61.927,0.32796914799914301]
[null,"h4362",45.44,0.10783238453369544,56.984999999999999,0.17355590472782711,63.155000000000001,0.14608594294161964,62.018999999999998,0.19340306744529295,59.341000000000001,0.18644511629014213]
[null,"h4365",43.134999999999998,5.0591041242318203E-2,51.869,2.6213849002006875E-2,57.741,3.380289698503177E-2,56.04,0.12137585830712956,53.182000000000002,8.3402766205632389E-2]
[null,"h4369",35.99,5.493855098701389E-2,40.584000000000003,2.0346576237438945E-2,45.494999999999997,3.9209834434733179E-2,45.512999999999998,0.16340774955093662,42.654000000000003,0.14855857357107149]
[null,"h4373",40.988,3.9236848518608779E-2,43.612000000000002,1.6131039417602588E-2,48.024000000000001,4.3785973140055424E-2,47.277999999999999,0.14488067744418784,40.137999999999998,0.15516461542123933]
[null,"h4376",61.253,0.11452494516589493,60.225999999999999,0.14231714525713218,65.94,0.13738364243587012,65.242000000000004,0.21624326404926866,50.447000000000003,0.19265836646273241]
[null,"h4377",62.743000000000002,0.1537792013369077,61.15,0.21906791525370997,67.064999999999998,0.193192638385561,66.204999999999998,0.27958686168847829,53.447000000000003,0.22564096460113792]
[null,"h4380",65.754999999999995,0.18276294258956238,63.8,0.34142737143390472,69.497,0.24731045263980672,69.466999999999999,0.41212471131639722,56.042000000000002,0.27783464660651797]
[null,"h4384",60.85,0.12150541377989764,58.734999999999999,0.26783436518059922,64.768000000000001,0.23314147658637108,64.801000000000002,0.33410315627405696,50.487000000000002,0.24149546504154071]
[null,"h4387",59.371000000000002,3.4449744107509658E-2,57.067999999999998,6.3544162025946552E-2,62.387999999999998,9.2531798479357635E-2,61.658000000000001,0.14284064665127022,49.634999999999998,0.13948865665246268]
[null,"h4390",51.533000000000001,2.8827072381018694E-2,50.356000000000002,3.3988737827831877E-2,56.040999999999997,2.7542101897250055E-2,55.914000000000001,0.14090325891711572,43.878,0.10001904444497346]
[null,"h4394",40.805,2.0017058014655968E-2,39.018999999999998,8.2680104516610675E-2,44.76,2.604544098213905E-2,44.234999999999999,0.11901127515745456,35.823999999999998,0.13743974290305302]
[null,"h4398",52.859000000000002,2.4768933525961254E-2,50.225000000000001,9.0145576707726757E-2,56.344000000000001,6.3316140216263833E-2,55.706000000000003,8.0580818122346368E-2,35.533999999999999,0.12504909837529013]
[null,"h4401",64.363,0.10274842909609928,62.371000000000002,0.1408641284061217,67.013999999999996,0.2343521320886085,65.727999999999994,0.1885349991662284,43.723999999999997,0.24997917038624054]
[null,"h4402",65.768000000000001,0.13108562078989053,63.319000000000003,0.16610675625233295,68.507000000000005,0.30750103016610542,67.058000000000007,0.23436678253954002,46.625999999999998,0.29543533892757246]
[null,"h4405",66.191000000000003,0.18779481645228108,63.442,0.21257932064203061,68.986999999999995,0.38610625630532702,65.963999999999999,0.3039161610590182,46.917999999999999,0.31809795869785157]
[null,"h4409",61.874000000000002,0.12812657743120223,58.960999999999999,0.13702252084110986,64.484999999999999,0.23364167270557143,62.22,0.16217498941751435,45.823,0.20780812950068439]
[null,"h4412",57.36,2.1461767419192007E-2,54.972000000000001,4.1822197337314918E-2,60.283999999999999,3.3775239069582394E-2,56.445999999999998,3.6326787157351943E-2,47.164999999999999,6.6773790394572402E-2]
[null,"h4415",48.223999999999997,1.9895215052827629E-2,45.963999999999999,2.7046783625730993E-2,51.756,2.1157480426843997E-2,50.021999999999998,4.5498274734155131E-2,43.088999999999999,5.1740760578468131E-2]
[null,"h4420",42.372999999999998,1.6064187131245976E-2,41.247,2.1072111721070555E-2,45.811999999999998,4.6476612548117212E-2,41.003999999999998,5.4179864325925545E-2,39.918999999999997,5.1156922490954104E-2]
[null,"h4423",59.234000000000002,6.9547661729641302E-2,57.816000000000003,5.4523117117397324E-2,62.694000000000003,0.11031093308333688,47.201000000000001,0.11114245777817673,58.682000000000002,8.3674538183203195E-2]
[null,"h4424",63.12,0.12360547887985798,61.545000000000002,9.0975537688754798E-2,66.495999999999995,0.16021079246033437,51.314999999999998,0.15716648927302804,61.804000000000002,0.1271067415730337]
[null,"h4427",68.855999999999995,0.26672120020189011,65.36,0.20252554313173568,70.905000000000001,0.33928495333873099,56.463000000000001,0.29480258011566918,66.388000000000005,0.27801847267187202]
[null,"h4430",65.918999999999997,0.28966009363524026,62.354999999999997,0.22451518591667574,66.870999999999995,0.32813454354341559,52.38,0.30784421846347187,63.921999999999997,0.25446343553608836]
[null,"h4434",61.551000000000002,0.1266164261969821,58.936,0.10766216195200846,60.052999999999997,9.8009971449269193E-2,51.526000000000003,0.13512265808337928,60.344999999999999,0.10428965911254999]
[null,"h4437",54.36,4.4972762239587863E-2,52.698,1.7526398457303704E-2,55.076999999999998,3.8905697362253376E-2,47.875,6.6169964478526827E-2,55.262999999999998,8.2960388497429066E-3]
[null,"h4440",44.488999999999997,5.584463045785984E-2,42.987000000000002,1.4956700197453319E-2,47.37,6.2327774779125593E-2,41.323,6.2848571098888417E-2,45.564,2.4278488545075871E-2]
[null,"h4445",44.973999999999997,4.6221046586499136E-2,43.860999999999997,1.8268318848240799E-2,42.372999999999998,5.7853470071872956E-2,36.491999999999997,2.8244676077285025E-2,47.052999999999997,5.4186254091044335E-2]
[null,"h4448",63.140999999999998,0.1306927936237231,60.680999999999997,9.4217882740714257E-2,52.146999999999998,0.11256782477770517,43.24,0.12094054899547418,63.185000000000002,0.14421898244570069]
[null,"h4449",64.852999999999994,0.18832988183700816,61.588000000000001,0.14386106749172095,55.619,0.15644441919263657,46.040999999999997,0.17104504019385361,64.486999999999995,0.2125795894079143]
[null,"h4452",67.908000000000001,0.29185736908967508,63.872999999999998,0.2285327819151417,57.744999999999997,0.28254879122752197,49.838000000000001,0.27422849596779364,68.028999999999996,0.34375483487057423]
[null,"h4455",65.286000000000001,0.26354349755494838,58.353000000000002,0.23167337800649887,53.116999999999997,0.27560296582483451,46.805,0.25736887316178825,65.900999999999996,0.42899137161559059]
[null,"h4459",59.774000000000001,8.8752762647268682E-2,54.786999999999999,8.2277398591396017E-2,51.972000000000001,0.10087781597113718,49.250999999999998,0.11461979306896419,62.234999999999999,0.32349895864326095]
[null,"h4461",54.628999999999998,5.9029288411673597E-2,49.569000000000003,2.6710614281938463E-2,48.462000000000003,5.3847902048237264E-2,47.393999999999998,0.11214533892329193,56.94,0.26368342755132401]
[null,"h4466",41.344999999999999,4.9415367483296217E-2,38.366,3.0426468073197654E-2,38.31,5.0722990824124313E-2,40.280999999999999,0.11472299843617813,43.887,0.25735775405524414]
[null,"h4470",52.314999999999998,5.3747912026726061E-2,39.747,4.5989520981358542E-2,37.514000000000003,6.1049402005624843E-2,54.235999999999997,0.14651216448329787,54.966000000000001,0.24408820974210671]
[null,"h4473",64.853999999999999,0.15080386971046772,50.66,0.21073088822898367,47.341999999999999,0.23142808442941962,65.912999999999997,0.28962750275591559,65.492999999999995,0.39783640972544537]
[null,"h4474",65.891000000000005,0.18645601336302894,52.372,0.27557953326388779,49.819000000000003,0.30124144200448849,67.396000000000001,0.35274437921398721,67.88,0.45045045045045046]
[null,"h4477",64.475999999999999,0.25332335746102452,50.164000000000001,0.33913773535036301,49.863999999999997,0.36486179369904265,67.680999999999997,0.42097572230625274,68.129000000000005,0.49948230925773857]
[null,"h4480",60.252000000000002,0.21641842984409801,46.634,0.26126028078794755,47.405000000000001,0.25665464049316783,62.79,0.31767375086522931,64.150999999999996,0.43932307472598092]
[null,"h4484",54.344000000000001,2.3124304008908685E-2,43.606000000000002,3.9817161336463562E-2,49.558999999999997,5.8279594329706544E-2,57.985999999999997,4.6568564616607279E-2,58.773000000000003,0.18614254941863925]
[null,"h4486",50.3,1.1240256124721603E-2,41.945,4.3797322719569647E-2,49.848999999999997,8.9258827874208121E-2,53.784999999999997,1.8381316174020047E-2,53.363,0.12198460018803479]
[null,"h4492",38.573,1.3258399596332191E-2,33.451000000000001,2.2447456783982092E-2,42.953000000000003,8.5545094363737056E-2,43.927,2.6103336921420882E-2,43.875999999999998,8.5130182302822599E-2]
[null,"h4495",44.314,4.7135176517669165E-2,35.365000000000002,7.5472578037557511E-2,61.923999999999999,9.3639500702935294E-2,60.966000000000001,0.10433646009534062,60.27,0.11110714455709458]
[null,"h4498",53.868000000000002,0.17369895429158039,44.101999999999997,0.28514799154334036,69.158000000000001,0.19148241241710334,66.683000000000007,0.26740222461428059,65.876000000000005,0.30173973059165121]
[null,"h4499",54.704999999999998,0.20774972595827607,45.941000000000003,0.32671620445218258,70.412999999999997,0.22288018858546699,68.241,0.30006663591163052,67.055999999999997,0.32777619115617118]
[null,"h4502",49.834000000000003,0.25937396690619946,42.712000000000003,0.35631451312025869,68.123999999999995,0.24565813203822831,66.596000000000004,0.29723460966733301,64.373999999999995,0.35178970917225949]
[null,"h4505",48.493000000000002,0.18370365214970508,42.831000000000003,0.22691518467852256,64.813000000000002,0.1516352120876468,63.329000000000001,0.18973294376954225,61.357999999999997,0.22445142557951353]
[null,"h4509",43.110999999999997,1.4998347049919092E-2,43.582999999999998,4.4179828379554781E-2,58.406999999999996,3.4592936565415587E-2,57.643999999999998,0.12404531241990877,52.761000000000003,2.7250226093578942E-2]
[null,"h4511",40.414999999999999,2.6099211803803524E-2,41.198999999999998,5.6336276582514611E-2,51.524000000000001,5.2315426234396965E-2,50.145000000000003,0.13106771233789533,49.371000000000002,2.2466561949640629E-2]
[null,"h4517",32.417999999999999,4.4246863744714912E-2,41.024000000000001,2.8952848661921486E-2,49.305999999999997,4.9907709782763029E-2,47.387999999999998,0.1651995643538984,47.002000000000002,6.6091612135633554E-2]
[null,"h4520",39.673999999999999,0.13373236128268925,59.6,0.15031237372952475,67.748000000000005,8.9805480619054384E-2,64.301000000000002,0.26860144788263179,63.875999999999998,0.14490184414039262]
[null,"h4523",47.17,0.26850869103753067,64.379000000000005,0.34393746309016876,72.099000000000004,0.13976998438165555,69.650999999999996,0.42680504836953043,67.879000000000005,0.29456276026174893]
[null,"h4524",47.709000000000003,0.31663563760374436,63.960999999999999,0.36847667298666587,71.233999999999995,0.15936390742581286,68.971999999999994,0.44289832788775707,67.156000000000006,0.32888756692444976]
[null,"h4527",45.097000000000001,0.34346562733805441,61.33,0.34177726665216174,68.576999999999998,0.15682237682805622,65.893000000000001,0.46691011595874177,63.470999999999997,0.33465794170136826]
[null,"h4531",44.32,0.14841751779096271,57.031999999999996,9.6960184005221772E-2,64.789000000000001,9.3653272753088171E-2,61.052,0.28925619834710742,59.057000000000002,0.21967876264128494]
[null,"h4536",37.265000000000001,0.1115575966322235,43.485999999999997,4.1704865049644949E-2,49.584000000000003,8.0182853248910405E-2,46.037999999999997,0.19374759769378602,44.801000000000002,0.18078309597744227]
[null,"h4538",35.03,0.114706189333055,40.747999999999998,3.3920164084714946E-2,45.689,8.9666236034015245E-2,43.573,0.19041639974375402,41.323999999999998,0.16197308776814076]
[null,"h4542",48.795000000000002,0.13812058588177992,50.878999999999998,3.8224280187081433E-2,56.509,9.2519768878036313E-2,54.393999999999998,0.206944266495836,42.801000000000002,0.13789247004794708]
[null,"h4545",61.204000000000001,0.35777406672929063,61.247999999999998,0.21756763056077816,68.638000000000005,0.13953917574071181,65.308000000000007,0.35247918001281231,53.383000000000003,0.27246552688248804]
[null,"h4548",65.084999999999994,0.44694360366002156,64.450999999999993,0.35111953633637366,70.718999999999994,0.21519328780931019,68.956999999999994,0.45072389493914156,55.521999999999998,0.36871661253286697]
[null,"h4549",63.814999999999998,0.43963747695090977,63.841999999999999,0.35694640831611169,69.951999999999998,0.22559945484745667,68.147999999999996,0.46131966688020498,53.655999999999999,0.36935907960642944]
[null,"h4552",60.012999999999998,0.35932226977003096,60.155999999999999,0.27286853022981183,65.902000000000001,0.1922372549297974,64.269000000000005,0.43178731582319024,50.011000000000003,0.28416080712900499]
[null,"h4556",54.930999999999997,0.10063319764812302,55.338000000000001,4.6490669235669781E-2,61.473999999999997,7.0074816507900456E-2,58.332000000000001,0.23426008968609865,47.731000000000002,5.0338484967460233E-2]
[null,"h4561",40.773000000000003,7.0385056871543353E-2,41.860999999999997,3.8729221687121333E-2,45.997999999999998,5.7817335263890074E-2,44.156999999999996,0.16816551370740457,38.386000000000003,7.3456812152790166E-2]
[null,"h4563",39.847000000000001,6.4402240077915757E-2,40.353999999999999,4.4943296566723627E-2,44.716999999999999,4.9527297504471511E-2,43.192,0.1665641813989239,36.706000000000003,9.3763011075027061E-2]
[null,"h4567",57.722000000000001,0.11122125986990852,57.003999999999998,0.1153953705142147,62.28,6.4787212900661501E-2,59.978999999999999,0.20781450166538559,39.405000000000001,0.15268310671758087]
[null,"h4570",65.248000000000005,0.30336707363734389,62.923999999999999,0.32132981202423488,69.319999999999993,0.15610538568548959,66.117999999999995,0.39208301306687166,47.893999999999998,0.33721137718139965]
[null,"h4573",66.738,0.32858534209885559,62.195999999999998,0.39161099891253692,69.433999999999997,0.22401555801606904,64.364000000000004,0.43926466820394566,48.323999999999998,0.40431581076097689]
[null,"h4574",65.576999999999998,0.33001147866012731,60.978999999999999,0.39634923100823366,68.277000000000001,0.23142548902705617,62.439,0.42801691006917758,47.079000000000001,0.39073076145272001]
[null,"h4577",61.427999999999997,0.17417997147726877,57.201000000000001,0.29257418051887524,65.275999999999996,0.18018056383612979,58.87,0.27808096336151678,47.898000000000003,0.24024838513971664]
[null,"h4582",52.338000000000001,1.5844029357542869E-2,49.588999999999999,7.1586142613018489E-2,56.228000000000002,6.4588479118757633E-2,49.945999999999998,3.4511913912375097E-2,47.512,7.995194080630004E-2]
[null,"h4585",41.677999999999997,2.5789061820711244E-2,40.774000000000001,6.3629161294331479E-2,46.042000000000002,5.789182361373281E-2,41.802999999999997,3.8829977972439936E-2,40.512999999999998,0.13554825970071135]
[null,"h4588",41.334000000000003,3.8135814277019391E-2,41.128999999999998,4.8467525204666552E-2,45.91,4.8993031408336767E-2,39.901000000000003,2.7969878592285231E-2,40.988999999999997,0.12970761068684128]
[null,"h4592",62.384999999999998,0.14838709677419354,59.587000000000003,0.14436176657915586,66.158000000000001,0.12129039583303765,49.658999999999999,0.14288458583064392,62.597000000000001,0.22553707801013489]
[null,"h4595",67.149000000000001,0.31129467002869315,63.203000000000003,0.28261848911810855,70.105000000000004,0.27748052058644035,55.59,0.27805952563905539,69.036000000000001,0.42635548259700712]
[null,"h4596",66.06,0.33308407964524822,62.404000000000003,0.29998601898311406,69.322000000000003,0.29269504250698986,54.158999999999999,0.2887019107627683,68.781999999999996,0.45021768610377561]
[null,"h4599",61.46,0.3600034779584384,59.317,0.2956208348220527,64.921000000000006,0.30880370144339259,49.607999999999997,0.27221966087802879,66.228999999999999,0.41705326767063972]
[null,"h4602",57.790999999999997,0.18758368837492392,57.231000000000002,0.16053314277725134,62.113,0.1851857108389276,49.277000000000001,0.12185595000256134,63.003,0.27402279161611115]
[null,"h4607",45.661999999999999,7.9627858447091554E-2,45.332000000000001,5.1683159088437701E-2,50.036000000000001,6.6066790615819132E-2,42.551000000000002,3.6947389990266893E-2,49.198999999999998,0.12932695739062167]
[null,"h4610",39.384999999999998,9.5609840911066682E-2,39.585000000000001,4.7312095183361554E-2,42.835000000000001,4.8438830542151576E-2,36.813000000000002,4.5212425414223156E-2,44.101999999999997,0.11353903982490365]
[null,"h4613",42.796999999999997,0.1035729809614883,43.226999999999997,3.3829856634721427E-2,42.134999999999998,4.3641782571671874E-2,34.728000000000002,4.3214935081564189E-2,46.722999999999999,9.7159442356187842E-2]
[null,"h4617",59.965000000000003,0.27133791184908285,60.66,0.19741849303365899,55.322000000000003,0.13113823445926767,44.758000000000003,0.18393556813234654,64.272999999999996,0.19524670504829425]
[null,"h4620",62.551000000000002,0.37531078848995914,62.408000000000001,0.30471723023873504,56.982999999999997,0.24050525120635821,49.027000000000001,0.28229916259059129,68.078000000000003,0.28739829661702432]
[null,"h4621",61.360999999999997,0.3904198904633574,60.688000000000002,0.31790435066246253,55.154000000000003,0.25569117229633836,47.872999999999998,0.28226074931496326,68.156000000000006,0.2841628205738212]
[null,"h4624",58.274999999999999,0.32730592019473181,56.926000000000002,0.25162703282024201,51.460999999999999,0.21129718989497587,46.273000000000003,0.21592102230530871,63.494,0.17635723461959366]
[null,"h4628",53.59,9.7922281144049383E-2,52.17,3.2773644398192012E-2,48.75,3.0939540164632417E-2,46.371000000000002,8.5456733847217595E-2,57.401000000000003,3.7017652376647475E-2]
[null,"h4632",42.68,5.4788805840431082E-2,41.290999999999997,2.8004721816656829E-2,41.566000000000003,1.6676128299744537E-2,41.106999999999999,6.2719242094482139E-2,45.161999999999999,2.6342078348357632E-2]
[null,"h4635",39.880000000000003,5.8995306796454025E-2,37.566000000000003,2.7694075983970674E-2,37.323999999999998,1.7172864036332672E-2,39.499000000000002,5.9083344002048392E-2,42.923999999999999,1.700639821135504E-2]
[null,"h4638",50.883000000000003,6.2732487397879372E-2,39.326999999999998,4.3832126992016406E-2,37.390999999999998,3.3919954584161228E-2,52.186999999999998,5.8532838304954551E-2,53.235999999999997,3.2787860048046048E-2]
[null,"h4642",63.951999999999998,0.16026420997740309,51.100999999999999,0.28756484731757326,49.362000000000002,0.16559750212886745,65.484999999999999,0.15717577774932787,65.501999999999995,0.16732868729633946]
[null,"h4645",61.875,0.24670606640013906,48.691000000000003,0.34626137740362212,50.209000000000003,0.23658813511212035,66.17,0.19285622839585201,65.11,0.19629902718645195]
[null,"h4646",60.387999999999998,0.24383799756648705,47.182000000000002,0.33823118262868501,48.744,0.23552370139086007,64.742999999999995,0.1859172961208552,63.667999999999999,0.1855005589515496]
[null,"h4649",58.539000000000001,0.16864244741873805,46.237000000000002,0.22528035786399925,48.41,0.15546409310246947,61.625,0.12134169760594034,61.222000000000001,0.1228860928097424]
[null,"h4653",51.395000000000003,4.3525117330088646E-2,41.915999999999997,4.841415302413718E-2,45.561,4.3201816633550952E-2,55.274000000000001,4.9711944693381131E-2,54.863999999999997,4.4311776038817398E-2]
[null,"h4657",39.084000000000003,6.0837823744133497E-2,33.994,5.2079773849833803E-2,41.533000000000001,6.408218867067772E-2,43.098999999999997,5.4223883080152038E-2,42.66,6.8055357397631619E-2]
[null,"h4660",37.515999999999998,6.2541282808969229E-2,32.305999999999997,4.0321829082662859E-2,40.871000000000002,6.1698263139970483E-2,43.392000000000003,5.156196009675066E-2,43.218000000000004,8.5877681076710899E-2]
[null,"h4664",47.286000000000001,0.13479923518164436,38.506,0.14782081948370662,63.738,0.14324838233624701,63.734999999999999,0.10253522568755678,62.124000000000002,0.15291054358681694]
[null,"h4667",53.118000000000002,0.31308882322266646,46.042000000000002,0.30333012332639558,69.787999999999997,0.28919287092746054,67.959000000000003,0.19398763741537517,66.713999999999999,0.28835544775764493]
[null,"h4670",47.68,0.41234138710238138,42.646000000000001,0.34172594824640429,67.661000000000001,0.32733567941877623,65.796999999999997,0.25773301424384748,65.001999999999995,0.32745993246777955]
[null,"h4671",46.204000000000001,0.41637406570484964,41.720999999999997,0.31917306079338947,66.585999999999999,0.31105971165853102,64.813000000000002,0.25315143526280093,63.366,0.32125362629000809]
[null,"h4674",45.762999999999998,0.27794194333391276,43.497,0.16675468298592774,63.46,0.16602338517425361,61.585000000000001,0.14790309576523886,61.652000000000001,0.25683644837589764]
[null,"h4678",41.274999999999999,8.8718929254302109E-2,42.994999999999997,4.7917119691839337E-2,55.337000000000003,4.7664320581223746E-2,52.982999999999997,4.3256248480272333E-2,52.902000000000001,0.20208541399153471]
[null,"h4682",32.158999999999999,6.9145330343640815E-2,35.183999999999997,3.8325956984237908E-2,44.454999999999998,3.9601713426569457E-2,42.805,4.766290582546627E-2,42.1,0.19929862101759391]
[null,"h4685",31.81,5.5987206897151101E-2,39.54,3.2611227579781042E-2,48.347999999999999,4.076480099855323E-2,46.652999999999999,3.6111750709954718E-2,46.021999999999998,0.19618402282453637]
[null,"h4689",41.640999999999998,0.18802037162573221,58.835999999999999,0.20748505318735927,67.203999999999994,0.21464639301012736,64.004999999999995,0.17381738173817382,63.664999999999999,0.29160722776985259]
[null,"h4692",46.448999999999998,0.28940918808989935,62.194000000000003,0.35336594456091314,70.022999999999996,0.31079969362571275,66.5,0.2593957070125617,66.123000000000005,0.33642415596766523]
[null,"h4695",42.463000000000001,0.28290834506613827,59.95,0.33187359267023836,66.742000000000004,0.27708433803296362,64.131,0.2393123033233556,61.161000000000001,0.32017356157869709]
[null,"h4696",42.137999999999998,0.2485442630929412,58.276000000000003,0.28884230142091777,65.180999999999997,0.24633343734929505,62.414000000000001,0.20132013201320131,59.83,0.29258202567760344]
[null,"h4699",44.725000000000001,8.7083485425248991E-2,56.508000000000003,8.4664958459507722E-2,62.552999999999997,7.8139627244617177E-2,60.91,5.7832527438790388E-2,58.106000000000002,0.12853067047075606]
[null,"h4704",37.494999999999997,6.5595995411408911E-2,42.552,2.0199040506761478E-2,47.987000000000002,1.69330478067874E-2,46.014000000000003,2.5394146304039279E-2,43.219000000000001,5.4344466896469747E-2]
[null,"h4707",34.844999999999999,8.3255118712413534E-2,39.738,1.5044481361300439E-2,45.042999999999999,1.1572334179512998E-2,42.905999999999999,2.6289206848491824E-2,39.415999999999997,6.7990015452276245E-2]
[null,"h4710",48.218000000000004,9.8220182848402685E-2,49.828000000000003,3.3116489931531309E-2,56.14,2.8391927729638507E-2,54.466999999999999,3.6416177580012019E-2,41.170999999999999,8.6711042434327826E-2]
[null,"h4714",61.533999999999999,0.31574373413981299,62.444000000000003,0.2860469810119704,69.563999999999993,0.22800051054415499,66.22,0.21596532279719208,53.206000000000003,0.26122667300606206]
[null,"h4717",61.381999999999998,0.40400458859109395,62.944000000000003,0.36715365865018862,69.917000000000002,0.27148185440982514,66.695999999999998,0.28351682074494611,51.680999999999997,0.27941281350291214]
[null,"h4720",57.869,0.35580700107762364,59.375999999999998,0.27194957226474559,65.846999999999994,0.21401727341057677,62.475000000000001,0.2247624892912399,49.179000000000002,0.22366575537858077]
[null,"h4721",57.875,0.28817742552229986,58.762,0.20712943843251719,65.158000000000001,0.16809666302667592,61.755000000000003,0.17503548275729794,49.534999999999997,0.18156424581005587]
[null,"h4724",54.03,0.12173671220495706,54.640999999999998,2.9079786986290736E-2,60.573,1.8790861259625886E-2,57.972999999999999,3.5354891505875431E-2,46.802,5.8516581481041247E-2]
[null,"h4729",39.424999999999997,0.11659831792590533,40.98,1.9560357675111772E-2,46.457999999999998,1.3781369629944704E-2,44.500999999999998,5.7278687267568913E-2,37.097999999999999,4.0211514467351911E-2]
[null,"h4732",39.494999999999997,0.10836171543754779,40.981999999999999,1.0385618479880775E-2,46.521000000000001,1.1527009783071033E-2,44.01,8.4307786680979949E-2,35.622,3.4103737151684389E-2]
[null,"h4735",55.831000000000003,0.10916104816848544,56.462000000000003,6.4937282662692497E-2,62.825000000000003,6.2087055153835245E-2,60.912999999999997,0.14053853723370266,38.57,5.324698473055671E-2]
[null,"h4739",65.617000000000004,0.26235490373253634,64.613,0.32465536512667659,71.108000000000004,0.28170991067630796,68.174000000000007,0.33168474996485581,49.813000000000002,0.22408650704057989]
[null,"h4742",61.79,0.32287829290331549,62.54,0.33353514654744165,68.694999999999993,0.29371898482915071,62.52,0.38020933174864857,46.554000000000002,0.26758956687065533]
[null,"h4745",59.07,0.25933134079377218,59.55,0.19754408842523596,65.221999999999994,0.1779242875372182,60.731999999999999,0.28102595560326649,45.679000000000002,0.20890024359812251]
[null,"h4749",52.752000000000002,8.7596441231667474E-2,53.064999999999998,3.4153005464480878E-2,58.829000000000001,2.1863037005529561E-2,53.359000000000002,8.8767907577093644E-2,46.241999999999997,5.4969995841007667E-2]
[null,"h4750",50.218000000000004,8.7961354000139019E-2,50.713000000000001,3.8437655240933927E-2,56.96,2.8526867999432864E-2,51.526000000000003,8.1611266597656204E-2,46.8,5.1250668409482503E-2]
[null,"h4754",38.854999999999997,8.0324564756576428E-2,40.03,3.450095447984728E-2,45.622999999999998,2.7694706257529587E-2,40.549999999999997,6.5206004471414877E-2,38.731000000000002,4.5915700437179241E-2]
[null,"h4757",43.37,6.6702574973068765E-2,43.527999999999999,2.7718715565005509E-2,48.999000000000002,2.2663170576146269E-2,39.54,8.1584158415841587E-2,43.591000000000001,4.7270005702337956E-2]
[null,"h4760",61.674999999999997,0.13437814921638808,60.457999999999998,0.13682429810811231,66.575999999999993,0.13488767628091561,49.317999999999998,0.15830086234429894,61.935000000000002,0.12710273712222012]
[null,"h4764",66.677999999999997,0.36671647496264376,64.156999999999996,0.35135722378284417,70.236000000000004,0.32832541988519592,55.41,0.33126796550622806,65.817999999999998,0.31339099030602546]
[null,"h4767",62.914000000000001,0.40219619835285125,61.337000000000003,0.32211754846119223,65.831999999999994,0.29188576288002266,50.241999999999997,0.31440434366017245,62.911999999999999,0.30596607108914653]
[null,"h4768",60.96,0.36730722451958159,59.807000000000002,0.28643707417006814,64.436999999999998,0.2467436751470484,49.420999999999999,0.28079207920792082,61.234999999999999,0.27457945257555599]
[null,"h4774",50.786000000000001,9.3182055113458659E-2,50.636000000000003,5.8168950692967888E-2,54.871000000000002,5.6523279710863863E-2,43.883000000000003,3.9016288725646761E-2,52.418999999999997,3.0174871697395932E-2]
[null,"h4775",45.731000000000002,9.8133926399555205E-2,46.134999999999998,6.6673909332174514E-2,51.143999999999998,6.725249805116576E-2,41.13,3.6307888853401471E-2,48.094000000000001,3.0566907432047138E-2]
[null,"h4779",39.533000000000001,7.4635163307852678E-2,40.082999999999998,5.6475261042930505E-2,43.451999999999998,6.0148244731359574E-2,35.531999999999996,4.2571943135226269E-2,42.435000000000002,2.6282660332541567E-2]
[null,"h4782",49.941000000000003,0.10856497567755385,50.012999999999998,7.6024389865483377E-2,45.311,6.7943139783727097E-2,35.773000000000003,5.9534301516138512E-2,53.155000000000001,3.3135391923990495E-2]
[null,"h4785",61.274000000000001,0.28161917998610148,60.622,0.2685212480412083,56.723999999999997,0.21810116356524328,43.978999999999999,0.13666960442451878,64.438999999999993,0.18241092636579573]
[null,"h4789",61.603999999999999,0.45486448922863099,60.973999999999997,0.42344033636913719,56.593000000000004,0.37398489207613489,47.970999999999997,0.23643841565441751,65.948999999999998,0.3066983372921615]
[null,"h4792",57.878,0.44230368311327312,56.765000000000001,0.33979799233550029,53.201000000000001,0.28277044742697599,44.960999999999999,0.22334623392216219,62.457999999999998,0.23179334916864608]
[null,"h4795",55.204999999999998,0.28469423210562889,54.121000000000002,0.14694428498285572,51.91,9.237659263878456E-2,45.84,0.12765196510454585,60.557000000000002,5.6923990498812353E-2]
[null,"h4797",51.155000000000001,0.1988012508686588,49.732999999999997,6.8530557150171437E-2,49.097000000000001,8.6849303419833046E-2,44.899000000000001,9.7559106410698551E-2,56.046999999999997,2.3171021377672209E-2]
[null,"h4800",39.984000000000002,0.17775886623363091,41.171999999999997,5.0144288950259103E-2,42.712000000000003,0.10738378684807257,40.414000000000001,0.12937420178799489,46.512,4.3268659906433304E-2]
[null,"h4804",38.814999999999998,0.12200840598839835,37.496000000000002,2.4839420361808421E-2,38.518000000000001,8.0328798185941047E-2,39.896000000000001,0.10842911877394636,44.734000000000002,4.9003775914887554E-2]
[null,"h4807",55.271000000000001,0.1302407169404981,42.771000000000001,6.0399664877276819E-2,41.244,0.11058673469387754,57.987000000000002,0.11417624521072797,60.274000000000001,0.10343394523736019]
[null,"h4811",64.296000000000006,0.28000277883913993,52.82,0.29602507214447515,52.415999999999997,0.2602324263038549,66.114000000000004,0.26856960408684549,68.462999999999994,0.32139210145099623]
[null,"h4814",60.073,0.25763312376254821,48.527999999999999,0.33200422006392155,49.093000000000004,0.24829931972789115,63.552,0.24646232439335888,66.069999999999993,0.35729891472131847]
[null,"h4817",57.448999999999998,0.15910590850672132,47.463000000000001,0.22279455115276012,49.491999999999997,0.13181689342403627,61.055,0.15601532567049808,63.063000000000002,0.25480301123275312]
[null,"h4820",52.918999999999997,4.8612317204487825E-2,44.463000000000001,4.291432649641605E-2,50.01,6.3888888888888884E-2,56.762999999999998,3.0038314176245209E-2,58.518000000000001,0.10279275214324729]
[null,"h4822",48.673000000000002,4.1960471013234218E-2,42.203000000000003,5.445744251714401E-2,50.137999999999998,7.7012471655328804E-2,52.707999999999998,3.3716475095785438E-2,55.152000000000001,0.12549573725331878]
[null,"h4825",38.335000000000001,3.9840914222199063E-2,35.040999999999997,5.5755507291343466E-2,43.116,6.6899013940836444E-2,43.076000000000001,7.2579409661934435E-2,45.094000000000001,9.7422564139093684E-2]
[null,"h4829",36.604999999999997,4.1473453863387695E-2,33.311,3.5417313062364258E-2,47.125,5.2660659639578375E-2,46.933,0.11034368297415995,46.619,7.340527834170317E-2]
[null,"h4832",46.027000000000001,0.12379513364247381,39.518999999999998,0.14567173440893577,66.337999999999994,0.103380369488836,63.631,0.20918445511183739,63.491,9.2293811067184289E-2]
[null,"h4836",50.679000000000002,0.27393667830285345,45.908000000000001,0.37348743406763885,70.091999999999999,0.19702765499263289,69.492999999999995,0.41836891022367478,67.608000000000004,0.22147427906590211]
[null,"h4839",46.301000000000002,0.25537088174508066,42.481000000000002,0.34152963077877752,67.52,0.18414938229627112,65.911000000000001,0.39611633132468593,64.260000000000005,0.19666156165782195]
[null,"h4842",46.209000000000003,0.13668177634206916,45.06,0.14300341296928329,64.975999999999999,0.12361158336166837,62.024000000000001,0.20664385660300275,61.832999999999998,0.10671842908192945]
[null,"h4845",42.188000000000002,4.6510012330884525E-2,44.716000000000001,2.6838349363946634E-2,59.576999999999998,8.4735917488382634E-2,56.255000000000003,3.3423552241854768E-2,56.475000000000001,3.28145219693462E-2]
[null,"h4847",38.463000000000001,4.9427742753434409E-2,42.003,3.4408935774123489E-2,51.762999999999998,8.6535192111526688E-2,49.665999999999997,2.388673271371668E-2,49.573999999999998,3.642364450143059E-2]
[null,"h4850",32.17,4.1542923635353168E-2,36.768999999999998,2.1308272075928166E-2,45.646000000000001,7.1415421652623379E-2,43.371000000000002,2.7226079852956192E-2,43.122999999999998,2.8929593181305571E-2]
[null,"h4854",32.406999999999996,3.8868337414682437E-2,48.531999999999996,2.6456995750752148E-2,56.796999999999997,7.4276003681937264E-2,54.494999999999997,5.1414275502910244E-2,53.585000000000001,3.7797219815050034E-2]
[null,"h4857",41.87,0.19863144549228018,61,0.21652554201172419,68.28,0.15462720385187284,65.459000000000003,0.17623557643214541,64.448999999999998,0.17147639454409477]
[null,"h4861",43.581000000000003,0.29283245627746229,63.237000000000002,0.3624267237368568,69.58,0.3084613750619557,67.143000000000001,0.30357142857142855,65.804000000000002,0.27552558791058773]
[null,"h4864",41.478999999999999,0.24369996005488112,59.923000000000002,0.27249464966967524,65.850999999999999,0.27024003398711322,63.25,0.22362912284284694,61.220999999999997,0.19049371431284798]
[null,"h4866",43.521000000000001,0.12513242675280919,58.804000000000002,0.13730963679786606,64.111999999999995,0.19655880478651844,60.953000000000003,0.1400745430409476,59.652000000000001,0.11079191348425314]
[null,"h4869",43.261000000000003,1.073307976866566E-2,53.218000000000004,3.1295555348779501E-2,58.871000000000002,0.10078595199320257,55.564,6.7305728581639954E-2,53.26,5.3823051080853286E-2]
[null,"h4872",37.311999999999998,2.8323348094121733E-2,42.923000000000002,4.3456690593944282E-2,48.534999999999997,9.5476035444328061E-2,45.384,5.3472523545777077E-2,43.969000000000001,4.8243687603129193E-2]
[null,"h4876",36.930999999999997,5.5431101849439959E-2,41.19,2.6108122354692176E-2,46.122,7.0761260368598367E-2,43.86,4.6989458638556372E-2,40.520000000000003,3.2122888448343406E-2]
[null,"h4879",54.817,0.10978553442736824,56.183999999999997,7.7580192555154179E-2,62.231000000000002,9.6834923421000488E-2,59.540999999999997,7.057352152939074E-2,46.051000000000002,5.5449376179679245E-2]
[null,"h4882",62.645000000000003,0.34557610488842583,63.468000000000004,0.27379420474101179,68.971999999999994,0.29393030037086315,64.784999999999997,0.19127593864059828,54.204999999999998,0.16368902764752669]
[null,"h4886",62.023000000000003,0.41094034904923155,62.908000000000001,0.32221205872777164,68.180999999999997,0.38003567080938766,63.991,0.24117511932412772,50.795999999999999,0.1964529493465022]
[null,"h4889",58.395000000000003,0.23530433272553616,58.917999999999999,0.17402830963861027,64.406000000000006,0.28740480706621746,61.113,0.17181398198014242,50.087000000000003,0.11957644321513788]
[null,"h4891",57.02,7.3491360597377792E-2,56.948999999999998,8.5006434008775056E-2,62.604999999999997,0.17702346912776379,59.286999999999999,7.0624569284565716E-2,48.753999999999998,4.8694785075796249E-2]
[null,"h4894",50.368000000000002,4.8832161153078056E-2,49.585999999999999,6.5766422226012006E-2,56.439,0.10440789287433118,52.656999999999996,1.8913193292324972E-2,44.676000000000002,2.4691651135459822E-2]
[null,"h4897",39.969000000000001,5.4012292093475467E-2,40.454000000000001,6.2807099124234669E-2,46.631,8.1999915113959515E-2,43.289000000000001,2.2018395438135451E-2,37.246000000000002,1.4993055473118152E-2]
[null,"h4901",42.969000000000001,3.5192194173408797E-2,43.347000000000001,4.9926373711539955E-2,48.939,6.2561011841602648E-2,46.143000000000001,2.7567643419357309E-2,35.381999999999998,1.060079060767578E-2]
[null,"h4904",60.496000000000002,0.14858154797041564,59.963999999999999,0.11584902735797876,65.462999999999994,0.14259440035086229,61.692,0.11051295462373548,41.412999999999997,7.6591602464416722E-2]
[null,"h4907",65.363,0.36419667349560747,64.603999999999999,0.25263892118112069,70.165000000000006,0.31223915227140897,65.558999999999997,0.26123563255048537,48.137,0.20849012927503888]
[null,"h4911",61.835000000000001,0.3447515538733984,60.686,0.19490041075718825,66.885999999999996,0.28151040561379681,61.156999999999996,0.24107974333133475,45.186,0.21272807132088462]
[null,"h4912",60.052,0.29360394458140909,59.71,0.1663644113771991,65.308999999999997,0.24297214323104566,60.103999999999999,0.21076936815114367,45.232999999999997,0.18145989387338407]
[null,"h4918",51.164000000000001,6.4273065036980451E-2,50.633000000000003,2.4211423699914747E-2,55.753,5.3732863630575951E-2,52.064,0.15539170036612279,46.78,1.2915632901625137E-2]
[null,"h4919",46.2,6.7571790687176642E-2,45.994999999999997,1.7747810586685266E-2,51.171999999999997,4.668732226985272E-2,47.978000000000002,0.16849302835857072,43.878,1.3402343332660644E-2]
[null,"h4922",39.912999999999997,4.2005137818510035E-2,40.688000000000002,1.4877262583684603E-2,45.088000000000001,4.3586444799457114E-2,41.256,0.16239523402518211,38.552999999999997,1.1608033043725966E-2]
[null,"h4926",50.558999999999997,3.3066027910851906E-2,50.93,1.7341309199107365E-2,55.875,4.5367791554154352E-2,42.143999999999998,0.1583257855056194,51.466000000000001,2.4664102929307315E-2]
[null,"h4929",62.825000000000003,0.1755537040894258,62.262999999999998,0.16834552442350609,67.070999999999998,0.15227687218130151,53.337000000000003,0.29083162178366861,63.329000000000001,0.15215069078478849]
[null,"h4932",65.739000000000004,0.28688467680344371,65.195999999999998,0.2985990577733697,69.363,0.24936027031230118,55.581000000000003,0.44453941241755857,67.122,0.25384560603902578]
[null,"h4936",60.594000000000001,0.20471429563285426,60.545999999999999,0.20587961815026035,63.2,0.19871912685733675,52.39,0.45419637959407572,62.692999999999998,0.17669610216968143]
[null,"h4937",59.965000000000003,0.16017496354926056,60.335000000000001,0.15704810314902057,62.822000000000003,0.15609404379850988,51.884,0.41319572899258822,61.783000000000001,0.14315387171817881]
[null,"h4941",54.084000000000003,3.054919114073457E-2,54.378999999999998,1.294011901810067E-2,55.587000000000003,2.0739965786832171E-2,46.360999999999997,0.32413986656291061,55.624000000000002,2.661064425770308E-2]
[null,"h4944",43.508000000000003,3.1549901948874581E-2,43.889000000000003,8.519734803891196E-3,46.433999999999997,2.5500756258569752E-2,40.4,0.30204492977331004,45.347000000000001,2.4827618945894303E-2]
[null,"h4947",40.636000000000003,2.5267688249483711E-2,41.22,8.2099262655678795E-3,42.44,1.8856989384108677E-2,37.631,0.27637806324867009,42.3,2.8969511399105162E-2]
[null,"h4951",56.546999999999997,7.1325685924023399E-2,56.656999999999996,6.1651899126339921E-2,48.09,5.162348218198267E-2,39.292000000000002,0.23657656048680301,58.838999999999999,5.6550480056016428E-2]
[null,"h4954",65.028000000000006,0.267618832757753,64.09,0.24271949934940207,57.536000000000001,0.17976336881387558,47.404000000000003,0.38602354922246745,65.841999999999999,0.18735832710269282]
[null,"h4957",65.448999999999998,0.33779914270343442,63.314,0.29249024103104282,55.616,0.25136055864184442,46.83,0.38914898774062689,65.861999999999995,0.22595269460367193]
[null,"h4962",59.536999999999999,0.12639050379188865,58.137,9.5312596815168224E-2,52.002000000000002,8.3937633405425274E-2,46.301000000000002,9.4464784599880086E-2,61.093000000000004,8.7086552497596753E-2]
[null,"h4965",54.655999999999999,2.9935963070301788E-2,51.691000000000003,2.2430138174608091E-2,48.343000000000004,1.4291166617191807E-2,45.877000000000002,3.635714194593629E-2,55.689,1.3980370515422318E-2]
[null,"h4966",52.142000000000003,3.5749613869461849E-2,49.24,3.2266559266373382E-2,47.402000000000001,1.6213618308525225E-2,45.21,5.0185612777302935E-2,52.966999999999999,1.5119687637222439E-2]
[null,"h4969",42.517000000000003,2.945513209707357E-2,40.170999999999999,1.9515821755494635E-2,39.802999999999997,1.6792231472712624E-2,38.79,9.6702203631911857E-2,43.633000000000003,1.9863777677575526E-2]
[null,"h4972",42.186999999999998,2.876125383801412E-2,38.768999999999998,1.2050245496646687E-2,37.953000000000003,1.2580038729557437E-2,39.351999999999997,0.10543766578249338,43.210999999999999,2.1643686071623515E-2]
[null,"h4976",61.908999999999999,0.13787361007511231,47.62,0.1287424685965646,43.914999999999999,8.2434590866043794E-2,61.122999999999998,0.17626504794939807,62.283000000000001,9.4287680660701992E-2]
[null,"h4979",67.510000000000005,0.32699012958176488,53.972999999999999,0.31558322878428824,51.542000000000002,0.22074434251629044,66.012,0.29097378086104875,66.677999999999997,0.23478178323088972]
[null,"h4983",61.917000000000002,0.31007684701719085,49.323,0.30015643634899247,47.718000000000004,0.22864573762845067,62.688000000000002,0.34147367884105284,63.311,0.24838028336141632]
[null,"h4987",56.863999999999997,7.5528648498620912E-2,48.228000000000002,6.5966575283056855E-2,49.238,5.8009526905734521E-2,58.814,0.21430575392776985,59.405999999999999,8.3643828464295036E-2]
[null,"h4990",49.570999999999998,7.3932728502784192E-2,43.042999999999999,5.9554233849108622E-2,48.893000000000001,1.3187838353569762E-2,52.384,0.17718322791267088,52.506999999999998,4.512661081709661E-2]
[null,"h4991",45.631,8.1201103266431901E-2,40.020000000000003,6.7376051298731476E-2,45.668999999999997,1.4615460726249876E-2,47.662999999999997,0.1869771475209141,48.262999999999998,4.6087761349882524E-2]
[null,"h4994",38.682000000000002,5.2107545533391156E-2,34.436,7.3353571649835816E-2,40.817999999999998,1.2006328041132268E-2,42.302999999999997,0.20788923453516242,42.372999999999998,3.4929109568725157E-2]
[null,"h4997",37.991,4.5585429314830873E-2,32.984999999999999,9.8615327427049135E-2,46.073,1.2952709192609753E-2,46.043999999999997,0.2053393849762864,46.491,2.4915465385299877E-2]
[null,"h5001",50.860999999999997,0.18567215958369471,42.929000000000002,0.22534229601635586,66.569999999999993,0.13859540087010566,64.09,0.36675761130093326,63.036999999999999,0.13206383104941569]
[null,"h5004",52.56,0.25392888117953166,46.796999999999997,0.33216653243293476,69.575000000000003,0.26642748177863157,66.242999999999995,0.45059666479677701,66.224999999999994,0.21348994483004094]
[null,"h5008",46.927,0.17379011274934952,44.954999999999998,0.22953968155628524,64.884,0.19659302785468105,62.524000000000001,0.41503901269825078,60.939,0.16870142967313281]
[null,"h5012",44.814,2.3972246313963573E-2,44.189,5.5588253515891209E-2,59.811,4.010113565738177E-2,56.527999999999999,0.19021877709215157,56.686,2.6291748235154535E-2]
[null,"h5015",39.377000000000002,2.0624457935819601E-2,40.332000000000001,3.6428969704479279E-2,50.741,4.8180688174473137E-2,47.295999999999999,0.1704319445152736,48.280999999999999,3.7100314409444148E-2]
[null,"h5016",36.761000000000003,2.355471527934366E-2,38.212000000000003,4.0621710322620595E-2,47.523000000000003,4.5282060686425256E-2,44.831000000000003,0.1738753553354494,45.231000000000002,4.275500646186315E-2]
[null,"h5019",32.869999999999997,2.2843564081660973E-2,36.908999999999999,2.300452040374017E-2,44.734999999999999,3.3982705356261196E-2,42.228999999999999,0.17588945402628525,42.401000000000003,4.6430561648545782E-2]
[null,"h5022",33.293999999999997,2.6225868558444488E-2,49.204999999999998,2.6332899869960989E-2,55.76,3.8623763912595747E-2,53.097000000000001,0.17186125664461355,52.728000000000002,5.4101801022041478E-2]
[null,"h5026",43.279000000000003,0.18505541775796577,63.04,0.15078333023716639,69.400000000000006,0.14373174963675606,65.584999999999994,0.35081010108735833,64.679000000000002,0.20873596471467021]
[null,"h5029",43.442,0.29086083985221933,62.750999999999998,0.18222490556690818,69.34,0.19098872885779175,65.623999999999995,0.35588359019465371,62.816000000000003,0.29246748319322752]
[null,"h5033",41.447000000000003,0.20668482125821727,58.780999999999999,0.10296303176667286,64.953999999999994,0.14038849468887979,62.597000000000001,0.36597957856897012,58.753,0.21926465183007079]
[null,"h5037",42.744,3.4291363849235944E-2,52.155000000000001,5.9802464548888476E-2,58.768000000000001,3.5689599232603085E-2,56.613,0.23219498514920903,51.698999999999998,4.6703264130138367E-2]
[null,"h5040",36.244,3.9422360140769379E-2,40.75,6.1294563452169208E-2,47.637,3.1630684298731108E-2,46.22,0.25668701336765509,43.348999999999997,6.1622658943103877E-2]
[null,"h5041",34.844000000000001,3.9179654317563234E-2,39.503999999999998,7.0141520377387676E-2,45.889000000000003,2.813807089441886E-2,44.145000000000003,0.25546366266104265,41.451999999999998,6.3873390430837396E-2]
[null,"h5044",35.622999999999998,3.4429554634814417E-2,39.609000000000002,8.8593302915474445E-2,46.072000000000003,2.8814060585576069E-2,44.066000000000003,0.24783046398124195,39.85,7.0210976462087016E-2]
[null,"h5048",57.432000000000002,0.13955584834353277,57.637,0.16142603046941459,66.317999999999998,6.5937161124959509E-2,63.161999999999999,0.33294254074649882,48.665999999999997,0.15002902259023657]
[null,"h5051",62.375,0.33593953157776119,61.832999999999998,0.34602118938983839,71.113,0.14753475009506106,69.099999999999994,0.45614415149159582,54.512999999999998,0.27756257625833658]
[null,"h5054",60.033000000000001,0.38692509058128044,58.57,0.38201221869924984,67.602000000000004,0.19783964961201009,66.555999999999997,0.44675238617103974,50.438000000000002,0.29453783005792672]
[null,"h5058",55.435000000000002,0.15956174262781062,55.627000000000002,0.1834351558270822,63.317999999999998,0.11091864182404551,60.935000000000002,0.27717813770341393,49.569000000000003,0.13214163024035444]
[null,"h5062",49.093000000000004,4.0982611861380303E-2,49.076000000000001,5.5571881525017401E-2,55.082000000000001,5.0178151449857059E-2,51.731999999999999,0.14029029092808992,43.98,1.2746247793690844E-2]
[null,"h5065",39.484999999999999,3.4808372028553608E-2,40.052,8.3832335329341312E-2,45.448999999999998,5.0169243950055481E-2,42.237000000000002,0.12709954284404487,37.167000000000002,6.8098915154673366E-3]
[null,"h5066",38.430999999999997,3.8100353454847878E-2,39.215000000000003,0.10082412494598432,44.33,4.3371395665669464E-2,41.055,0.12278266627615275,36.244999999999997,6.5256525652565255E-3]
[null,"h5069",42.478999999999999,4.7023355741908655E-2,41.991999999999997,0.12210630285820112,48.216000000000001,4.4972541749181867E-2,45.015000000000001,0.11225152491436284,35.341000000000001,1.0694490501681747E-2]
[null,"h5073",60.649000000000001,0.19081363919883568,57.723999999999997,0.25754676214581146,65.861999999999995,0.16915967920897765,61.781999999999996,0.25879611353767396,43.875999999999998,9.1951300393197211E-2]
[null,"h5076",63.734999999999999,0.32114145124402244,60.485999999999997,0.34872522995246619,68.200999999999993,0.27083245551201562,64.067999999999998,0.33340549351195098,48.131999999999998,0.14057984745843005]
[null,"h5079",60.78,0.24156213181786679,57.997999999999998,0.33397123279214769,64.834000000000003,0.24918889310243122,58.953000000000003,0.30351844541506962,44.796999999999997,0.14422758065280211]
[null,"h5084",54.582000000000001,1.2908032434680158E-2,53.021000000000001,4.5944194086054692E-2,58.274999999999999,1.5224932934451327E-2,52.384,3.3032382941333774E-2,45.661000000000001,6.9614856222464355E-2]
[null,"h5087",45.008000000000003,7.7794718968743504E-3,44.595999999999997,2.5217606025063274E-2,50.192,1.0393404401747216E-2,44.863999999999997,5.1114874759642936E-2,42.08,7.3890283765218626E-2]
[null,"h5088",41.945,1.0825322594613319E-2,43.078000000000003,2.5574974162797512E-2,47.006,1.6374334704882809E-2,42.261000000000003,5.1469464676819641E-2,39.659999999999997,7.3922821969696975E-2]
[null,"h5091",39.319000000000003,1.7666926474408939E-2,40.942,2.4618612040907619E-2,43.655000000000001,2.2117990703422321E-2,38.222999999999999,5.6639331737380942E-2,37.914000000000001,8.8375946969696972E-2]
[null,"h5094",49.292000000000002,3.0639993071793541E-2,50.548999999999999,3.557050085609835E-2,53.607999999999997,3.4110856773722421E-2,40.238,7.1741455712321087E-2,49.198,9.474431818181818E-2]
[null,"h5098",63.4,0.28313847752663029,63.752000000000002,0.27183822054944545,67.085999999999999,0.25625974244828603,52.328000000000003,0.20944328426628636,62.591000000000001,0.28103693181818185]
[null,"h5101",63.863,0.36939464796050925,64.584999999999994,0.36201391352635393,65.269000000000005,0.28333497170301508,49.823,0.26387969235470893,62.966999999999999,0.31482007575757576]
[null,"h5104",59.779000000000003,0.29217978695765134,60.893000000000001,0.27196162211356029,61.335000000000001,0.20848488252889383,47.345999999999997,0.16793154382926706,58.921999999999997,0.24728929924242424]
[null,"h5109",52.216000000000001,7.7024335325192692E-2,54.41,1.7831526014592234E-2,54.174999999999997,3.6385850103217293E-2,44.978000000000002,4.0085570213416188E-2,53.164000000000001,3.2339015151515153E-2]
[null,"h5112",40.634,0.12182240077578445,44.523000000000003,6.9526056848501674E-2,45.109000000000002,5.8756617843250154E-2,37.65,3.992412379533794E-2,43.878,3.4086067319982954E-2]
[null,"h5113",38.628999999999998,0.1237099120315855,43.015000000000001,7.3659371674455187E-2,42.893999999999998,5.3307868387422935E-2,36.078000000000003,3.3304052247641602E-2,42.418999999999997,3.3151067556691755E-2]
[null,"h5116",38.255000000000003,8.521507238345917E-2,42.906999999999996,6.5238513857400635E-2,40.658000000000001,4.5977334325717253E-2,33.982999999999997,1.5926364434938702E-2,42.631999999999998,3.2050371632817307E-2]
[null,"h5119",54.101999999999997,0.10242778970700284,57.112000000000002,9.0701583923256071E-2,46.237000000000002,8.8106840427474062E-2,36.664000000000001,6.0637309195533999E-2,57.847000000000001,5.68692894001799E-2]
[null,"h5123",64.676000000000002,0.31403684976103069,66.269000000000005,0.33464427273708724,56.826999999999998,0.27773174739148143,46.72,0.25484729277266421,65.480999999999995,0.14788382332055106]
[null,"h5125",63.667999999999999,0.33582115397935858,64.108000000000004,0.38769876154783389,54.131,0.28296984931679986,45.204000000000001,0.30001655017886925,64.456000000000003,0.15971926336221182]
[null,"h5130",57.7,0.14270624090877607,58.713999999999999,0.14003917395394747,51.526000000000003,0.1045373478071592,45.354999999999997,9.5405415727762288E-2,59.935000000000002,7.96051697202102E-2]
[null,"h5134",50.453000000000003,2.0502874558426264E-2,50.695,0.10012492481376949,46.097000000000001,3.2664410397562106E-2,45.731000000000002,6.1133814561611224E-2,51.622,6.1343085735927665E-2]
[null,"h5137",40.228999999999999,2.0635690049165569E-2,41.631,9.9225810431510436E-2,38.642000000000003,3.9320872361639683E-2,38.348999999999997,7.7768869545298366E-2,42.667999999999999,7.9663925211525946E-2]
[null,"h5138",39.164999999999999,2.1743646561872446E-2,40.118000000000002,8.662595231485766E-2,37.524999999999999,3.906809532502914E-2,37.691000000000003,8.1090367655480472E-2,41.865000000000002,8.2989172238329093E-2]
[null,"h5141",43.113999999999997,2.7577730074094593E-2,39.518999999999998,8.4713611548070694E-2,36.677999999999997,1.8944234577089974E-2,41.933999999999997,8.7784268061441351E-2,45.869,9.791136619134963E-2]
[null,"h5144",58.415999999999997,0.10144726819472336,49.017000000000003,0.16162363899941395,42.433,8.5958235616284462E-2,59.075000000000003,0.17379961567339874,61.604999999999997,0.17323235311520027]
[null,"h5148",63.56,0.27794127830482651,53.996000000000002,0.33233089664106596,49.401000000000003,0.22658652698394866,64.412999999999997,0.35687651917178892,66.593999999999994,0.31331873853618131]
[null,"h5150",59.936999999999998,0.27811439650993697,51.286000000000001,0.34221646463711791,46.825000000000003,0.24446348073979413,62.832000000000001,0.35729647870296133,65.126000000000005,0.31008816046387788]
[null,"h5156",51.52,1.9025690741638391E-2,45.463999999999999,5.315998889608587E-2,46.944000000000003,2.9265963572020392E-2,55.073999999999998,5.8527087389760625E-2,57.417000000000002,0.14515117448671677]
[null,"h5159",43.899000000000001,9.8158022297624818E-3,40.941000000000003,3.6827981863606925E-2,43.521999999999998,3.2088640480838093E-2,47.125999999999998,9.3409180569872352E-2,48.387999999999998,0.13141234246494291]
[null,"h5162",37.808,1.7433003254622256E-2,35.887999999999998,2.0388020110422258E-2,38.631999999999998,1.5839359685459523E-2,41.01,7.9595471314082178E-2,42.473999999999997,0.13343823202328278]
[null,"h5163",37.408000000000001,1.916418530572675E-2,35.479999999999997,2.3318219672434533E-2,38.753,1.2834374780593976E-2,41.284999999999997,8.1745325022261797E-2,42.841000000000001,0.12987719754868324]
[null,"h5166",38.933,2.6816009971608615E-2,35.435000000000002,2.5569846704296597E-2,50.749000000000002,1.6092115425121113E-2,51.383000000000003,0.10974430734003307,52.283999999999999,0.1360646428317914]
[null,"h5169",49.198999999999998,0.14675230247212798,43.698,0.1718176490546251,63.728999999999999,0.1289194692129467,62.460999999999999,0.2025187635160921,63.024000000000001,0.25828739086198327]
[null,"h5173",49.731000000000002,0.29523578699536041,46.558999999999997,0.26751179790876284,65.668000000000006,0.23419223478199819,65.573999999999998,0.28654115252512402,65.988,0.35764143577124197]
[null,"h5175",47.329000000000001,0.27671213904854236,44.027000000000001,0.21748249591314273,63.613,0.21044723723934564,62.091000000000001,0.24317516855361912,63.941000000000003,0.29949364692520647]
[null,"h5181",44.045000000000002,1.5251713870230594E-2,45.517000000000003,1.5237037722463835E-2,55.814,1.164080600996981E-2,55.131,0.10970614425645592,55.143999999999998,7.5917469181080374E-2]
[null,"h5184",36.335000000000001,2.4115365971885603E-2,39.121000000000002,2.9280251634390034E-2,44.853000000000002,1.2567400584138395E-2,44.481000000000002,6.931763269666065E-2,45.182000000000002,6.1619614197348349E-2]
[null,"h5187",32.920999999999999,1.7069455023890311E-2,37.670999999999999,4.084433205871469E-2,42.058,1.3620534711300831E-2,41.234000000000002,4.908568376611816E-2,42.131999999999998,4.9650506794715617E-2]
[null,"h5188",33.018000000000001,1.6515476767536875E-2,38.953000000000003,4.1491920562476872E-2,43.063000000000002,1.376095259492249E-2,42.393999999999998,4.8831353798418069E-2,43.037999999999997,4.9343000082790266E-2]
[null,"h5191",35.167000000000002,4.4283636867252958E-2,54.750999999999998,7.2036511656593069E-2,58.817,3.692990339249607E-2,56.798000000000002,8.2059564078435357E-2,57.744999999999997,6.5475275277643075E-2]
[null,"h5194",44.523000000000003,0.18276088913510144,62.747,0.2737757493524115,65.986999999999995,0.17091664794428219,62.771999999999998,0.25186296701340322,63.204000000000001,0.14393679554351813]
[null,"h5200",42.773000000000003,0.19339034692888304,60.365000000000002,0.27678241026273592,62.052,0.19370647045607728,59.302,0.23667946794170758,58.581000000000003,0.21592884767773296]
[null,"h5202",43.906999999999996,8.4827920504120219E-2,58.921999999999997,0.13326446280991736,60.323,0.10232251179510223,58.408000000000001,0.10090541468501234,57.622,0.14837198850397984]
[null,"h5206",43.454000000000001,2.179558202340558E-2,51.677999999999997,7.8728259528802275E-2,52.673000000000002,1.3255448213884521E-2,51.588999999999999,5.4591927566825196E-2,48.764000000000003,7.2559756833153952E-2]
[null,"h5209",35.497999999999998,4.0397396842979785E-2,42.723999999999997,9.5497995683009554E-2,42.948999999999998,1.7157860743320087E-2,42.996000000000002,8.84043229497775E-2,40.384,7.1211458173173592E-2]
[null,"h5212",35.744999999999997,3.953198559955691E-2,42.668999999999997,8.1961147086031458E-2,42.923000000000002,1.9755409219190969E-2,42.835999999999999,9.8486967577876672E-2,38.893999999999998,6.2518479970668589E-2]
[null,"h5213",39.561999999999998,4.4291747438382718E-2,45.811,8.2809127351218009E-2,46.082999999999998,2.031704132208197E-2,45.631999999999998,9.4672600127145581E-2,39.381,6.0886328961218671E-2]
[null,"h5216",56.814999999999998,0.13749653835502632,60.366999999999997,0.16674375578168363,61.792000000000002,0.1133654399685486,60.311999999999998,0.14817546090273362,47.978000000000002,0.13271280055824294]
[null,"h5220",61.152999999999999,0.33134865688175019,65.233999999999995,0.36734505087881592,66.207999999999998,0.29315791690653037,65.033000000000001,0.31520661157024793,52.631999999999998,0.27959456422750767]
[null,"h5225",56.555,0.17978053170866795,59.732999999999997,0.15413197656490904,60.932000000000002,0.14147512671824322,61.034999999999997,0.1771519389701208,48.435000000000002,0.22653782923915744]
[null,"h5227",55.716999999999999,9.6649127665466628E-2,57.752000000000002,7.059821153253161E-2,59.237000000000002,3.9272124794653265E-2,59.377000000000002,5.1176096630642084E-2,48.085999999999999,0.12051897671228017]
[null,"h5231",42.793999999999997,9.1733591802824699E-2,45.823,3.3687943262411348E-2,48.23,2.8727482062874714E-2,48.466000000000001,6.3115066751430388E-2,40.500999999999998,7.1731854147201096E-2]
[null,"h5234",35.499000000000002,0.11363518399972318,41.219000000000001,2.6593284617519194E-2,42.1,2.9901451554033186E-2,42.027999999999999,5.3789140467079416E-2,35.183,6.7923501791817956E-2]
[null,"h5237",39.808999999999997,0.11455215488157235,44.835999999999999,2.2939598557025251E-2,46.344000000000001,1.9162197826880421E-2,45.552999999999997,3.5393279853545047E-2,35.061,8.5013778666130496E-2]
[null,"h5238",46.33,0.1228394954930016,50.890999999999998,3.9604723584003944E-2,53.027000000000001,2.26577196282674E-2,51.386000000000003,4.1165028795179193E-2,35.383000000000003,0.10147721493536445]
[null,"h5241",57.314999999999998,0.29993598505164448,61.271999999999998,0.13022230444300559,64.046999999999997,0.11254457141252773,62.418999999999997,0.16783839102963424,43.640999999999998,0.25824650211115185]
[null,"h5246",56.963999999999999,0.36365681067146488,63.792999999999999,0.27895970153855643,64.721999999999994,0.20834152230676362,62.689,0.30341092564105826,44.189,0.41561897552956206]
[null,"h5249",54.274999999999999,0.26109448260350526,59.149000000000001,0.1452378750038541,61.505000000000003,0.12742510598871326,59.7,0.17634345720133743,44.619,0.26709323366961951]
[null,"h5252",51.853000000000002,9.7095105451651412E-2,55.491,6.5519686738815405E-2,56.886000000000003,1.1455203975629616E-2,54.12,3.8673260529627884E-2,46.325000000000003,9.1353147804283802E-2]
[null,"h5256",39.597000000000001,7.8748875510345304E-2,43.247,4.7678505364409915E-2,45.26,3.0880226829302529E-3,43.548999999999999,6.0048303038006866E-2,39.844000000000001,0.13250546981254804]
[null,"h5259",36.915999999999997,7.2486333125735242E-2,41.095999999999997,5.0961894191638921E-2,42.441000000000003,7.2708897716266862E-3,40.401000000000003,7.5085801449091147E-2,37.594999999999999,0.14828218319437053]
[null,"h5260",38.023000000000003,6.4147809840149464E-2,42.072000000000003,5.419903810580836E-2,43.268999999999998,9.3763597827154956E-3,40.411999999999999,7.2314732426592088E-2,38.738999999999997,0.16237951629117142]
[null,"h5263",53.319000000000003,8.6689502456577403E-2,56.362000000000002,6.0688740905167099E-2,58.31,5.4854512022233765E-2,47.072000000000003,0.10118215329858904,56.488999999999997,0.21956123233398381]
[null,"h5266",60.207999999999998,0.28735035637672135,62.906999999999996,0.17028918485633246,65.936999999999998,0.24385553668430582,55.77,0.23353247743739672,64.209000000000003,0.39813139376737033]
[null,"h5271",57.856999999999999,0.29895854958134382,60.191000000000003,0.22710876803551611,61.780999999999999,0.24427663068652358,52.072000000000003,0.26616245074361256,63.088999999999999,0.44178345455620605]
[null,"h5274",56.113999999999997,0.13462736142827486,57.566000000000003,0.12563201381181405,59.692999999999998,8.9075417935797208E-2,50.871000000000002,0.1844667598830558,59.279000000000003,0.26504641949027258]
[null,"h5277",52.683,2.6451456646598853E-2,53.323,3.8799482056973734E-2,54.652999999999999,5.5205423690748566E-2,47.343000000000004,7.8174653616372186E-2,54.207999999999998,0.12233457512861451]
[null,"h5281",39.008000000000003,2.2622321382244591E-2,40.817,2.651252408477842E-2,42.844999999999999,0.11777503298430789,37.354999999999997,4.3765094699377144E-2,42.206000000000003,7.6975839354770037E-2]
[null,"h5284",39.070999999999998,2.0304744115256231E-2,40.923999999999999,1.9499036608863197E-2,41.085000000000001,0.13881481065603682,35.805999999999997,4.5010804626922585E-2,42.057000000000002,6.2240565758819283E-2]
[null,"h5285",42.304000000000002,1.897300195437486E-2,43.972000000000001,1.9267822736030827E-2,41.834000000000003,0.1546472784437021,35.707000000000001,4.5252319816956911E-2,45.42,6.201587057557445E-2]
[null,"h5288",58.07,0.11119182275722514,58.927,7.20616570327553E-2,50.87,0.23067961710131096,41.856999999999999,0.11567306470064828,60.695999999999998,9.6713537293487389E-2]
[null,"h5291",63.271000000000001,0.27153703799788997,62.363,0.16126396917148361,57.095999999999997,0.41602335569716192,48.616,0.2564509978390746,64.340999999999994,0.22969760758760155]
[null,"h5296",57.213999999999999,0.23727494422248741,56.468000000000004,0.12729094412331407,50.250999999999998,0.34863711646969653,45.253999999999998,0.20758866149739419,60.601999999999997,0.26505753379297298]
[null,"h5299",55.415999999999997,7.2398346564278182E-2,54.622,3.4003853564547208E-2,49.607999999999997,8.9885747971815963E-2,47.426000000000002,6.2793949408923355E-2,58.02,0.13740701758535462]
[null,"h5302",48.868000000000002,4.0955395285286841E-2,48.581000000000003,8.354527938342968E-3,45.673999999999999,1.6829014962243493E-2,46.698999999999998,7.4361255878988175E-2,50.509,9.187667782258542E-2]
[null,"h5306",37.893000000000001,3.017882466881118E-2,38.893000000000001,1.960693641618497E-2,36.563000000000002,3.1130261477354069E-2,38.909999999999997,4.7330359298941298E-2,41.314,7.9409365505337698E-2]
[null,"h5309",42.031999999999996,2.5855210819411296E-2,39.173999999999999,2.6558766859344895E-2,36.25,6.8857106766410756E-2,43.14,4.5106188279254202E-2,45.716000000000001,7.7340489673354065E-2]
[null,"h5310",47.969000000000001,2.9971291204039983E-2,40.377000000000002,3.2123314065510597E-2,36.524000000000001,9.2689020196774691E-2,49.972000000000001,4.7546421626568039E-2,52.412999999999997,7.8841902419993615E-2]
[null,"h5313",59.235999999999997,0.17391304347826086,50.526000000000003,0.16220423892100191,45.198,0.20397479262866847,62.021000000000001,0.13768254089297288,61.674999999999997,0.15510657666071617]
[null,"h5317",60.192,0.28217633426723393,51.039000000000001,0.33741811175337189,48.206000000000003,0.34943648331906413,64.346000000000004,0.26246488987176064,63.597000000000001,0.2805040963741473]
[null,"h5321",54.863999999999997,0.19170903808239079,48.703000000000003,0.25023506743737955,46.726999999999997,0.21329422167328665,59.988,0.14837127133615485,58.972999999999999,0.2287585562793337]
[null,"h5324",51.372999999999998,3.8774169001418148E-2,45.442,6.5248554913294801E-2,48.087000000000003,0.11944027284593468,56.226999999999997,6.3560452968315098E-2,55.566000000000003,8.2506768179507486E-2]
[null,"h5328",39.067999999999998,3.7303495148989153E-2,37.774999999999999,5.7464354527938341E-2,41.462000000000003,0.1628001628001628,44.274000000000001,6.9967474716674291E-2,43.203000000000003,9.3426791645488824E-2]
[null,"h5331",35.262999999999998,3.1959600850872488E-2,34.252000000000002,6.0578034682080922E-2,39.106999999999999,0.16417554348588831,42.98,6.4771052497840112E-2,40.817999999999998,8.800132386142008E-2]
[null,"h5334",37.347999999999999,2.4177230513809385E-2,34.630000000000003,6.1472061657032756E-2,51.262,0.14629559457145663,52.335000000000001,4.9372363673324184E-2,51.417999999999999,8.6854765310102722E-2]
[null,"h5335",40.991,5.1138820192656899E-2,36.475999999999999,7.9892100192678228E-2,57.598999999999997,0.17112261939848147,58.006,6.4542359099456215E-2,56.89,0.10349759459108049]
[null,"h5338",50.429000000000002,0.23872853362848692,44.755000000000003,0.27963005780346822,65.471999999999994,0.33122815881436574,66.728999999999999,0.20339736748488083,62.813000000000002,0.26674625595442136]
[null,"h5342",47.326000000000001,0.26183352645141206,44.014000000000003,0.32470134874759154,64.103999999999999,0.3479151755013824,66.563000000000002,0.27500381155663972,61.606999999999999,0.31494899587475328]
[null,"h5346",45.563000000000002,0.11369178354633969,45.34,0.14715992292870905,59.963999999999999,0.16087743673950569,59.871000000000002,0.13050769934441225,59.225000000000001,0.15927707710310754]
[null,"h5349",43.402999999999999,3.956902962488975E-2,44.941000000000003,5.1005780346820809E-2,55.963999999999999,7.8214250628043727E-2,55.566000000000003,6.3043146821161758E-2,54.381999999999998,8.8344109407690219E-2]
[null,"h5353",33.609000000000002,6.2431904259550697E-2,36.917000000000002,7.3697350779046655E-2,42.975999999999999,0.10138766118056433,42.773000000000003,5.0328366551071479E-2,42.152000000000001,8.6351764970042183E-2]
[null,"h5356",32.119999999999997,5.6240596302509382E-2,37.823,7.6579283986006441E-2,43.11,0.11426807537427565,43.054000000000002,4.1792106500006351E-2,42.104999999999997,7.2477812311655773E-2]
[null,"h5359",34.933,9.0344672535150369E-2,54.319000000000003,9.1358823801377775E-2,58.588999999999999,0.13938347995678466,58.582000000000001,6.6829262096210762E-2,57.314,7.3423226462142069E-2]
[null,"h5360",38.83,0.14904103903291077,57.973999999999997,0.13218364233205418,62.195,0.18223400822213803,62.497,0.1040991832120219,61.082000000000001,8.478001394485872E-2]
[null,"h5363",46.52,0.37325977552185119,64.093000000000004,0.32453341963721549,67.462999999999994,0.39217914719872038,67.162000000000006,0.24361368342161757,65.162999999999997,0.15100627518642384]
[null,"h5367",41.258000000000003,0.35632879649966276,60.72,0.27119453819717354,62.69,0.38296081155027994,63.399000000000001,0.23787203231584161,59.83,0.20295678275564588]
[null,"h5371",43.12,9.3267384950625185E-2,56.191000000000003,6.975203045294126E-2,59.326000000000001,8.8703680318783229E-2,59.527999999999999,7.2748751953050569E-2,56.898000000000003,0.1283281532516338]
[null,"h5374",42.18,9.6605157117410023E-2,49.62,4.4924252932020278E-2,52.616,6.6562837619789261E-2,52.54,6.8620352374782465E-2,49.377000000000002,0.11148796369609662]
[null,"h5378",34.350999999999999,7.8587974968018531E-2,39.598999999999997,5.5082199590157623E-2,41.738,7.3262437217654811E-2,42.588999999999999,7.2372849069782211E-2,39.735999999999997,0.11879128800860327]
[null,"h5381",39.682000000000002,7.0998859039518719E-2,44.098999999999997,7.1229373064419205E-2,45.877000000000002,6.6121383877213169E-2,46.924999999999997,8.4221220394945714E-2,39.746000000000002,0.11489145463784729]
[null,"h5384",57.37,0.15563738201431387,59.097999999999999,0.12735929001741059,61.756999999999998,9.5906170206795927E-2,61.936,0.15687345228268462,48.97,0.19923421453810611]
[null,"h5385",59.195999999999998,0.24250596411160669,60.512999999999998,0.19831132613284441,63.469000000000001,0.12902999522994471,63.567,0.21753762143628166,51.704000000000001,0.27369739656578312]
[null,"h5388",62.37,0.41230162846177781,64.207999999999998,0.3670092291573579,66.093000000000004,0.2045932826398047,66.766999999999996,0.35989586640421611,53.975999999999999,0.42978527281107082]
[null,"h5393",57.746000000000002,0.21887425232513916,58.1,0.26416344390860208,61.057000000000002,0.10539016246247089,63.055999999999997,0.27363007175058734,49.484000000000002,0.2948628558597951]
[null,"h5396",54.027000000000001,7.1050720879576812E-2,53.591000000000001,9.1336301865861363E-2,57.643000000000001,4.5946855972389795E-2,58.859000000000002,0.15344466315321609,46.399000000000001,0.11126342783535613]
[null,"h5399",43.363999999999997,9.5425785706876876E-2,44.741,0.10172102984453724,47.926000000000002,6.0467465417099242E-2,50.331000000000003,0.18015112070607658,40.817999999999998,7.427409919757974E-2]
[null,"h5403",37.982999999999997,6.5906144672024894E-2,39.926000000000002,0.10040667940107216,42.003999999999998,8.1304006284367639E-2,44.719000000000001,0.16442130658370896,35.423000000000002,4.3429962537964287E-2]
[null,"h5406",49.119,5.8905885403163077E-2,49.887999999999998,9.0486166738554433E-2,52.43,9.1908876669285156E-2,54.831000000000003,0.13515332359850168,35.680999999999997,4.4422647395974901E-2]
[null,"h5409",60.209000000000003,0.21235848241292887,60.307000000000002,0.25177152011830672,63.484999999999999,0.19297778027157445,64.631,0.23090597422385881,43.68,0.1894019073730486]
[null,"h5413",63.74,0.37358914527698556,62.761000000000003,0.35402674225152503,64.926000000000002,0.29870384917517673,65.256,0.34065138721351024,45.845999999999997,0.29001760833855283]
[null,"h5414",62.261000000000003,0.35447238786621726,61.04,0.34141043810462751,63.451000000000001,0.28191280439905736,63.99,0.32635388229318774,44.54,0.28278519008733261]
[null,"h5418",57.72,0.10638665629591219,56.893000000000001,0.15233532565161131,59.860999999999997,0.10193861519470318,59.95,0.12373817535394578,45.77,0.12511374513998039]
[null,"h5421",52.944000000000003,6.4851784633998794E-2,52.723999999999997,2.8991311849158912E-2,56.058999999999997,4.2770171697901468E-2,54.225999999999999,8.1709097835058087E-2,45.969000000000001,4.8984270672071284E-2]
[null,"h5424",40.624000000000002,6.2820712175400403E-2,41.61,2.4828648440508277E-2,44.442,5.1582961778974229E-2,44.371000000000002,6.8019093078758947E-2,39.281999999999996,4.5491067208620853E-2]
[null,"h5428",39.515999999999998,5.4320219768828074E-2,39.731000000000002,2.4181748170966501E-2,42.456000000000003,3.653851546507389E-2,40.491999999999997,4.8075458284669678E-2,38.177999999999997,3.700727857075338E-2]
[null,"h5431",54.106000000000002,8.5903350092434216E-2,52.658999999999999,5.5910666153253755E-2,56.006999999999998,4.4390230223493456E-2,45.396999999999998,6.3131569593256484E-2,53.692,6.3120332734663012E-2]
[null,"h5432",57.575000000000003,0.13464296204150036,55.703000000000003,0.11568733153638815,59.720999999999997,7.0455119037604111E-2,48.673000000000002,9.2926420555527342E-2,57.302,0.10249078362794214]
[null,"h5438",60.503,0.38596036559028318,58.945,0.31625721986907973,60.156999999999996,0.21662320181711112,51.375999999999998,0.21006195094703703,60.631999999999998,0.25919274033462519]
[null,"h5439",59.408999999999999,0.35553482264724684,57.402000000000001,0.28146322680015401,58.82,0.20073750035052298,50.734000000000002,0.18657644848423297,59.179000000000002,0.23660081293127894]
[null,"h5443",55.939,9.1846783807598614E-2,54.066000000000003,4.7285329226030036E-2,55.93,5.9771178598468915E-2,48.738,5.114761590412837E-2,56.552999999999997,5.9717364590225919E-2]
[null,"h5446",49.247,0.10577238722161751,48.398000000000003,3.5163650365806702E-2,49.755000000000003,4.4614564930876871E-2,44.752000000000002,3.7475245010917584E-2,50.128,4.9283958786274694E-2]
[null,"h5449",39.741,8.8010226114594664E-2,39.692,5.0802303735871142E-2,40.923000000000002,6.1423063441990888E-2,37.795999999999999,3.3057431574671205E-2,41.247999999999998,3.9190897597977246E-2]
[null,"h5453",43.896999999999998,4.8625865851341314E-2,42.984000000000002,4.2425082386276139E-2,40.359000000000002,5.5127935506484399E-2,36.572000000000003,2.8119128624384298E-2,45.003,2.5414416862601461E-2]
[null,"h5456",60.445,5.3946209255324659E-2,57.26,0.13201823277587854,49.072000000000003,0.1043813529617946,42.445,5.2125120601228862E-2,60.350999999999999,0.11007006392003497]
[null,"h5457",61.445999999999998,7.1790088269333752E-2,59.066000000000003,0.19877421540546367,52.241999999999997,0.1505783385909569,44.832999999999998,6.810795714213172E-2,61.506,0.17412006569230951]
[null,"h5463",60.856000000000002,0.22810108652467567,58.012999999999998,0.34904062336382397,50.417999999999999,0.30269891342446548,45.606000000000002,0.13913573350936881,61.05,0.24586173895577584]
[null,"h5464",59.085000000000001,0.19873555474944291,56.832000000000001,0.28394776556099666,49.881,0.26832106554504032,45.628999999999998,0.13134108566495709,59.173000000000002,0.21178680718834553]
[null,"h5468",55.209000000000003,1.0364305332435094E-2,51.328000000000003,2.818072623117435E-2,48.317999999999998,6.9779179810725553E-2,47.387,8.3138678718326309E-2,55.832999999999998,4.7047981379302196E-2]
[null,"h5471",45.896000000000001,6.8749892038486122E-3,43.302,6.4199698173642558E-2,42.088000000000001,9.0178759200841216E-2,42.381,7.9292134260904895E-2,46.98,6.0351855571440384E-2]
[null,"h5474",39.588000000000001,1.0620844486659183E-2,37.503999999999998,4.5750627511972772E-2,36.104999999999997,0.10997546442341395,38.22,7.3396707745808532E-2,41.116999999999997,3.838930296837903E-2]
[null,"h5478",50.195999999999998,1.417839564804421E-2,39.587000000000003,3.9375413849920694E-2,36.345999999999997,0.13302488608482299,51.423000000000002,6.8561130078308441E-2,51.779000000000003,3.2424195891753979E-2]
[null,"h5481",61.78,0.17169501770140747,49.494,0.17066785752783381,45.468000000000004,0.30328776726253065,62.348999999999997,8.7954207967915116E-2,61.8,0.15804580729751119]
[null,"h5484",63.719000000000001,0.32620671790000866,51.857999999999997,0.30939805047814101,50.457999999999998,0.45107606028741676,64.980999999999995,0.12922795750783719,63.984000000000002,0.27854097024533719]
[null,"h5486",60.38,0.31771004231068128,48.768999999999998,0.30902847287454382,46.914999999999999,0.44936558009113214,63.435000000000002,0.14643804495437296,61.878,0.27265854782125942]
[null,"h5489",57.588000000000001,0.17385372593040324,47.774000000000001,0.18380326152235174,46.671999999999997,0.34285313704872067,60.098999999999997,0.12585193740401823,58.667999999999999,0.15381707792437899]
[null,"h5493",51.985999999999997,2.2208790259908472E-2,44.5,2.7379540799827531E-2,47.98,0.16852436032246756,55.53,0.101039458821439,55.122,3.5211849891919347E-2]
[null,"h5496",40.652000000000001,4.9391244279423194E-2,37.441000000000003,5.3665747855679943E-2,40.752000000000002,0.18087000406543957,43.914999999999999,9.7460692123196413E-2,44.354999999999997,4.0114782362249357E-2]
[null,"h5500",37.110999999999997,6.1307313703479839E-2,34.637,8.4217496419716958E-2,40.253999999999998,0.17402885060210563,42.158999999999999,9.8577429220441368E-2,42.743000000000002,3.288774473914173E-2]
[null,"h5503",42.493000000000002,9.2116397547707451E-2,36.889000000000003,0.12156023344985294,58.320999999999998,0.2129589390604629,57.847999999999999,0.10121698963211127,57.706000000000003,5.9363264920526203E-2]
[null,"h5506",52.488999999999997,0.28795440808220363,45.843000000000004,0.26843653274611556,66.301000000000002,0.41564212916882787,64.222999999999999,0.17396987347876297,63.326000000000001,0.21315037434165465]
[null,"h5509",51.1,0.38005353596407909,47.177999999999997,0.35174548422365604,66.456000000000003,0.46336197832700154,64.867000000000004,0.2088298371848073,63.654000000000003,0.25115136628799511]
[null,"h5511",48.640999999999998,0.32783006648821345,45.118000000000002,0.30219128720799521,63.814999999999998,0.42740386637320738,61.640999999999998,0.17168563850712554,61.487000000000002,0.20776552277933918]
[null,"h5514",47.933999999999997,0.12024868318798031,45.052999999999997,0.13859160134895826,61.112000000000002,0.27532838938499715,59.031999999999996,7.279095442951232E-2,59.247999999999998,7.5907512812640229E-2]
[null,"h5518",42.203000000000003,8.5018564890769366E-2,43.365000000000002,4.3902739493986667E-2,53.106000000000002,0.14719694951845569,50.795999999999999,2.4492074973667847E-2,51.634999999999998,3.0644056588176944E-2]
[null,"h5521",34.514000000000003,9.027801761353825E-2,36.936,2.4634713390506397E-2,43.436999999999998,0.12569386038687974,41.835999999999999,2.5958537389936309E-2,43.048000000000002,1.6140649168172105E-2]
[null,"h5525",33.058999999999997,6.2458988084959421E-2,42.265000000000001,2.1139663428228303E-2,47.12,9.921502663302495E-2,45.703000000000003,2.8369154254104391E-2,46.344999999999999,8.7138252275866957E-3]
[null,"h5528",39.982999999999997,0.15149369711621483,59.927,6.468151934594836E-2,62.857999999999997,0.15021026072329688,60.704999999999998,7.1341571722195435E-2,60.752000000000002,8.5556067207443354E-2]
[null,"h5530",45.902999999999999,0.28426869279917111,63.664000000000001,0.11413570647738995,66.391999999999996,0.2696103167928231,63.371000000000002,0.14862087340455227,63.247999999999998,0.19845795992584983]
[null,"h5533",45.374000000000002,0.37226731134519081,63.082000000000001,0.16131118262020971,66.134,0.33302495093916457,63.122999999999998,0.17980664315257935,62.436,0.25650289870473358]
[null,"h5536",43.420999999999999,0.26838197202555691,59.500999999999998,0.1554758348858335,62.064,0.29500981216708722,59.512999999999998,0.11974422086325459,58.706000000000003,0.1757051940538179]
[null,"h5540",46.113999999999997,3.1946123294767745E-2,55.244999999999997,6.683705676761767E-2,59.103000000000002,0.11746565741519484,56.731000000000002,1.7990814281001802E-2,54.692,3.3698180487171311E-2]
[null,"h5543",41.106000000000002,4.7349335175271977E-2,44.735999999999997,7.8399975365286603E-2,48.755000000000003,0.12999719652368938,46.561,1.3613641553959756E-2,45.762999999999998,8.0868548758457018E-2]
[null,"h5546",35.789000000000001,5.5867272068090397E-2,38.954999999999998,5.9649338854424826E-2,42.692999999999998,0.13786385996384173,41.231000000000002,1.0502549531951597E-2,40.487000000000002,9.044217486274278E-2]
[null,"h5550",50.210999999999999,4.5180670890665194E-2,50.133000000000003,4.1146498776226469E-2,54.427,0.14599246002270402,52.506,1.3318450493416881E-2,42.704999999999998,6.9390164708660482E-2]
[null,"h5553",63.832000000000001,0.20480638088496797,59.966000000000001,0.14369718147253052,64.658000000000001,0.27588188303224814,61.975000000000001,0.10898297775184555,51.844999999999999,0.16428360587992208]
[null,"h5555",66.819999999999993,0.32272154411891651,63.158999999999999,0.22777581084617399,67.600999999999999,0.35261306462237046,64.59,0.19452548263527741,55.188000000000002,0.25585925969655826]
[null,"h5558",65.745999999999995,0.341470573002089,60.713999999999999,0.22525129689207704,64.602000000000004,0.32238308130001542,62.222999999999999,0.19113879093837996,51.331000000000003,0.20904421748627428]
[null,"h5561",60.966000000000001,0.19888472627453688,57.01,0.14118806089620245,61.097000000000001,0.19030734517119113,59.527999999999999,0.10631928765316218,50.96,0.12614676191038432]
[null,"h5565",56.058,4.3212540786906756E-2,53.127000000000002,1.6532487723781228E-2,57.609000000000002,4.5057671015934858E-2,55.359000000000002,3.2192597478373372E-2,47.441000000000003,6.5918885412362002E-2]
[null,"h5568",45.026000000000003,2.7206186990747134E-2,41.195,1.3483561137790912E-2,45.14,4.9657414283512447E-2,44.247,3.836790586803266E-2,39.661999999999999,9.3063344943621229E-2]
[null,"h5571",42.271999999999998,2.0801684850158819E-2,39.198,1.3175717276197513E-2,42.542999999999999,4.3127968725917412E-2,41.906999999999996,2.8160977836384847E-2,36.281999999999996,0.12047936714091741]
[null,"h5575",59.219000000000001,4.2345670487501728E-2,55.216000000000001,3.4263021795345398E-2,59.279000000000003,6.2898457313399381E-2,57.921999999999997,5.1808084394177611E-2,38.694000000000003,0.14317256036365783]
[null,"h5576",62.789000000000001,9.9502831100676703E-2,58.241,9.7878955793621478E-2,62.643999999999998,0.10688113886981743,60.735999999999997,9.9406603438656996E-2,41.82,0.1752759903182006]
[null,"h5582",66.483000000000004,0.26674492473415273,60.436999999999998,0.29514530230267211,64.253,0.30782272415194273,61.02,0.27978394279048535,45.572000000000003,0.33953598205324992]
[null,"h5583",64.83,0.22943999447590113,59.314999999999998,0.26577699790666176,62.942,0.27479718084882793,59.707999999999998,0.24449713445250293,45.03,0.32558002243343764]
[null,"h5586",61.268999999999998,6.4994475901118634E-2,56.655000000000001,8.9351680827484306E-2,60.433,0.1030139136039457,57.134,8.3557336308769076E-2,48.076999999999998,0.17689355924198594]
[null,"h5590",52.637,3.2661234636099989E-2,49.716999999999999,1.4776505356483192E-2,53.338000000000001,3.1918620129187746E-2,49.286999999999999,6.3599939138814218E-2,45.235999999999997,9.2024322569218955E-2]
[null,"h5593",42.667999999999999,3.7603327178283602E-2,39.826999999999998,1.4527099812255702E-2,43.456000000000003,5.7100040615677652E-2,41.072000000000003,6.3362872247366225E-2,38.835999999999999,0.10221571659603602]
[null,"h5596",42.332000000000001,5.0028474295476903E-2,40.210999999999999,1.0141269890123419E-2,43.726999999999997,6.2394084116468955E-2,39.210999999999999,4.2254592477085157E-2,40.058999999999997,9.4495531972660626E-2]
[null,"h5600",60.622,0.1701900012080004,58.664999999999999,9.6842202456064758E-2,63.146999999999998,0.13961989327880561,48.648000000000003,0.12929930653279073,62.052999999999997,0.13051125565143484]
[null,"h5601",62.091000000000001,0.25380088701744696,59.939,0.17395586470099411,64.542000000000002,0.19447906892060335,51.756999999999998,0.18940402388468414,63.09,0.17947658564801153]
[null,"h5605",63.926000000000002,0.46991216111274098,62.575000000000003,0.33024529869810099,65.036000000000001,0.37540090474923321,52.570999999999998,0.34583349180390216,65.828000000000003,0.28149162466209438]
[null,"h5608",59.783000000000001,0.37441109979809134,58.734000000000002,0.22190760518297376,60.524999999999999,0.25984229912746321,49.024999999999999,0.25728013793278315,62.173999999999999,0.219257965129319]
[null,"h5611",57.662999999999997,0.10692529380295787,56.862000000000002,3.717952663814595E-2,58.941000000000003,9.5404826262937489E-2,48.414000000000001,9.6895244615170073E-2,60.575000000000003,0.10357324141513109]
[null,"h5615",46.165999999999997,6.1383678188689665E-2,44.762,4.2919577729217319E-2,47.195999999999998,9.0040755731712441E-2,41.712000000000003,0.1538812611721751,48.753999999999998,8.8121067604735995E-2]
[null,"h5618",40.206000000000003,6.4824397985234247E-2,39.713999999999999,3.742558722638404E-2,40.572000000000003,7.0303200056018492E-2,36.146000000000001,0.13580872938402444,42.386000000000003,6.8530824706979382E-2]
[null,"h5621",44.335999999999999,6.454840267715449E-2,44.414000000000001,2.8903690258271931E-2,41.143000000000001,5.8819410405433793E-2,35.575000000000003,0.12481776808691353,47.158000000000001,4.8701030441094889E-2]
[null,"h5625",61.847999999999999,0.21946801904367627,60.856999999999999,0.13781168761248441,53.281999999999996,0.16108115678173798,45.023000000000003,0.25651914861250208,62.835000000000001,0.16678273391484991]
[null,"h5626",63.402000000000001,0.30171462085144551,62.32,0.19143503207248228,55.27,0.21869616973601289,46.981000000000002,0.34058035318129382,65.417000000000002,0.21921365422976594]
[null,"h5630",62.936999999999998,0.35379148554474577,60.286999999999999,0.27639249950006922,51.627000000000002,0.22401792591555214,48.314,0.46996184222202503,64.296000000000006,0.25909750829192291]
[null,"h5633",59.595999999999997,0.16618367487752708,57.573999999999998,0.18254395545232199,51.1,0.12548140886492543,47.9,0.27247949494821444,60.747999999999998,0.12916514205450833]
[null,"h5636",57.457000000000001,1.1867798247429794E-2,53.918999999999997,7.6927809995539082E-2,49.893000000000001,3.1384356837756457E-2,48.088000000000001,0.14125984052330667,58.456000000000003,1.2204766232693193E-2]
[null,"h5640",43.774000000000001,2.8024489092006555E-2,41.78,9.5857751526617754E-2,39.58,5.1593025698480496E-2,40.920999999999999,0.17388438969367451,45.57,4.2302881551931654E-2]
[null,"h5643",40.703000000000003,3.7647667500215573E-2,38.9,9.5950040761078548E-2,35.938000000000002,6.024788180099433E-2,39.374000000000002,0.1338732367590586,43.274000000000001,4.7317867509970975E-2]
[null,"h5646",52.481999999999999,2.7921014055359145E-2,40.822000000000003,9.4135019150016153E-2,37.165999999999997,6.0626006582172119E-2,52.393000000000001,0.10752442872894567,54.267000000000003,5.4657446959148516E-2]
[null,"h5651",66.03,0.14195050444080365,53.566000000000003,0.3611585375232646,50.98,0.31912331069252853,66.522999999999996,0.26384294640254491,66.772999999999996,0.30297595166733532]
[null,"h5654",61.027999999999999,0.16349055790290593,50.606999999999999,0.36421946379954778,47.006999999999998,0.33585883341502698,65.099000000000004,0.30052089274172084,64.424000000000007,0.31715951195336656]
[null,"h5655",60.396000000000001,0.13634560662240233,49.381999999999998,0.32127420669712209,46.128999999999998,0.31205097682235139,64.299000000000007,0.2807244337984614,63.048999999999999,0.28427300403558869]
[null,"h5658",58.173000000000002,3.98896266275761E-2,47.92,0.14461723040007382,48.279000000000003,0.13576080106435123,61.055999999999997,0.19491020620255251,60.845999999999997,0.1032143109999292]
[null,"h5661",53.954000000000001,2.0332844701215831E-2,45.145000000000003,0.11606909387353298,49.039000000000001,5.4449968489601569E-2,58.463000000000001,0.21750757258912842,56.875,0.10000471998678404]
[null,"h5665",39.582000000000001,3.3174701703565762E-2,36.107999999999997,9.339670527432975E-2,39.683,6.3221126918337631E-2,48.066000000000003,0.19516552012466268,45.048999999999999,0.13871489070554788]
[null,"h5668",37.837000000000003,4.5037588799227535E-2,34.109000000000002,8.1322197099041732E-2,41.164999999999999,5.7144057354094321E-2,47.95,0.21734889083146466,44.759,0.11958098878154086]
[null,"h5672",47.173999999999999,0.1143354714118215,40.274000000000001,9.5488594588774553E-2,63.438000000000002,0.10284810126582279,65.197999999999993,0.29664398920603552,62.826999999999998,0.16217810336081914]
[null,"h5676",52.253999999999998,0.33557486723222291,47.984999999999999,0.29297217479581006,67.022000000000006,0.25651114596168928,69.884,0.48816084527383985,66.495999999999995,0.34121338665345458]
[null,"h5679",47.572000000000003,0.34271329057176358,44.392000000000003,0.27609862642856042,64.403999999999996,0.19261790075053209,66.004000000000005,0.43320284291741096,62.798999999999999,0.31160420426796898]
[null,"h5680",46.593000000000004,0.28191599420649699,44.09,0.25136511159306602,62.631999999999998,0.14016466898174079,63.081000000000003,0.37825750953340176,61.63,0.2683228934423329]
[null,"h5683",46.981999999999999,8.1505621077315682E-2,46.177,0.13091227908264502,62.155000000000001,2.3076061386804077E-2,61.055,0.13638148809750042,59.728999999999999,7.918981727241628E-2]
[null,"h5686",42.953000000000003,7.6522518794399613E-2,44.094999999999999,0.12751295894667219,53.664000000000001,2.5148426122997648E-2,55.332000000000001,0.13429110764825866,53.481999999999999,0.1371577544207335]
[null,"h5690",32.643999999999998,0.1198510267772471,36.494,0.10851616672560385,43.255000000000003,2.5762009436736066E-2,47.265000000000001,0.1651868833356554,44.066000000000003,0.12885953532256161]
[null,"h5693",31.95,0.14052450988844251,42.430999999999997,0.10485693639396688,48.723999999999997,2.8240202735813392E-2,51.66,0.15703013185059467,47.997999999999998,0.12424814246963085]
[null,"h5697",40.686999999999998,0.3071193337586427,61.078000000000003,0.16878584277609507,66.557000000000002,8.0856306791929775E-2,65.305000000000007,0.27926741225792562,64.239000000000004,0.21503715060738296]
[null,"h5701",42.838000000000001,0.39965860303119127,64.13,0.35454559431743055,67.887,0.16689301765537712,67.721000000000004,0.4521677453674971,65.013000000000005,0.32231395211699493]
[null,"h5704",39.207999999999998,0.34550062934289705,59.814999999999998,0.24836641503051921,63.808999999999997,0.12339162454671464,64.233000000000004,0.3409876762124302,60.9,0.22779808939733459]
[null,"h5705",40.619,0.28992878942014244,59.311999999999998,0.20061192171092079,63.643999999999998,8.5658681377147411E-2,62.515000000000001,0.25296062214228721,60.576000000000001,0.16116287298030429]
[null,"h5708",43.429000000000002,0.14285221649395657,56.896000000000001,7.6690087790778128E-2,61.936,2.4557915517410357E-2,59.170999999999999,0.13219257026332121,57.042999999999999,3.8247434839014036E-2]
[null,"h5712",34.701999999999998,0.11503326553828122,43.387,8.6844249066232185E-2,46.726999999999997,2.9394062399395321E-2,46.533999999999999,0.19387910085054677,45.838999999999999,4.4179738176671778E-2]
[null,"h5715",33.713999999999999,9.1316487986486949E-2,40.668999999999997,6.0929310318326442E-2,44.018000000000001,1.9819996360735132E-2,42.935000000000002,0.16293286755771569,41.860999999999997,3.4791838660219364E-2]
[null,"h5718",48.459000000000003,7.0874556172222408E-2,52.496000000000002,5.1891360150017676E-2,56.555,2.7490446929720195E-2,55.752000000000002,0.17423552045362495,44.005000000000003,3.2574596060856234E-2]
[null,"h5722",62.293999999999997,0.28465303871212383,63.591999999999999,0.17851488648764968,67.718000000000004,0.18241115294710469,67.156999999999996,0.27980710814094772,55.106999999999999,0.22245547824035852]
[null,"h5726",62.298000000000002,0.34825399014099073,62.491999999999997,0.2103321600393489,65.941000000000003,0.25915765015466874,66.474999999999994,0.29302095990279464,52.158999999999999,0.28077603490977709]
[null,"h5729",58.81,0.17823778827260506,59.494999999999997,0.12330346301049816,62.173000000000002,0.14979774085634701,62.033000000000001,0.15927501012555689,51.031999999999996,0.15484137280339663]
[null,"h5730",58.351999999999997,9.2178289496363197E-2,58.47,7.9896709140933608E-2,61.813000000000002,8.209341712973979E-2,61.9,0.11498835560955853,51.201999999999998,9.3336478358296962E-2]
[null,"h5733",55.151000000000003,3.3386190492605744E-2,54.445999999999998,2.8251279607740667E-2,59.253,1.5032963341405036E-2,56.188000000000002,8.8067031186715272E-2,49.061999999999998,9.3560561386956009E-2]
[null,"h5737",39.74,7.4245060377943539E-2,40.829000000000001,1.8716002335658746E-2,44.654000000000003,1.7227143596848453E-2,43.417000000000002,6.0108805668016192E-2,39.451999999999998,0.12013209104847269]
[null,"h5740",39.374000000000002,9.7328211400320414E-2,41.021999999999998,1.3414671624819447E-2,44.982999999999997,1.743706005010006E-2,43.6,4.958248987854251E-2,37.383000000000003,9.6037268545819079E-2]
[null,"h5743",56.726999999999997,0.10917985908942138,57.198999999999998,2.2864869848489504E-2,61.372,4.4922120995843653E-2,60.192999999999998,6.0475708502024293E-2,40.012999999999998,0.11825686991390494]
[null,"h5748",66.664000000000001,0.31198428967631908,63.96,0.24123359660714835,68.623999999999995,0.32334131015855688,66.872,0.22254554655870445,48.95,0.31809175610331408]
[null,"h5751",62.066000000000003,0.2219944531532618,60.838000000000001,0.19637972894065583,65.361999999999995,0.25258547098254897,61.722000000000001,0.21171558704453441,46.651000000000003,0.30513032197193063]
[null,"h5754",59.115000000000002,7.5192503143787365E-2,58.191000000000003,8.2024647346261415E-2,62.694000000000003,6.4878178484962981E-2,58.6,8.2578441295546562E-2,49.395000000000003,0.1846326217714353]
[null,"h5755",58.201000000000001,3.7932163097965585E-2,57.427999999999997,4.0489873690033498E-2,61.991999999999997,2.6169584505366866E-2,57.46,4.3117408906882593E-2,48.654000000000003,0.15787239061210048]
[null,"h5758",50.558,2.9715250383283664E-2,49.88,1.5980823012385136E-2,55.302999999999997,3.6385518563611684E-2,50.325000000000003,4.1548582995951419E-2,46.661000000000001,0.13546408774619648]
[null,"h5762",39.877000000000002,1.6938649039454658E-2,39.686,7.1235568656349791E-3,44.4,3.9902097902097901E-2,40.334000000000003,3.5356921481069184E-2,40.180999999999997,0.11541363132706227]
[null,"h5765",44.978999999999999,1.6318942367279488E-2,44.478000000000002,5.9567673790223534E-3,48.981999999999999,4.0167832167832165E-2,40.755000000000003,2.6071776448115775E-2,46.427,0.11485960817596719]
[null,"h5768",61.783000000000001,8.2816911106520688E-2,58.927999999999997,7.659358879882093E-2,65.308000000000007,8.401398601398602E-2,49.619,0.10300944959583054,63.819000000000003,0.16050168564490652]
[null,"h5773",65.506,0.28458307512221992,62.677,0.3033038565463031,66.876000000000005,0.22612587412587412,53.354999999999997,0.30280451860191521,67.278999999999996,0.29742791805172453]
[null,"h5776",61.503,0.19971768918267577,58.881,0.20228445099484157,62.216999999999999,0.19920279720279721,49.752000000000002,0.20212268029499944,63.213999999999999,0.26655586203644765]
[null,"h5777",60.904000000000003,0.13981271087240929,58.341999999999999,0.14271677720461803,61.991,0.14991608391608391,49.618000000000002,0.1349002542662332,62.572000000000003,0.21894523422212792]
[null,"h5780",58.636000000000003,3.4393720305721957E-2,56.612000000000002,8.2442888725128959E-3,59.795000000000002,2.5356643356643355E-2,48.707000000000001,1.3156063806909464E-2,59.874000000000002,8.1370676851262466E-2]
[null,"h5783",45.548000000000002,6.0163189423672797E-2,45.37,4.7899778924097277E-3,48.975000000000001,3.7958041958041956E-2,41.756999999999998,3.0840849578120454E-2,48.625999999999998,7.3897258174788413E-2]
[null,"h5787",39.451999999999998,5.5998073184578598E-2,39.704000000000001,9.9192052370950679E-3,41.72,4.6899251905194714E-2,35.814999999999998,2.6284499987351058E-2,43.258000000000003,6.7880502032879625E-2]
[null,"h5790",51.96,4.5280162403014093E-2,51.378999999999998,1.8979870299109265E-2,44.469000000000001,4.6815353422358943E-2,36.988,2.9560575779807231E-2,55.210999999999999,7.2936185257203467E-2]
[null,"h5793",63.462000000000003,9.0594732224267546E-2,60.125999999999998,0.1643491192297668,54.456000000000003,0.15038803048311544,45.347000000000001,0.15482304131144223,63.399000000000001,0.18739025396264217]
[null,"h5798",63.195999999999998,0.14492404562423658,60.045000000000002,0.30415318809695374,52.542000000000002,0.24127805355519821,46.999000000000002,0.28533481747577727,64.012,0.29571622179011253]
[null,"h5801",60.323999999999998,6.1451648975519121E-2,56.996000000000002,0.15220690818219448,51.634,0.12857442494581556,45.024000000000001,0.14431177110475854,60.298999999999999,0.14993812975075127]
[null,"h5802",60.042000000000002,3.3822492129303078E-2,56.021999999999998,8.3876308890490137E-2,52.040999999999997,7.2096762916870588E-2,47.487000000000002,7.9043234081307395E-2,59.883000000000003,7.7697248247009604E-2]
[null,"h5805",56.027999999999999,1.4038226641663943E-2,52.271000000000001,1.7308783172612568E-2,49.155999999999999,3.5531007480948056E-2,49.131999999999998,4.4789901085279159E-2,56.332999999999998,2.9685934830004125E-2]
[null,"h5808",42.828000000000003,1.8095581790998606E-2,41.539000000000001,3.1870252389120314E-2,40.462000000000003,3.0338193968711118E-2,41.695999999999998,4.7065064989200045E-2,45.04,3.7180589752954067E-2]
[null,"h5812",41.15,1.8215875307178084E-2,37.822000000000003,4.8165278118108307E-2,36.859000000000002,2.5962224055251865E-2,41.581000000000003,3.5570376545782968E-2,43.673999999999999,3.9984449182993063E-2]
[null,"h5814",53.274999999999999,2.4230551116151983E-2,40.442,5.3862411173731931E-2,37.984999999999999,2.2970346862024132E-2,54.234000000000002,4.2151401467783296E-2,54.4,4.3047488896481037E-2]
[null,"h5819",66.198999999999998,0.14687838325514255,52.973999999999997,0.28231438372947809,51.677999999999997,0.104352202664728,68.597999999999999,0.27036517740977933,65.603999999999999,0.28658270796272517]
[null,"h5823",60.639000000000003,0.18370538399408842,48.168999999999997,0.27248223474638567,46.93,0.12017839417282984,64.971999999999994,0.295236651635151,63.024000000000001,0.2684636499652463]
[null,"h5826",58.173999999999999,9.3828942619992778E-2,47.959000000000003,0.15094339622641509,49.709000000000003,5.2469696757867661E-2,61.84,0.11237005317872346,60.548000000000002,7.6599554681149346E-2]
[null,"h5827",57.026000000000003,6.4614802976405289E-2,47.36,0.11081842685616271,49.890999999999998,2.8157199379255385E-2,60.838999999999999,7.8643879394192026E-2,60.134,3.0854234652403896E-2]
[null,"h5830",49.08,5.4097712704713787E-2,42.003,9.6606223964714535E-2,47.741999999999997,2.6745145189928279E-2,54.33,7.9502823146007803E-2,52.854999999999997,3.5189613939186883E-2]
[null,"h5833",40.540999999999997,4.7666506289092032E-2,35.924999999999997,9.6590909090909088E-2,40.076000000000001,3.473532659593799E-2,44.968000000000004,8.9801073571203024E-2,42.472999999999999,1.9597220586503355E-2]
[null,"h5837",39.643999999999998,4.3697161316928995E-2,35.015999999999998,7.2179000245037983E-2,46.12,3.3575152709635035E-2,48.665999999999997,9.1594568992737602E-2,47.537999999999997,3.1833706277234718E-2]
[null,"h5839",44.185000000000002,4.7340023369303735E-2,37.173000000000002,8.5747978436657685E-2,61.216999999999999,3.1562320906892552E-2,62.591999999999999,0.11526365645721504,59.884999999999998,5.4598987162878344E-2]
[null,"h5845",51.47,0.18764176232043439,46.505000000000003,0.34878093604508698,67.468999999999994,0.1491312673851358,67.903999999999996,0.26590464161667193,65.602000000000004,0.28705688375927452]
[null,"h5848",47.759,0.12289504433294385,44.884,0.30951359960793923,63.372,0.1063026795823374,64.366,0.22342911272497631,61.677999999999997,0.19917559769167353]
[null,"h5851",49.216000000000001,2.2802254450477698E-2,47.134999999999998,0.1515253614310218,62.624000000000002,2.534211151647307E-2,62.116,0.1450331544047995,59.892000000000003,5.3150394535390416E-2]
[null,"h5852",49.067999999999998,1.6341329300982886E-2,48.348999999999997,0.14143285959323695,62.32,2.1092799932905606E-2,60.478000000000002,0.1332996526681402,59.347000000000001,3.7239429984689675E-2]
[null,"h5855",41.146000000000001,2.7596398377895386E-2,41.552,0.14867679490321001,49.624000000000002,2.3287345717840118E-2,48.591999999999999,0.13347647616040417,48.308999999999997,3.8935343304675539E-2]
[null,"h5858",35.290999999999997,3.8026668499553232E-2,37.567,0.14399240533463994,43.688000000000002,1.8572087368465183E-2,42.835999999999999,0.12350839089313449,42.677999999999997,3.8399039140878902E-2]
[null,"h5864",40.710999999999999,9.7962059248058286E-2,61.475999999999999,0.22901897135157481,65.888000000000005,5.7630766220880675E-2,63.820999999999998,0.17190913338300101,61.847999999999999,0.1206255004474589]
[null,"h5866",46.546999999999997,0.19554608564162484,64.850999999999999,0.34368923119325057,68.213999999999999,0.13815173493201413,67.863,0.28958367532483931,64.350999999999999,0.24590221845414723]
[null,"h5870",44.454000000000001,0.23195752285380439,64.459999999999994,0.39602505014622791,66.852000000000004,0.16788943389371008,65.914000000000001,0.28393923705377999,62.384,0.29568790918939286]
[null,"h5873",44.993000000000002,0.10041927280225445,61.323999999999998,0.31902188059838615,63.518999999999998,9.308402856384243E-2,61.878,0.15726137411134822,59.3,0.15338420234562669]
[null,"h5876",49.064,7.4575572204275209E-3,59.652000000000001,0.23612365830130611,62.898000000000003,3.2672340306600149E-2,60.55,5.9575972623843017E-2,56.634999999999998,5.4990344307851727E-2]
[null,"h5877",47.735999999999997,6.9076912502577499E-3,56.515999999999998,0.23353595982177036,59.725999999999999,3.6124037507511288E-2,57.366,6.3313676713850978E-2,53.235999999999997,5.4507559700438038E-2]
[null,"h5880",39.610999999999997,8.1786941580756015E-3,44.484999999999999,0.20469053778914012,46.921999999999997,3.8577574166154531E-2,45.862000000000002,6.2841633529003349E-2,42.996000000000002,6.1966491234267007E-2]
[null,"h5884",39.171999999999997,1.1890034364261169E-2,42.820999999999998,0.13293939347549869,45.46,4.3549918989887706E-2,44.713000000000001,5.7893075806349809E-2,39.561,5.3088905372470067E-2]
[null,"h5889",64.263999999999996,0.11402061855670104,63.398000000000003,0.16574560262082269,67.159000000000006,0.1194759483770043,64.566999999999993,0.12876349176292368,51.021999999999998,0.16133893775093308]
[null,"h5891",67.938000000000002,0.19781786941580756,66.701999999999998,0.23334813159224163,69.741,0.21386669646348958,67.703000000000003,0.20520103515748281,53.302,0.24519326998928567]
[null,"h5895",64.046000000000006,0.17769759450171821,63.118000000000002,0.21277344886180977,65.596000000000004,0.21952343706352309,63.238,0.18584863977781985,48.777999999999999,0.25192799029823509]
[null,"h5898",60.807000000000002,5.6649484536082477E-2,60.05,6.5750195183932159E-2,63.09,0.10039667020503938,60.673000000000002,8.6789118222558859E-2,48.752000000000002,7.895635383184392E-2]
[null,"h5901",57.405999999999999,1.9587628865979381E-2,56.151000000000003,9.7974679668723121E-3,60.103000000000002,9.8385384658360803E-2,57.438000000000002,5.8246544215110774E-2,46.235999999999997,3.4026821141370255E-2]
[null,"h5902",52.417000000000002,1.9158075601374572E-2,51.356999999999999,9.8893192290617389E-3,55.326999999999998,0.10081568802726409,52.789000000000001,6.2993119989900898E-2,43.884,4.1962488078838615E-2]
[null,"h5905",42.779000000000003,1.5923457468737117E-2,42.048000000000002,7.9295828549559889E-3,45.067,8.8391311631023511E-2,43.801000000000002,6.983173228644643E-2,36.481000000000002,7.1962605818704159E-2]
[null,"h5910",55.478000000000002,1.9204342448811324E-2,55.024999999999999,6.0773057787983165E-3,57.417000000000002,7.1193254788095364E-2,55.542999999999999,8.5434049912268523E-2,37.268999999999998,0.11244157159172524]
[null,"h5913",64.545000000000002,0.15983578397691356,63.616999999999997,0.13288939915805587,67.141000000000005,0.12188006030487464,64.463999999999999,0.19906840530680772,44.927999999999997,0.18883119635477377]
[null,"h5916",67.305999999999997,0.31949979387110072,65.981999999999999,0.26628396479142746,69.233000000000004,0.28013847786029372,67.290000000000006,0.32829245509284388,50.44,0.25201040820411386]
[null,"h5920",62.258000000000003,0.21135083138656038,61.371000000000002,0.19724454649827783,63.978000000000002,0.22057345468758724,61.444000000000003,0.28590363422916221,46.994,0.25852142276853518]
[null,"h5923",61.055999999999997,2.9923045210938574E-2,58.447000000000003,2.7784156142365096E-2,62.91,6.8415321905187343E-2,58.820999999999998,0.14177154470518435,48.768999999999998,0.16383502290040386]
[null,"h5926",52.777999999999999,3.4286106912189092E-2,52.212000000000003,4.6521239954075776E-2,55.216000000000001,8.1942040314925454E-2,51.613,0.17526098536967141,45.363,0.14093461905266505]
[null,"h5927",47.731999999999999,3.1280060464477122E-2,47.792999999999999,4.9766551856104096E-2,50.357999999999997,7.4152660673404439E-2,47.441000000000003,0.17730594933033741,42.603999999999999,0.14101703695854378]
[null,"h5930",41.933,2.9470357903414166E-2,42.076999999999998,4.5405852105778646E-2,44.212000000000003,5.5993635818062555E-2,41.929000000000002,0.20438767009164122,38.500999999999998,0.1352486994185636]
[null,"h5935",60.488,3.9019028646012227E-2,59.003999999999998,6.196437316356513E-2,62.713000000000001,4.6196145203835255E-2,47.378999999999998,0.20120673550276438,59.161000000000001,0.10848379275440785]
[null,"h5938",66.572000000000003,0.17318128735316343,64.540000000000006,0.27194539666993145,68.677999999999997,0.16414285913664847,56.963999999999999,0.36068263866097799,64.233999999999995,0.17789129257785832]
[null,"h5941",66.787000000000006,0.23330700006869548,65.522999999999996,0.37541319784524974,66.944000000000003,0.25544653947607149,56.198,0.43033500795233648,64.843999999999994,0.20899931734187049]
[null,"h5945",60.942,0.13912550662911313,61.402000000000001,0.20675195886385897,61.920999999999999,0.11161044507403944,53.124000000000002,0.3230037110903537,60.222000000000001,0.11312116004802147]
[null,"h5948",60.314,6.7149824826543927E-2,59.89,9.690254652301665E-2,60.892000000000003,2.5317162356422101E-2,52.262,0.23646209386281589,59.018999999999998,3.0943245215508109E-2]
[null,"h5949",56.753,6.8111561448100572E-2,57.107999999999997,0.1186949069539667,57.587000000000003,3.1444083125148285E-2,49.604999999999997,0.24000908838453966,55.825000000000003,3.1084484828511571E-2]
[null,"h5952",43.857999999999997,6.7055793991416313E-2,44.902000000000001,0.12124271488229085,45.634999999999998,2.5897915329444927E-2,40.661999999999999,0.25277374566109184,43.975999999999999,2.1465642027467549E-2]
[null,"h5955",41.225000000000001,6.1493562231759655E-2,41.845999999999997,0.105425787404586,41.515999999999998,1.6758295426003964E-2,37.594999999999999,0.26561060271378983,41.787999999999997,1.931201675826439E-2]
[null,"h5960",62.847000000000001,0.10968240343347639,61.548999999999999,0.15592064001957995,51.218000000000004,6.2233137052437694E-2,44.682000000000002,0.33491953297570209,61.863,8.4709260588657576E-2]
[null,"h5963",67.305999999999997,0.26492703862660943,66.262,0.36374344148195736,57.658000000000001,0.23408589847347416,54.41,0.45272325654780687,64.334000000000003,0.23329763571958151]
[null,"h5966",64.754999999999995,0.31893562231759659,63.093000000000004,0.40732412463861228,53.195999999999998,0.23636033823570451,50.366,0.44608393815083625,62.128,0.25645793369658598]
[null,"h5970",60.719000000000001,9.7236051502145926E-2,58.789000000000001,0.15240236795007114,51.921999999999997,5.0512097786956159E-2,50.35,0.2840896181760808,59.268000000000001,5.441728549068528E-2]
[null,"h5973",57.046999999999997,5.6755364806866951E-2,55.095999999999997,0.11188105181038044,49.302999999999997,1.9925766751318616E-2,49.268999999999998,0.18354054906910697,56.011000000000003,3.3763666105704165E-2]
[null,"h5974",51.865000000000002,7.4815450643776829E-2,50.753,9.8756367307604051E-2,46.426000000000002,1.5125722099740462E-2,47.35,0.17430104133796151,51.438000000000002,4.7403292810657506E-2]
[null,"h5977",42.081000000000003,0.11400768861124459,41.482999999999997,7.7910160133368003E-2,38.274000000000001,9.0135342542207331E-3,39.936,0.14240458400646203,43.146000000000001,7.0806561698321918E-2]
[null,"h5981",45.198999999999998,0.14208484931694926,40.159999999999997,5.0028294816695469E-2,37.176000000000002,9.2786382028742856E-3,46.005000000000003,0.11063711631663974,46.768999999999998,5.1648662006637015E-2]
[null,"h5985",62.853999999999999,0.26793437221116223,51.762,0.14720951929400608,46.564999999999998,0.11250174410492535,65.051000000000002,0.14095315024232632,62.996000000000002,0.15846454376426841]
[null,"h5988",65.194000000000003,0.41249056085673097,53.975999999999999,0.27727390912010769,51.029000000000003,0.24092367796846659,66.92,0.22246062197092084,63.892000000000003,0.29204029278166116]
[null,"h5992",58.493000000000002,0.29259627926134413,49.057000000000002,0.18899408103023721,46.267000000000003,0.15540672526859217,62.533000000000001,0.16975464458804523,59.784999999999997,0.20294664501400361]
[null,"h5995",57.889000000000003,6.6211299512596966E-2,48.71,5.200128473762293E-2,49.476999999999997,1.791544579321892E-2,62.057000000000002,5.8814620355411955E-2,59.201000000000001,3.0596154298759681E-2]
[null,"h5998",50.442,5.2258529553099474E-2,43.313000000000002,7.4239481210712263E-2,48.11,1.5850425561601787E-2,53.491,5.4801090468497578E-2,51.756999999999998,6.278095507072419E-2]
[null,"h5999",45.920999999999999,4.5307887691357178E-2,40.606000000000002,7.2801798632672096E-2,44.533000000000001,1.4845821124598856E-2,48.927,5.6037964458804525E-2,47.822000000000003,6.5122737649744633E-2]
[null,"h6002",39.459000000000003,3.6124315697345165E-2,35.601999999999997,7.5019500481776608E-2,39.886000000000003,1.3139358096327396E-2,42.78,5.3040723867694754E-2,42.433999999999997,6.1105425973628801E-2]
[null,"h6006",41.569000000000003,3.1919822896466513E-2,36.186,9.3082299680345038E-2,55.968000000000004,1.2958029375252814E-2,56.619,5.437841521434611E-2,55.334000000000003,6.5234012021125193E-2]
[null,"h6010",54.366,0.25848192068095621,46.234999999999999,0.20724041417493844,68.171000000000006,0.18104975381139024,65.718000000000004,0.18640602718289775,64.534999999999997,0.24415116976604678]
[null,"h6013",52.058999999999997,0.35884058965866383,47.277999999999999,0.22687854641114663,68.117000000000004,0.27522910186489613,67.27,0.2295781224366174,64.591999999999999,0.33205123681146126]
[null,"h6017",48.292000000000002,0.18300698460640799,45.424999999999997,9.2638759310524149E-2,63.219000000000001,0.13596864407961726,62.192,0.11880213525826276,61.036999999999999,0.15854476163590811]
[null,"h6020",49.741,3.0718539239072608E-2,48.273000000000003,4.1081014942722115E-2,63.402999999999999,3.6307589304395128E-2,62.316000000000003,3.562549690185636E-2,60.284999999999997,4.9331310208546524E-2]
[null,"h6023",40.923000000000002,2.484941051294812E-2,41.264000000000003,2.609240934187786E-2,49.959000000000003,3.6921317283416792E-2,49.203000000000003,4.2112037960146891E-2,48.146999999999998,6.9821329851676717E-2]
[null,"h6024",38.186999999999998,2.2652777539427845E-2,39.154000000000003,2.5169350276006544E-2,46.707999999999998,3.968652387327086E-2,46.051000000000002,3.9738106952276427E-2,45.238,6.6625119057418011E-2]
[null,"h6027",34.923999999999999,1.9306344493830549E-2,37.591999999999999,3.5230973897885223E-2,44.043999999999997,4.1471441320838909E-2,43.113999999999997,3.4464923236069589E-2,42.588000000000001,5.5266159472266971E-2]
[null,"h6031",37.590000000000003,5.0488236000755089E-2,58.749000000000002,5.2265394437053685E-2,63.085999999999999,6.3350624721106655E-2,61.207000000000001,5.0763854722527091E-2,59.741,5.9487553355361406E-2]
[null,"h6035",49.143999999999998,0.32319678742427621,66.352999999999994,0.26045537257060719,69.86,0.26217369477911645,68.081999999999994,0.25506818554542127,65.197000000000003,0.24893289277189187]
[null,"h6038",44.847000000000001,0.34741123371831617,63.61,0.29879046439439116,67.572999999999993,0.27830767514502452,65.135000000000005,0.25950876130643757,61.36,0.26266712133861692]
[null,"h6042",45.694000000000003,9.3391223764822978E-2,59.445,9.0493447711668729E-2,63.706000000000003,0.10087572512271308,61.069000000000003,9.3794547679420706E-2,57.790999999999997,5.1667979727902352E-2]
[null,"h6045",45.972999999999999,8.8723378696092398E-2,55.173999999999999,4.7158126519565115E-2,59.999000000000002,6.5428380187416327E-2,57.56,9.4210851657015982E-2,53.45,1.8814011735239819E-2]
[null,"h6048",38.265999999999998,9.9595030544306407E-2,43.27,6.0113132548539977E-2,46.811,5.38784388638677E-2,45.828000000000003,8.5440762836925949E-2,42.651000000000003,2.7968492828591582E-2]
[null,"h6049",36.978000000000002,9.7261308257258566E-2,41.633000000000003,6.16419507720532E-2,44.835000000000001,5.0866600666508638E-2,44.023000000000003,7.8440523189082151E-2,41.036000000000001,2.9955325652480602E-2]
[null,"h6052",38.198,9.5648294323563726E-2,42.341000000000001,7.269530652805381E-2,45.552,4.8412510283475325E-2,44.593000000000004,5.5610912806023989E-2,39.630000000000003,3.3740888784387489E-2]
[null,"h6057",64.22,0.19387054705195964,64.099000000000004,0.13915303470417367,67.56,0.11778239469024081,64.066000000000003,0.15365210700906878,50.603999999999999,0.15280978133082529]
[null,"h6060",68.188999999999993,0.35043585695655161,66.096000000000004,0.19853233450542732,69.418999999999997,0.22560899089476694,66.38,0.31328279706872847,51.960999999999999,0.27414766047495887]
[null,"h6063",64.930999999999997,0.30453359873704439,62.930999999999997,0.17728176119859348,65.938999999999993,0.19756821952953971,63.856999999999999,0.27172281573603418,48.106999999999999,0.22076181518927815]
[null,"h6067",61.86,3.7991626055322948E-2,60.765000000000001,8.6668705090964679E-2,63.972000000000001,4.5791095556144287E-2,62.247,0.10565947302700453,48.073,2.3900775922877968E-2]
[null,"h6070",52.636000000000003,5.0106390280733062E-2,51.628,8.3504051368292309E-2,55.023000000000003,3.7829245506644169E-2,54.213000000000001,0.12389793524463,43.131999999999998,5.2821537738067248E-2]
[null,"h6073",42.392000000000003,4.3185834634456015E-2,41.944000000000003,7.3005197187404461E-2,44.93,2.9037024645923944E-2,44.77,0.11109429774784998,36.725999999999999,7.3501058076651776E-2]
[null,"h6074",41.72,4.8418921469382155E-2,41.152999999999999,7.3647202690308777E-2,43.948999999999998,2.6346604215456676E-2,43.534999999999997,0.10065319916269451,35.667000000000002,7.743945450270398E-2]
[null,"h6077",46.786000000000001,5.1850453820153387E-2,46.536999999999999,7.8003668602873735E-2,49.323,2.7880004460800713E-2,48.64,8.6895664674283127E-2,35.85,7.4359275805313901E-2]
[null,"h6082",68.278999999999996,0.24578350462398985,65.885000000000005,0.17309691225924795,68.605000000000004,0.14577060332329653,67.076999999999998,0.23517691861491513,45.811999999999998,0.19599106513049613]
[null,"h6085",67.483000000000004,0.34687644767771048,65.340999999999994,0.1696881687557322,68.096999999999994,0.21145589383294303,65.396000000000001,0.31030743234722957,45.578000000000003,0.24294615565483188]
[null,"h6088",63.573999999999998,0.19446493831820599,62.094000000000001,0.1250687863038826,64.156000000000006,0.1447529831604773,61.829000000000001,0.21782552772943936,43.845999999999997,0.14806019280507876]
[null,"h6092",61.1,7.3160269718442777E-2,60.735999999999997,3.4118006725771935E-2,64.126000000000005,4.261458681833389E-2,60.265999999999998,6.9569493833699023E-2,48.143999999999998,1.8810251587114978E-2]
[null,"h6095",47.265999999999998,5.9245406036065408E-2,46.902000000000001,3.0128401100580862E-2,50.29,5.7934649269543885E-2,48.319000000000003,7.7236387480769719E-2,41.902000000000001,4.4192334822478252E-2]
[null,"h6098",41.405000000000001,4.5959855892949049E-2,41.026000000000003,2.2982182696127867E-2,44.262,6.81371661069851E-2,41.325000000000003,6.0470042364333267E-2,38.197000000000003,6.3479190907701891E-2]
[null,"h6102",56.524999999999999,4.6405901526848516E-2,55.15,1.4975092448274809E-2,58.582999999999998,9.4709267490629398E-2,44.11,4.9437663909622759E-2,52.991,5.9953222147785104E-2]
[null,"h6103",62.19,4.7349459598558928E-2,60.731999999999999,1.8902234039301979E-2,64.427999999999997,0.10348767539398331,47.48,6.4113879362517653E-2,58.387999999999998,7.0801452699129089E-2]
[null,"h6107",67.123999999999995,0.1488591525132956,66.004000000000005,0.11726414229393967,70.893000000000001,0.2129808965123246,56.737000000000002,0.25843504135565865,65.225999999999999,0.25397552977680615]
[null,"h6110",64.349999999999994,0.17081832218219248,63.637,0.13280462088566974,66.459000000000003,0.23965053576156173,53.112000000000002,0.31044482549929392,63.725000000000001,0.26380122938777428]
[null,"h6113",61.759,8.9209126779893635E-2,60.75,7.0337092387151981E-2,63.764000000000003,0.16839215795560633,51.808,0.15162900948154126,60.837000000000003,0.11058613354019017]
[null,"h6117",57.465000000000003,3.5306227483273292E-2,56.286999999999999,1.1582775587543169E-2,57.887999999999998,9.2660972313180157E-2,49.906999999999996,0.1459299979826508,57.04,7.7183456154578473E-2]
[null,"h6120",44.073,4.9849149753154139E-2,43.445999999999998,1.2648366252692361E-2,46.067999999999998,6.7989300044583145E-2,40.356999999999999,0.10274093499420041,45.883000000000003,7.6097813186684057E-2]
[null,"h6121",42.185000000000002,5.1786204059243009E-2,41.707000000000001,1.3305225852771795E-2,44.014000000000003,6.1998439589835044E-2,37.968000000000004,8.5064804074839878E-2,43.982999999999997,6.9611402921234772E-2]
[null,"h6127",60.942999999999998,3.7026878771256169E-2,60.411000000000001,1.8254586560347067E-2,48.414000000000001,4.22146678555506E-2,39.442,6.504362297644864E-2,60.585999999999999,7.0657219069106117E-2]
[null,"h6128",63.676000000000002,6.8654004388370812E-2,63.006,3.806730519530116E-2,52.387,5.1145229603209989E-2,43.186999999999998,9.0057491552776231E-2,63.064999999999998,0.11708440558865348]
[null,"h6132",67.311000000000007,0.22684105869445967,64.733000000000004,0.17142507981607932,57.08,0.13941986179224253,51.249000000000002,0.20346462252256795,66.558999999999997,0.30265214274802882]
[null,"h6135",63.750999999999998,0.17025507405375753,60.569000000000003,0.17076822021599988,52.247999999999998,0.14113352652697281,47.779000000000003,0.15813959352463564,63.994,0.27272299972973291]
[null,"h6138",61.4,4.0043883708173342E-2,58.543999999999997,5.0272673113056228E-2,53.41,6.6484618814088278E-2,49.156999999999996,9.0423117655958452E-2,60.576000000000001,0.10057461134416752]
[null,"h6142",52.558,2.6450219418540866E-2,50.341000000000001,4.3597146479690818E-2,47.082999999999998,4.6645118145341058E-2,48.435000000000002,0.14289676736093601,52.151000000000003,0.16919895183370348]
[null,"h6145",42.448,6.5363061472811096E-2,40.935000000000002,4.3105686834588416E-2,38.658000000000001,3.6390994204190813E-2,41.533999999999999,0.13769413069786204,43.726999999999997,0.13971167064186768]
[null,"h6148",42.433999999999997,0.11780432211958664,39.686,3.8385751600042768E-2,36.869,2.8951181453410611E-2,42.73,0.11806676079064139,44.067999999999998,0.11015027434761664]
[null,"h6150",54.350999999999999,0.15999725797329953,42.469000000000001,3.7988604946003326E-2,38.61,2.4757579135086936E-2,56.741999999999997,0.10614158935054457,55.716000000000001,9.8953131792600249E-2]
[null,"h6153",63.25,0.32469023667117958,52.188000000000002,0.10373165106083981,47.148000000000003,6.4422648238965666E-2,66.094999999999999,0.12425625252117789,63.837000000000003,0.18794280410287742]
[null,"h6157",62.56,0.54096759267193362,52.253,0.18760596941970764,48.972000000000001,0.13558849754792687,67.436000000000007,0.19610982250907624,66.11,0.34585423740762061]
[null,"h6160",57.598999999999997,0.40021593460266319,49.232999999999997,0.12627736111323262,46.188000000000002,0.10716674097191262,63.651000000000003,0.18302490923759582,62.142000000000003,0.24124966220582533]
[null,"h6164",56.188000000000002,0.17521550616099124,50.143000000000001,6.6170742511494338E-2,52.488,3.8285777975925098E-2,63.389000000000003,0.15916196046793063,60.914999999999999,0.16221170001527419]
[null,"h6167",43.881,0.14968038251272472,41.088000000000001,6.9027143446316469E-2,44.84,5.2468791796700845E-2,50.7,0.20189592577652279,48.747,0.18340755014040488]
[null,"h6170",37.981000000000002,0.13502536331231149,35.753999999999998,7.4311113826602312E-2,40.131,4.6870864847547808E-2,44.881,0.19752215066231427,44.012999999999998,0.15732303067311756]
[null,"h6173",38.375999999999998,0.12059569509185632,35.872999999999998,6.1037453412354128E-2,46.454999999999998,3.515663086930481E-2,50.543999999999997,0.1856622512382945,48.323999999999998,0.14698905538071305]
[null,"h6175",43.008000000000003,0.11154716205100082,37.878,5.4194415592350463E-2,62.85,4.3541849483932971E-2,63.884,0.19152288166567938,60.798999999999999,0.15308375217248343]
[null,"h6178",52.122,0.22984644913627639,46.920999999999999,0.14041974705199486,69.283000000000001,0.12938587327455323,69.569999999999993,0.30169013019422003,64.358999999999995,0.28070834703367936]
[null,"h6182",48.335000000000001,0.25536399780641622,45.9,0.18210423412965113,67.463999999999999,0.21417129803741311,69.436999999999998,0.37354271958458846,64.706000000000003,0.34388651416224342]
[null,"h6185",48.98,0.13929256923498767,45.615000000000002,0.10179018757255454,63.796999999999997,0.11785271544579555,64.396000000000001,0.25548567611509521,60.728999999999999,0.19515947202780778]
[null,"h6189",47.075000000000003,4.3803125856868658E-2,46.738,8.7172359015091336E-2,60.109000000000002,6.3961667572047409E-2,59.326999999999998,0.17904541043318251,56.406999999999996,0.15845037343228899]
[null,"h6192",38.043999999999997,4.0187140115163146E-2,40.956000000000003,0.14811139271428136,46.981000000000002,5.8327878441804433E-2,47.139000000000003,0.14776822844469087,46.067999999999998,0.12214278167153876]
[null,"h6194",34.981000000000002,4.5551137921579381E-2,38.786999999999999,0.17805123820574675,44.223999999999997,5.1183131154162197E-2,44.271999999999998,0.12973511102149859,43.055,9.2475844985266328E-2]
[null,"h6197",34.927,5.5525089114340551E-2,45.295999999999999,0.17559314788237809,49.661000000000001,4.2464589629670896E-2,49.887,0.12437936335912493,47.604999999999997,6.6295683208302522E-2]
[null,"h6200",40.994999999999997,0.12356046065259117,62.93,0.18273840422608323,66.692999999999998,8.5848386512722669E-2,65.944000000000003,0.15462358545252916,62.927,9.2158865448056446E-2]
[null,"h6203",49.000999999999998,0.35119618864820401,67.771000000000001,0.28399340437875964,70.322999999999993,0.24229467556162171,69.67,0.2610832472213121,65.034999999999997,0.19466065579544253]
[null,"h6207",43.02,0.33421305182341648,63.491,0.22054108522397631,66.326999999999998,0.26196013983092159,66.811999999999998,0.25369861632683921,60.27,0.13983493584099368]
[null,"h6210",45.712000000000003,6.7881135179599678E-2,60.838000000000001,9.0811933188799654E-2,63.572000000000003,8.4441720867397388E-2,64.665999999999997,0.1881694684577967,58.06,3.657004660773195E-2]
[null,"h6214",44.548000000000002,6.0546339457088018E-2,52.308999999999997,6.7605117713517973E-2,55.415999999999997,9.0221584657595291E-2,55.554000000000002,0.24465055321722912,49.026000000000003,3.49499289731037E-2]
[null,"h6217",36.982999999999997,8.1662725746204728E-2,42.837000000000003,8.2701027465229532E-2,45.497999999999998,7.1142117135934491E-2,46.609000000000002,0.23796265967900426,40.996000000000002,3.8599251024265403E-2]
[null,"h6219",36.506999999999998,9.6432610260100748E-2,43.069000000000003,9.248713760095266E-2,44.552,6.2661876514328682E-2,45.527000000000001,0.25077477386681446,39.823,4.1757158118403907E-2]
[null,"h6222",53.164999999999999,8.4781193242178129E-2,56.161999999999999,0.11378452237370422,59.563000000000002,5.4836104380761412E-2,59.970999999999997,0.25102673284789234,43.01,4.9493443527464404E-2]
[null,"h6225",64.722999999999999,0.17202974538226928,64.349999999999994,0.21062273858414376,67.662999999999997,0.15547107806277327,69.644999999999996,0.31756909975056063,50.978000000000002,9.2131059014122538E-2]
[null,"h6229",66.884,0.31284054693122237,66.183000000000007,0.37094090166562343,68.95,0.34716072075082854,71.917000000000002,0.36959862934314291,50.881999999999998,0.17933155676602139]
[null,"h6232",62.39,0.19233405297967857,62.765999999999998,0.27507976977450727,64.676000000000002,0.23970256495947864,65.224999999999994,0.26551437425987051,48.911000000000001,0.14632027517227617]
[null,"h6235",63.055,1.8265309619272814E-2,62.34,9.5845864948626736E-2,65.210999999999999,6.8872364719971033E-2,65.028000000000006,0.22799768197737408,50.311999999999998,0.13189251376448352]
[null,"h6239",48.518999999999998,3.3343613995407972E-2,48.921999999999997,0.10659379246118379,51.042999999999999,8.5415100119753812E-2,50.271999999999998,0.21751618836453426,35.776000000000003,0.12906331075449326]
[null,"h6242",42.045999999999999,4.6833513198691265E-2,42.753999999999998,8.568768411252041E-2,44.569000000000003,6.3517257702964236E-2,44.228999999999999,0.16870914518180788,31.614999999999998,0.11834520972494512]
[null,"h6244",42.968000000000004,6.3757986878393888E-2,44.847000000000001,7.6163438496878677E-2,45.783000000000001,5.3965999749383903E-2,45.542999999999999,0.14986712344295125,31.454999999999998,0.1205287439982156]
[null,"h6247",61.076999999999998,8.8630796375284787E-2,61.956000000000003,6.3922340766518607E-2,64.314999999999998,6.3753950684321173E-2,63.212000000000003,0.14247389699862714,34.195,0.124496671871148]
[null,"h6250",67.421999999999997,0.28756188224814566,66.287999999999997,0.10452249034601706,68.971999999999994,0.20934798045194436,67.875,0.24459362444424854,40.206000000000003,0.18555345550168462]
[null,"h6254",66.075999999999993,0.33737602137828254,65.055999999999997,0.15597478517026114,67.804000000000002,0.26478983055567157,64.433999999999997,0.25693666007531768,38.921999999999997,0.19097707289013066]
[null,"h6257",61.89,0.14736968326566971,62.180999999999997,0.10127142573683166,64.674000000000007,9.7489662085961326E-2,60.828000000000003,0.11725883849515725,42.204999999999998,0.11239331791554653]
[null,"h6260",61.365000000000002,8.4759408671223252E-2,61.819000000000003,5.4794938718195275E-2,65.319000000000003,5.2852150425351213E-2,59.875,5.3024673476327819E-2,45.823999999999998,7.128182853386239E-2]
[null,"h6264",44.302999999999997,7.5483329623097076E-2,45.148000000000003,6.7938057822869782E-2,47.488,4.3562372131215991E-2,43.999000000000002,7.6062865202498484E-2,38.238999999999997,4.6833927900863687E-2]
[null,"h6265",42.404000000000003,7.0140589413839757E-2,43.186999999999998,7.2667632923945374E-2,45.456000000000003,3.440453160011691E-2,42.314,7.4539089260527908E-2,37.082999999999998,4.2445080736012018E-2]
[null,"h6269",46.906999999999996,8.0175351473534606E-2,47.654000000000003,7.7534518269890912E-2,49.793999999999997,2.1628091467063786E-2,41.792000000000002,5.2475821075962117E-2,42.658999999999999,3.4207191137814494E-2]
[null,"h6272",63.408999999999999,0.11926982550473483,63.223999999999997,9.3004805858570447E-2,66.811999999999998,6.4926027473521594E-2,50.725999999999999,8.6099637316139427E-2,60.84,4.9474277131055198E-2]
[null,"h6275",66.132000000000005,0.30866311625597204,66.941000000000003,0.24674651003127623,69.950999999999993,0.19367858484920181,56.787999999999997,0.19661746927261736,64.798000000000002,0.12278210664663913]
[null,"h6279",62.320999999999998,0.28385019778413273,62.968000000000004,0.19595697612327409,64.563000000000002,0.16865457683261192,51.521999999999998,0.1781936328833367,61.491999999999997,9.7094442358242578E-2]
[null,"h6282",60.781999999999996,9.6220696268643935E-2,61.225000000000001,7.2393012434205511E-2,62.622999999999998,2.8099817678250826E-2,51.271000000000001,5.8596111223050577E-2,59.396000000000001,3.1390818625610217E-2]
[null,"h6285",57.460999999999999,6.7246605133825368E-2,57.22,6.9417957128690214E-2,57.938000000000002,1.4530069170923161E-2,48.026000000000003,5.1921720733427365E-2,54.981000000000002,3.15785767930905E-2]
[null,"h6289",42.183,7.6354553386597315E-2,43.22,8.1364308922006801E-2,43.718000000000004,7.3338064821386328E-3,37.124000000000002,6.2739270602458194E-2,43.058,1.9131740390142052E-2]
[null,"h6290",41.280999999999999,7.490034387777797E-2,42.274999999999999,7.3981420748356397E-2,42.429000000000002,6.0396053382318149E-3,36.247999999999998,6.4955671972597218E-2,42.271999999999998,1.6621505906089077E-2]
[null,"h6294",56.103999999999999,6.8963747412362497E-2,56.034999999999997,5.9352929511722621E-2,45.935000000000002,4.0774294103730919E-3,37.335000000000001,8.2825408019343141E-2,55.387999999999998,8.1054767686009541E-3]
[null,"h6297",64.650000000000006,0.21181844621991069,65.361000000000004,9.3475906463077935E-2,55.651000000000003,7.3338064821386328E-2,45.951999999999998,0.14388978440459399,63.348999999999997,5.6128373860717173E-2]
[null,"h6300",66.628,0.35901866520675435,66.626000000000005,0.16452857818387054,57.475000000000001,0.17377085681682183,52.287999999999997,0.27773020350594396,64.477999999999994,0.14905397004140714]
[null,"h6304",61.360999999999997,0.21101435390326939,60.469000000000001,0.12418200954894214,51.704000000000001,0.11729915529022113,46.924999999999997,0.22158976425549062,60.015999999999998,8.6227727533987872E-2]
[null,"h6307",63.085000000000001,4.2411592616037365E-2,61.335999999999999,4.5197309211830926E-2,54.305999999999997,1.3943973614996033E-2,50.212000000000003,7.7158472697964942E-2,61.569000000000003,1.1530656531888188E-2]
[null,"h6310",52.97,6.4977502523481209E-2,51.134999999999998,4.6066781579388927E-2,46.76,1.6977692425444273E-2,46.253999999999998,7.5962119685673984E-2,51.104999999999997,1.9882464721821445E-2]
[null,"h6315",42.036000000000001,7.8552741822409927E-2,39.445999999999998,3.5678330638518566E-2,36.914000000000001,2.7912283631101462E-2,38.783999999999999,5.2506327201299434E-2,41.877000000000002,1.9015463252793116E-2]
[null,"h6318",56.118000000000002,7.7424208744421449E-2,42.777999999999999,2.6724427224747552E-2,39.015999999999998,4.6585406578727666E-2,55.584000000000003,4.5341794784623329E-2,55.654000000000003,1.7303837090704464E-2]
[null,"h6319",61.645000000000003,8.5990800745515794E-2,45.28,2.8158272064431496E-2,40.726999999999997,6.2767852173429062E-2,61.82,5.1826389151210669E-2,60.537999999999997,2.3622785730196133E-2]
[null,"h6322",66.900000000000006,0.24904673152882034,52.935000000000002,0.13086122212392079,50.238,0.12161184393610508,67.114000000000004,0.20440952416927941,62.875,0.1670711262734616]
[null,"h6325",64.475999999999999,0.34009883213925413,51.21,0.18942005552335336,50.420999999999999,0.21147103022207381,56.506,0.27542527606743977,62.834000000000003,0.22850209263883517]
[null,"h6329",59.363,0.11519586888497513,48.585999999999999,8.9798346502333815E-2,49.412999999999997,0.15372627595035343,51.982999999999997,0.10231808509298783,58.381999999999998,8.000093787734909E-2]
[null,"h6332",58.651000000000003,5.0065831096215992E-2,49.658999999999999,2.6922724915342141E-2,53.408000000000001,0.12535481716480212,52.8,5.0844256412193554E-2,59.529000000000003,2.6143331105874631E-2]
[null,"h6336",42.783000000000001,4.3579354088663216E-2,37.847000000000001,4.1703529698892586E-2,42.762,0.15473110202264698,39.503999999999998,0.10855172066560935,44.161999999999999,3.4226190476190479E-2]
[null,"h6340",39.567,4.6417397548340768E-2,35.073,3.54647792794167E-2,43.094999999999999,0.17406727318253901,36.536000000000001,0.12423532965788082,43.131,2.635217472815898E-2]
[null,"h6343",44.98,7.782393872561591E-2,37.933,5.5431831355440983E-2,64.153000000000006,0.18719917647386139,54.584000000000003,0.14546987891146188,59.393999999999998,2.8754218222722158E-2]
[null,"h6344",48.575000000000003,0.10148569865449385,40.813000000000002,8.4856157905976393E-2,66.893000000000001,0.21325431933895334,65.852000000000004,0.16555899604762983,61.68,7.59514435695538E-2]
[null,"h6347",52.337000000000003,0.28276145047956097,48.600999999999999,0.24759754721010402,71.200999999999993,0.31940850791531034,69.08,0.21802230445837426,62.786999999999999,0.24207911511061117]
[null,"h6350",45.969000000000001,0.36226086064522744,46.564,0.27006620092132155,68.046999999999997,0.34585315638650083,62.877000000000002,0.17358960803564685,61.783999999999999,0.22640138732658419]
[null,"h6354",47.645000000000003,0.14369732095536064,47.423000000000002,0.13687116751578754,64.623000000000005,0.17159113040091256,60.006999999999998,7.0123102484706587E-2,59.36,2.2462035995500562E-2]
[null,"h6357",45.488999999999997,8.8355473491648281E-2,47.363,0.15721956130449374,60.350999999999999,0.13117992376818852,54.36,6.6661631800216503E-2,55.533000000000001,1.3170228721409823E-2]
[null,"h6361",35.759,6.9849735883891484E-2,38.146999999999998,0.17148867412578886,45.612000000000002,8.4955506117908794E-2,40.694000000000003,5.5642258413673318E-2,42.844999999999999,2.50354219604445E-2]
[null,"h6365",34.78,5.2549703403593349E-2,44.326999999999998,0.13636779366482729,49.927999999999997,5.5088987764182425E-2,46.146000000000001,4.938706673043522E-2,46.823999999999998,2.5702877082869825E-2]
[null,"h6368",40.826000000000001,8.0328905755850721E-2,62.743000000000002,0.1446297368982653,67.122,7.5987208008898771E-2,64.022999999999996,5.9292169053792129E-2,62.332999999999998,6.851368283000972E-2]
[null,"h6369",44.514000000000003,0.11687778860454383,63.168999999999997,0.18347001615804395,67.408000000000001,0.13156284760845383,66.573999999999998,7.3400961562665193E-2,62.506,0.12116066932868066]
[null,"h6372",49.384,0.26714190471306221,65.957999999999998,0.28122618212859363,68.418999999999997,0.24614849833147942,68.106999999999999,0.13663251692803383,64.066000000000003,0.25558847293293835]
[null,"h6375",44.841000000000001,0.2004205343863788,63.05,0.27037285448614373,65.227999999999994,0.21836763070077864,65.224999999999994,0.14023208397311651,60.006,0.20566985561891826]
[null,"h6379",50.526000000000003,5.2361659572285758E-2,62.475000000000001,0.10856376329989939,66.195999999999998,1.6977196885428255E-2,63.758000000000003,3.0080298034082614E-2,59.837000000000003,3.857188023278961E-2]
[null,"h6382",45.366999999999997,9.4722806297758866E-2,51.767000000000003,7.5348312551446597E-2,55.12,3.6415461624026695E-2,53.231000000000002,5.111133486042238E-2,49.66,3.9614047002892304E-2]
[null,"h6386",36.89,0.1403703577163552,40.804000000000002,4.7273613947392483E-2,44.182000000000002,6.2361854451935775E-2,42.765999999999998,7.035909308236242E-2,40.009,3.8924854543964597E-2]
[null,"h6390",53.63,0.17171751682667669,55.719000000000001,3.5036118138315704E-2,59.889000000000003,7.0980746507263506E-2,57.606999999999999,9.0087823045371052E-2,43.164999999999999,4.2752953020919915E-2]
[null,"h6393",64.674000000000007,0.2537326181283952,63.447000000000003,0.10463592306988936,67.811999999999998,0.16452352818516716,65.965999999999994,0.18352248420946676,51.722999999999999,0.1478559136512099]
[null,"h6394",66.619,0.28306399262017834,64.784000000000006,0.15989515072083879,68.853999999999999,0.21530548411760617,67.713999999999999,0.23705931201087094,52.725000000000001,0.20892988843492818]
[null,"h6397",64.92,0.30245310738323822,64.817999999999998,0.25212594105275993,68.52,0.27976645582817822,67.117999999999995,0.30510329902614558,50.375,0.28281101836784867]
[null,"h6401",61.134999999999998,0.2264341111756466,60.142000000000003,0.10632753207961231,64.405000000000001,9.1916313338430533E-2,62.164999999999999,0.17121719217896778,48.561,8.9673499490757536E-2]
[null,"h6404",60.93,0.24953021968635758,60.09,1.8455301898869212E-2,64.847999999999999,6.3626885382637097E-2,61.854999999999997,0.10938876166989607,49.930999999999997,3.756687465611501E-2]
[null,"h6407",46.231999999999999,0.19341282585670846,46.716999999999999,1.5072083879423329E-2,50.787999999999997,7.010495586293182E-2,49.192999999999998,8.9785852688794382E-2,41.161000000000001,9.127732056520059E-2]
[null,"h6411",40.445,0.1593958301368929,41.021000000000001,1.6011578305911031E-2,44.76,6.532160573596231E-2,43.110999999999997,6.9663882459494814E-2,36.280999999999999,0.11559259345958472]
[null,"h6415",60.87,0.15160503929490785,60.991,2.3004265691651433E-2,65.572999999999993,8.2204343657509699E-2,62.718000000000004,5.3725973633893531E-2,38.965000000000003,0.11511271331257754]
[null,"h6418",66.376999999999995,0.28086056700591555,64.569999999999993,0.13878732480195002,70.040000000000006,0.1818472355385107,67.022999999999996,0.18151856697192312,46.597999999999999,0.24911631826587702]
[null,"h6419",67.728999999999999,0.3187916602737858,65.691000000000003,0.17845825716026814,71.08,0.24495949532424582,68.319000000000003,0.22728187581765119,47.908999999999999,0.29146281514080385]
[null,"h6422",63.536999999999999,0.28606011012802812,63.841999999999999,0.19992382693479585,67.878,0.28304639626495476,64.236000000000004,0.20569588406963873,44.813000000000002,0.32367330695943258]
[null,"h6426",62.116,0.1053035339845548,60.866,4.5338208409506399E-2,65.531999999999996,0.12951769561048815,60.122,3.9624635201771161E-2,47.399000000000001,7.268428568084459E-2]
[null,"h6429",57.473999999999997,8.0379822363149736E-2,56.091999999999999,4.5216331505179772E-2,60.511000000000003,0.1081745800158406,55.186,2.6101942236087351E-2,47.28,9.9452234368782047E-2]
[null,"h6432",44.345999999999997,6.9112816759985707E-2,43.786999999999999,6.359261740878358E-2,47.697000000000003,0.1093431082600908,44.029000000000003,2.9421013572156325E-2,40.204999999999998,8.0502673671647373E-2]
[null,"h6437",47.140999999999998,5.4629929032148264E-2,46.585000000000001,6.1232259243467139E-2,50.424999999999997,7.7657905333166716E-2,41.387,2.9282650532697702E-2,44.402999999999999,5.2677766986883215E-2]
[null,"h6440",64.691000000000003,0.10927687673377695,64.338999999999999,9.1399159407930808E-2,68.3,9.7665958539870312E-2,50.369,5.5206852743990641E-2,62.616999999999997,6.7690111510244205E-2]
[null,"h6441",65.421999999999997,0.14644565087901429,64.676000000000002,0.11469817871718341,68.917000000000002,0.12518570972355286,52.929000000000002,9.5533389517112988E-2,62.935000000000002,0.10606929314440167]
[null,"h6444",67.649000000000001,0.22953079528242482,66.218000000000004,0.18287445940183955,69.337000000000003,0.21247969342275169,56.146000000000001,0.21692808895485591,65.102000000000004,0.199688754197723]
[null,"h6447",63.747999999999998,0.17893429091713609,62.77,0.14020527501979654,64.783000000000001,0.19409616639591229,50.854999999999997,0.15219934340448549,62.369,0.14850871137217275]
[null,"h6451",64.673000000000002,5.5821235895777671E-2,62.613999999999997,1.3888042882378023E-2,65.388000000000005,8.7988225656405766E-2,53.084000000000003,4.485478170085911E-2,63.494,1.8932169476849631E-2]
[null,"h6454",53.442999999999998,5.6280739971749011E-2,52.133000000000003,2.1898032527258329E-2,54.073999999999998,7.0646061565376769E-2,45.844999999999999,5.8879762518710459E-2,52.218000000000004,2.6549500953629054E-2]
[null,"h6457",42.908999999999999,5.6648027601679217E-2,41.936999999999998,2.1711347107689499E-2,43.936999999999998,5.377523534475577E-2,37.055999999999997,5.0828270631296933E-2,43.795000000000002,3.2114329820950333E-2]
[null,"h6462",56.131,8.4963543348573173E-2,55.97,2.2806804004503543E-2,45.869,3.0074144011552027E-2,37.110999999999997,4.88660805252632E-2,57.338999999999999,3.1026699568456384E-2]
[null,"h6465",64.206000000000003,0.15172425514557167,63.593000000000004,9.7084867480144846E-2,55.878,0.1059398517119769,42.298999999999999,0.15117668515653498,64.513999999999996,0.11658694609798029]
[null,"h6466",65.855999999999995,0.22229209511021977,64.340999999999994,0.14765846088305998,57.518999999999998,0.16996195606897893,48.701000000000001,0.21789114876168195,64.980999999999995,0.16429064287134387]
[null,"h6469",64.155000000000001,0.30808844774546629,62.618000000000002,0.24970331375711285,54.874000000000002,0.27684596373330372,48.98,0.26328566217627009,65.093000000000004,0.27561486194112761]
[null,"h6472",60.161000000000001,0.20538096775838333,58.055,0.1548854334662082,50.965000000000003,0.16356113409791453,45.088000000000001,0.17281108888972743,61.09,0.20004210181622556]
[null,"h6476",60.512999999999998,0.11472372826622704,58.265999999999998,2.1376624166996316E-2,53.697000000000003,2.1354586098692067E-2,50.435000000000002,6.1180081254795418E-2,61.921999999999997,9.4541967324312623E-2]
[null,"h6478",51.395000000000003,0.12558424120876319,50.406999999999996,2.5941027903721509E-2,47.414000000000001,2.4187053955735748E-2,46.47,6.3129693219123803E-2,52.502000000000002,0.12741646882711358]
[null,"h6483",40.862000000000002,0.11420579759281234,38.936999999999998,1.7615918218327857E-2,37.439,3.5055324938566411E-2,38.86,3.5968508690293534E-2,43.194000000000003,0.16949251568725973]
[null,"h6487",60.99,9.9847431768096281E-2,44.756,2.586101983692345E-2,40.588999999999999,3.9095364367129903E-2,61.350999999999999,4.1250597379077901E-2,62.567,0.22070835134787739]
[null,"h6490",65.465999999999994,0.28555687404644853,52.756999999999998,0.19509857612267251,49.811999999999998,0.19442169126324119,67.262,0.19560077470634102,66.912999999999997,0.35279683099825893]
[null,"h6491",66.626999999999995,0.32897101203593831,54.07,0.25762139466958744,52,0.23845950936428384,68.164000000000001,0.24541590160223356,68.445999999999998,0.42205447598125706]
[null,"h6494",61.999000000000002,0.32315646719783014,49.643000000000001,0.27316843130096141,47.32,0.23987560565883187,64.938999999999993,0.23697713610181856,66.221000000000004,0.44943268792577618]
[null,"h6497",59.098999999999997,0.13626038311578234,48.110999999999997,0.11631373980771571,47.398000000000003,6.9694150966971638E-2,60.865000000000002,0.11688507684181403,62.503999999999998,0.28688112737938043]
[null,"h6501",54.527999999999999,9.2710628920155955E-2,46.604999999999997,0.12288548131921626,50.134999999999998,2.3920920740257395E-2,57.122,9.1782579168448328E-2,56.951000000000001,0.21492422206382406]
[null,"h6503",46.082000000000001,0.10835734870317003,41.128,0.11643543872459534,45.128999999999998,3.1959349706368267E-2,48.649000000000001,9.0424327791332346E-2,48.944000000000003,0.21145374449339208]
[null,"h6509",39.787999999999997,9.4474726614077256E-2,36.661000000000001,0.11801572934572616,47.121000000000002,2.1570450980664325E-2,48.542000000000002,7.1460900176012074E-2,48.718000000000004,0.21827796325263232]
[null,"h6512",48.026000000000003,0.12218573314825473,42.042000000000002,0.1559091531405449,66.468999999999994,5.7174187637938453E-2,65.893000000000001,0.12610007543374402,65.171000000000006,0.27120444517077952]
[null,"h6515",54.323999999999998,0.25220909367911432,50.563000000000002,0.38757472960433242,69.617000000000004,0.21441361409158419,68.917000000000002,0.32055569524767413,68.31,0.46273900964209841]
[null,"h6516",52.470999999999997,0.27570504790601619,50.935000000000002,0.45557296499688149,68.875,0.24747720111600016,68.87,0.33786773950213728,68.064999999999998,0.50546307753367725]
[null,"h6519",48.250999999999998,0.21540779361478823,46.161999999999999,0.41722317720613961,66.09,0.19573032772094442,64.641000000000005,0.27969575056575308,65.078000000000003,0.47445894520579929]
[null,"h6522",49.956000000000003,0.11825845549649593,48.247,0.19765124663431552,65.195999999999998,2.8413586330386018E-2,62.057000000000002,0.10016343977872769,63.37,0.29117736324796301]
[null,"h6528",37.67,0.12606456390749654,41.17,0.15514075423021473,46.866,2.2756899181805575E-2,46.192999999999998,0.11932382328913467,45.848999999999997,0.20923073335121331]
[null,"h6530",33.953000000000003,0.11591544080519743,38.792999999999999,0.13756734198345852,44.079000000000001,1.7154347524615171E-2,43.104999999999997,0.10027021931753911,43.749000000000002,0.17532096505241554]
[null,"h6534",34.947000000000003,0.10271989766721648,54.750999999999998,0.12060095606646938,59.688000000000002,1.7015670503397588E-2,57.835000000000001,7.6528624395148626E-2,57.253999999999998,0.11889408444791678]
[null,"h6537",43.151000000000003,0.17413404248156999,62.594999999999999,0.19150163138326126,68.962000000000003,5.6413812231313275E-2,66.346999999999994,0.18782127820021366,65.584999999999994,0.17315204589712793]
[null,"h6540",47.561999999999998,0.33991988420237657,65.23,0.39908946050534944,69.98,0.13059215088059908,67.730999999999995,0.3585244768428329,66.266999999999996,0.28562099886889702]
[null,"h6541",45.33,0.33593092537112468,64.930999999999997,0.40672281660217013,69.245999999999995,0.1375953404520871,66.539000000000001,0.35550807515867527,65.129000000000005,0.29386522383012464]
[null,"h6544",42.618000000000002,0.18721176827010469,60.807000000000002,0.28155398740420368,64.995000000000005,7.2528082096796564E-2,61.591999999999999,0.23248915980644755,60.298999999999999,0.1952726891099269]
[null,"h6547",50.616999999999997,4.9079341569327098E-2,62.972000000000001,0.12152667121936414,68.317999999999998,1.1149632505893773E-2,64.741,7.9331364293345058E-2,61.698999999999998,8.2442249612276544E-2]
[null,"h6553",38.341000000000001,6.8369596311440933E-2,43.002000000000002,0.11303437604296247,45.634,1.0896538338901751E-2,44.213000000000001,7.0217309383243318E-2,42.392000000000003,5.1890807747472512E-2]
[null,"h6555",38.334000000000003,6.370841536675248E-2,42.981000000000002,0.10378045450408083,44.73,7.5693510598477814E-3,43.685000000000002,5.9188544152744632E-2,40.850999999999999,3.448115022680364E-2]
[null,"h6559",61.509,6.3472832214313366E-2,62.149000000000001,9.3722503716738972E-2,66.257000000000005,9.9538352765031254E-3,63.469000000000001,6.9224971737218949E-2,46.368000000000002,4.7832829973063422E-2]
[null,"h6562",64.67,0.15467716694431824,63.927999999999997,0.18877999939318546,69.239999999999995,9.6225028766306689E-2,67.242000000000004,0.26742871498555459,53.643999999999998,0.12299870564502023]
[null,"h6565",63.716000000000001,0.2209433422518384,63.667000000000002,0.34225856367001428,68.36,0.18740382349271484,66.837999999999994,0.37537997738977513,51.805999999999997,0.16119966883169887]
[null,"h6566",62.387,0.203005367930402,62.534999999999997,0.32094420340422952,67.353999999999999,0.17747771477687049,65.448999999999998,0.35153875141313906,51.131999999999998,0.14881584010634699]
[null,"h6569",60.305999999999997,7.4360139330607297E-2,60.036999999999999,0.16470463302891472,64.305000000000007,5.4039066723968222E-2,60.207999999999998,0.1298831805049617,50.398000000000003,6.5685600009328687E-2]
[null,"h6573",56.798000000000002,8.0199236037491378E-2,57.055999999999997,0.12477623714311721,60.887,7.0979995286484686E-3,57.997999999999998,5.3221957040572795E-2,47.67,8.2885362127872939E-2]
[null,"h6578",40.756,8.8125441636663415E-2,42.716000000000001,0.10404185940699173,44.347000000000001,7.6788733956144484E-3,42.930999999999997,4.0653571787400783E-2,36.817999999999998,8.7829564933474824E-2]
[null,"h6580",42.488999999999997,7.8922574783808333E-2,44.649000000000001,0.10111473420793206,45.920999999999999,4.7542483297757327E-3,44.945,4.0553099567969458E-2,36.959000000000003,9.1106265377753418E-2]
[null,"h6584",63.185000000000002,0.11403479255695009,62.768999999999998,0.1366193978918632,67.548000000000002,2.5905802123471849E-2,64.953000000000003,9.4268059881442781E-2,43.488999999999997,0.11789125085998811]
[null,"h6587",66.463999999999999,0.26207140213331537,65.524000000000001,0.36112838401455977,69.628,0.1594544396085715,67.418999999999997,0.28259067617803679,50.024000000000001,0.21193605186748604]
[null,"h6590",63.527000000000001,0.27590093879336453,63.713999999999999,0.43891711534086603,66.174000000000007,0.187480941424334,53.017000000000003,0.29453431126293578,46.34,0.21015194094942688]
[null,"h6591",62.417999999999999,0.23008849557522124,62.057000000000002,0.38868582695078485,64.793999999999997,0.15514373631247746,58.015999999999998,0.24805335074851803,45.540999999999997,0.18671362104551231]
[null,"h6594",60.787999999999997,4.9968033917695748E-2,59.57,0.15375748843558049,63.158999999999999,1.243312172539018E-2,58.720999999999997,4.6192102883552695E-2,48.503999999999998,7.6122065837191139E-2]
[null,"h6599",46.369,8.1261146068171877E-2,48.707000000000001,0.17761431713050732,48.426000000000002,1.3999390125578689E-2,46.414999999999999,7.8506480458153324E-2,41.15,8.3818230581760092E-2]
[null,"h6602",39.323999999999998,9.9330394696995186E-2,41.786000000000001,0.15704860847804655,41.350999999999999,1.4928062539849749E-2,39.353000000000002,5.7499843033841903E-2,36.231000000000002,8.1058706931732061E-2]
[null,"h6605",38.206000000000003,0.11171304552643091,41.036999999999999,0.15902024721316449,40.64,1.0256978903889335E-2,38.627000000000002,4.2066930369812267E-2,37.634999999999998,7.5613595289453744E-2]
[null,"h6609",45.545999999999999,0.23693596688986843,46.869,0.26671722150602867,49.244,9.7566046627671668E-2,46.975000000000001,0.14466001130156339,45.917999999999999,0.1247478575176354]
[null,"h6612",50.155000000000001,0.38815236044281437,52.024000000000001,0.50781830590733301,51.920999999999999,0.25211376930113938,51.209000000000003,0.27484146418032274,48.6,0.20004663907188247]
[null,"h6613",47.673999999999999,0.37894949358995927,50.363,0.51931447637825134,49.817,0.26639037507276908,49.192,0.27845796446286181,46.634,0.20673934588701684]
[null,"h6616",44.313000000000002,0.25502203977253607,47.213999999999999,0.37359520740122848,46.290999999999997,0.14526099853075708,45.381999999999998,0.14206065172348842,46.152999999999999,0.15358246370897219]
[null,"h6619",50.459000000000003,0.12066354857162084,53.040999999999997,0.2341396830211572,52.872,3.7479555346103734E-2,50.064999999999998,3.0577007597162052E-2,53.488,0.10876231562991896]
[null,"h6624",38.222000000000001,0.11828734858681023,41.390999999999998,0.20625966700027296,40.500999999999998,7.29165222935233E-2,38.143000000000001,2.5076913417467196E-2,41.146000000000001,0.12184031340360041]
[null,"h6627",36.094000000000001,0.1163021534320323,38.805999999999997,0.17902526309404665,37.526000000000003,6.7511191806073373E-2,34.74,2.8718528285301689E-2,39.29,0.13949258464695458]
[null,"h6630",52.328000000000003,0.11026244952893674,49.412999999999997,0.16853182907227124,42.393000000000001,6.6471705173871465E-2,36.493000000000002,3.84881019652163E-2,55.823,0.16516649566271804]
[null,"h6634",63.901000000000003,0.16233176312247644,59.295000000000002,0.23510144663815849,53.673999999999999,0.20630344693767239,48.081000000000003,0.11137062849249701,66.013999999999996,0.26913300998041229]
[null,"h6637",63.18,0.20057200538358008,58.825000000000003,0.28470263548964303,52.331000000000003,0.33144377763301963,48.05,0.16930997676900861,65.447999999999993,0.31863865311071726]
[null,"h6638",61.305,0.22577388963660835,57.371000000000002,0.26702150244139145,51.024999999999999,0.3196906487782567,46.481000000000002,0.15527092358887423,64.649000000000001,0.3151991418710941]
[null,"h6641",57.95,0.23625504710632569,55.139000000000003,0.14613471628301944,50.628999999999998,0.13467588806807945,47.073999999999998,6.5486281157782378E-2,62.548999999999999,0.21417078630724745]
[null,"h6645",54.334000000000003,0.17552153432032302,52.337000000000003,0.12607284748127257,49.703000000000003,0.12545910659588919,47.631999999999998,2.7927418848496265E-2,58.631,0.20695364238410596]
[null,"h6649",41.424999999999997,0.12638980000336411,40.341000000000001,8.9421648015042612E-2,38.737000000000002,7.4271696648834443E-2,38.957999999999998,2.115585018895878E-2,44.451000000000001,0.17361094919443215]
[null,"h6652",42.441000000000003,0.11062892129652992,38.668999999999997,6.0018803263276015E-2,37.445999999999998,5.02259057016936E-2,40.835000000000001,2.4834582595703543E-2,45.945999999999998,0.1687961948285108]
[null,"h6655",60.509,0.13653260668449649,43.55,4.3232341612834742E-2,40.912999999999997,4.3670482578928402E-2,62.137,3.9662510829033111E-2,63.249000000000002,0.16645293665042318]
[null,"h6659",66.462999999999994,0.3300533212225194,53.713000000000001,9.0467958632820797E-2,52.057000000000002,0.1573994511738781,66.644000000000005,0.19794844752470275,67.712000000000003,0.36614283382685536]
[null,"h6662",60.624000000000002,0.46633361928310707,49.268999999999998,8.2461407818518184E-2,47.938000000000002,0.16069795160351472,64.021000000000001,0.22381257297826659,65.418000000000006,0.33249784326983611]
[null,"h6663",58.521999999999998,0.45445829338446786,48.491999999999997,7.2468383222636698E-2,47.17,0.1282118801452449,63.459000000000003,0.19842555275151608,64.516000000000005,0.30955489752617221]
[null,"h6666",56.072000000000003,0.30110511177272037,51.128,2.2548752009219665E-2,51.725999999999999,3.1696094464617346E-2,62.328000000000003,9.5069494142905567E-2,63.718000000000004,0.19038681246939776]
[null,"h6670",49.369,0.17469849119442901,44.162999999999997,2.0410639007672943E-2,48.691000000000003,4.8701388696399367E-2,53.841000000000001,0.16204000150664807,55.48,0.21050852199864767]
[null,"h6674",39.027000000000001,0.1103261509478394,35.643999999999998,1.3768841173081007E-2,40.409999999999997,5.1124319381520428E-2,43.817,0.17436283741368488,44.923000000000002,0.20879236176686602]
[null,"h6677",39.924999999999997,9.0612437133101215E-2,36.033999999999999,1.2434416037363904E-2,47.241999999999997,5.3008576139213323E-2,49.348999999999997,0.17615819209039549,50.375,0.20535329159817672]
[null,"h6681",50.539000000000001,0.20322618627104674,43.411999999999999,3.1328662845358325E-2,68.058000000000007,0.12039846488493565,67.629000000000005,0.21173885750156937,68.180000000000007,0.19671481364902832]
[null,"h6684",53.265999999999998,0.31326638744512286,48.171999999999997,9.2242137506444666E-2,69.828999999999994,0.26441941338653585,69.754000000000005,0.26690521029504083,68.960999999999999,0.21117056622250202]
[null,"h6687",47.505000000000003,0.28105498645943716,44.526000000000003,8.0793376398871811E-2,66.537000000000006,0.25901603003726947,65.864999999999995,0.19344632768361583,66.882000000000005,0.19320579629046736]
[null,"h6688",47.140999999999998,0.2231922087096937,44.582999999999998,5.6591756892002548E-2,64.798000000000002,0.20500990620280699,64.427000000000007,0.16213433772755806,65.757000000000005,0.1811632217675655]
[null,"h6691",53.664000000000001,8.1142453449058891E-2,50.765000000000001,6.8692566645437176E-3,69.162999999999997,0.1159372099145157,67.938999999999993,0.14128060263653483,67.63,0.15866354235885241]
[null,"h6695",43.104999999999997,7.7778338463608682E-2,42.158999999999999,1.5724987110666302E-2,51.128999999999998,0.12865594302894273,49.823999999999998,0.14646578782172001,52.249000000000002,0.11569265204770399]
[null,"h6699",36.118000000000002,5.7390836304918251E-2,37.670999999999999,1.7999302470165436E-2,45.274000000000001,0.13640455974624985,44.564999999999998,0.12853089612574384,47.756,9.0769212836144489E-2]
[null,"h6702",37.113,6.8525869609096415E-2,54.018999999999998,1.995541874535612E-2,60.448999999999998,0.15839993351524301,59.140999999999998,0.12182690134833153,58.279000000000003,7.780717807644337E-2]
[null,"h6706",46.502000000000002,0.16251766130660028,64.551000000000002,9.4136200282044669E-2,71.197000000000003,0.22143579373104147,68.147999999999996,0.16095864614457528,66.700999999999993,0.12399025516091806]
[null,"h6709",46.457999999999998,0.31679337953306869,64.534000000000006,0.18875763870987308,70.596000000000004,0.34038810476889619,67.787000000000006,0.17096442112134982,66.388999999999996,0.14434251477462146]
[null,"h6712",42.634999999999998,0.29196662854067146,60.576999999999998,9.3135396606365717E-2,66.944999999999993,0.29355790406803606,63.244999999999997,0.12377281743540813,62.067999999999998,9.5373532737297317E-2]
[null,"h6713",44.351999999999997,0.22645159119962321,60.485999999999997,4.4065689113985472E-2,66.936999999999998,0.24045320442677673,63.195999999999998,0.10571973786627162,61.988,7.1990581543088281E-2]
[null,"h6716",48.186999999999998,0.14761488259436184,60.750999999999998,1.0948185664245531E-2,66.188999999999993,0.18191891629846116,62.725000000000001,9.7647324679237701E-2,61.354999999999997,7.0848243947359224E-2]
[null,"h6721",37.341000000000001,0.12770358908809579,41.787999999999997,1.1765954543386957E-2,45.784999999999997,0.16251661865721251,43.609000000000002,6.3504217714400485E-2,44.106999999999999,6.533395500641101E-2]
[null,"h6724",39.795000000000002,0.10488075616401493,43.046999999999997,1.0689430351917275E-2,46.982999999999997,0.13264458231774873,44.685000000000002,4.4461739305081342E-2,42.475000000000001,6.6149900920853252E-2]
[null,"h6727",60.704999999999998,9.4554139056140463E-2,61.784999999999997,1.5222961806134671E-2,67.120999999999995,9.6235874141369374E-2,63.476999999999997,4.0771239204659568E-2,47.679000000000002,7.0614290709872948E-2]
[null,"h6731",66.816999999999993,0.28679067577113254,66.236000000000004,0.1237396327687899,71.385999999999996,0.17204464879237757,68.063999999999993,0.10428800964049006,55.911000000000001,0.16661615572910596]
[null,"h6734",65.123000000000005,0.25734131655958831,63.545999999999999,0.1504253028671933,69.231999999999999,0.18072789718590737,65.290999999999997,9.7810805382606947E-2,52.537999999999997,0.15457512530597972]
[null,"h6737",63.3,5.8427797773218069E-2,60.573999999999998,4.092308158840386E-2,66.652000000000001,0.13674385109683138,62.411000000000001,3.2888130146615784E-2,52.131999999999998,7.8913626296771192E-2]
[null,"h6738",64.900999999999996,3.4377207440546266E-2,62.055,2.1545646141949572E-2,68.305999999999997,0.14235264790604918,63.621000000000002,1.8352078730668808E-2,54.161999999999999,6.1790418463690405E-2]
[null,"h6741",60.929000000000002,4.9345756668572771E-2,56.895000000000003,3.4903643503707185E-2,61.75,0.17390039884777311,57.444000000000003,1.9356296445069292E-2,49.911999999999999,7.1640051288028903E-2]
[null,"h6746",42.241,7.5163948209181097E-2,41.182000000000002,3.7972380966817751E-2,45.706000000000003,0.16269280828556396,42.503,1.287796061302105E-2,39.052999999999997,5.2208882154097212E-2]
[null,"h6749",47.665999999999997,9.4736842105263161E-2,46.923999999999999,3.3136776364656124E-2,51.546999999999997,0.1528897011990806,47.972000000000001,1.4258638651454105E-2,39.093000000000004,5.2651824221937288E-2]
[null,"h6752",65.004000000000005,0.12443248696821926,63.48,5.3843471933787079E-2,69.221000000000004,0.15434355182631332,65.048000000000002,2.845451921025216E-2,44.877000000000002,6.8900804289544232E-2]
[null,"h6756",64.784000000000006,0.30186648730452331,64.849000000000004,0.14020221619245404,70.97,0.2698485226108388,66.344999999999999,0.13668712580487255,51.587000000000003,0.15678983564518009]
[null,"h6759",60.835000000000001,0.29964688078022533,63.478999999999999,0.14462853764647032,67.97,0.19091135665032816,61.45,0.1044671210352575,47.545000000000002,0.11768271360298403]
[null,"h6762",61.750999999999998,0.11050950058853204,63.750999999999998,9.6227015719504622E-2,67.507999999999996,7.824485613801889E-2,61.441000000000003,3.3136272922393344E-2,51.844999999999999,1.7904184636904068E-2]
[null,"h6766",53.006999999999998,6.8858247856061885E-2,53.762,0.1021995179554033,56.74,0.12637423499764613,52.085000000000001,5.4699953559011437E-2,49.231000000000002,1.1131833547033454E-2]
[null,"h6767",48.003999999999998,6.4318143601816036E-2,48.901000000000003,8.8859919052888481E-2,51.664999999999999,0.11626651158926643,47.896999999999998,5.4511679281043293E-2,46.305,1.0863737032288146E-2]
[null,"h6771",42.395000000000003,5.7548755884330866E-2,42.084000000000003,5.5828332424077108E-2,45.253,0.1074300106558171,40.816000000000003,5.6478030046311987E-2,41.969000000000001,6.5611597986201756E-3]
[null,"h6774",55.853000000000002,5.4388029589778078E-2,56.152000000000001,4.5402194338364552E-2,60.115000000000002,0.10392881360623296,43.521000000000001,6.1874819584070685E-2,57.110999999999997,6.6660451239977624E-3]
[null,"h6777",65.126000000000005,9.0988567585743113E-2,64.741,6.0026065345214284E-2,69.132999999999996,0.13265800362574556,52.534999999999997,0.1065175646673444,66.569999999999993,5.6474920753309718E-2]
[null,"h6781",65.825000000000003,0.20178211163416274,65.628,0.11155058495484027,68.111000000000004,0.21676976515686194,52.567999999999998,0.23389434843179335,64.893000000000001,0.13462614208465412]
[null,"h6784",62.067999999999998,0.11845998655010087,61.91,6.4238952536824878E-2,63.396999999999998,8.5121988347794802E-2,49.585000000000001,0.17663817663817663,63.465000000000003,5.984290509043446E-2]
[null,"h6785",62.115000000000002,7.0830531271015462E-2,61.838999999999999,3.5976238103897676E-2,63.664000000000001,4.1668396507106187E-2,50.774999999999999,0.13780639331300124,63.143999999999998,3.5894089129218723E-2]
[null,"h6791",48.837000000000003,4.4166106254203093E-2,48.341999999999999,3.0308540946838818E-2,49.954000000000001,1.4115497986465728E-2,43.942,0.17440415678301141,51.497,3.876095468953944E-2]
[null,"h6792",45.127000000000002,4.1254097671681936E-2,45.311,3.7350182584056854E-2,46.347000000000001,1.1665075345593424E-2,40.255000000000003,0.16643867421342604,48.084000000000003,4.1078649590378859E-2]
[null,"h6796",45.399000000000001,2.3400857358998068E-2,44.386000000000003,7.7579283906844251E-2,42.786000000000001,1.2550680116789129E-2,37.317,0.15587153775680526,47.604999999999997,5.4410273741128758E-2]
[null,"h6799",63.854999999999997,2.1148188618979574E-2,63.273000000000003,0.12680879433913664,49.944000000000003,2.1088463614097722E-2,39.088000000000001,0.1609417552490556,65.293000000000006,7.2345037349523952E-2]
[null,"h6802",66.852000000000004,0.15113053711019583,67.388000000000005,0.16782581026410293,58.186,7.0488604757358131E-2,47.146000000000001,0.26967533037988983,67.828000000000003,0.13910803976180211]
[null,"h6806",64.64,0.21006976548709758,64.847999999999999,0.21766140885191751,53.329000000000001,0.10140174630190821,45.975000000000001,0.39050714724965802,67.244,0.1594783885515843]
[null,"h6809",61.951000000000001,5.8552576279734384E-2,62.555,0.20591845083867449,53.296999999999997,2.9640084685956247E-2,47.183,0.21178198064783324,64.997,0.10622181305427043]
[null,"h6812",62.433999999999997,7.5514835672858702E-2,60.509,0.17800809127687622,54.262999999999998,1.7047891845517318E-2,51.145000000000003,0.1970607798596905,65.019000000000005,0.12071878896644953]
[null,"h6814",54.521999999999998,9.225855257627974E-2,53.710999999999999,0.13756685909965605,47.850999999999999,2.8837505362060138E-2,48.32,0.19246746401275083,57.515000000000001,0.11979816107492046]
[null,"h6817",43.619,9.1858002487645807E-2,43.438000000000002,9.921212121212121E-2,39.302,5.7735410498353582E-2,40.594999999999999,0.15938209790560806,46.701000000000001,0.10915361670395228]
[null,"h6821",48.274999999999999,9.9976468215282208E-2,42.287999999999997,6.0424242424242422E-2,38.542999999999999,4.7068264202108523E-2,46.292999999999999,0.12691839526157939,51.530999999999999,9.9843866517524235E-2]
[null,"h6824",65.569999999999993,0.13455138333277306,49.442999999999998,6.3500000000000001E-2,44.591999999999999,5.0997537286587895E-2,64.7,0.14808819284970323,68.177000000000007,0.10225577926920208]
[null,"h6827",68.578000000000003,0.20842437892896762,55.277000000000001,0.13036363636363638,52.939,0.1654722045435679,66.918000000000006,0.3118372673769278,70.683999999999997,0.1650820283370619]
[null,"h6831",61.865000000000002,0.15806635963290416,50.634999999999998,0.13345454545454546,46.823999999999998,0.15895569882951935,63.125,0.25021019212187379,66.796000000000006,0.15308072334079045]
[null,"h6834",63.048999999999999,0.12597909032843649,53.698,9.9863636363636363E-2,53.527000000000001,2.8182849553114363E-2,63.183,0.1091116716234361,66.709999999999994,9.9948732289336317E-2]
[null,"h6837",55.752000000000002,0.1620163377819612,47.628999999999998,8.309090909090909E-2,50.546999999999997,5.917429923351504E-2,58.271000000000001,0.13946717865702921,60.82,0.10099739000745712]
[null,"h6839",47.743000000000002,0.18008538676169025,43.351999999999997,7.1530303030303027E-2,45.762999999999998,7.3909073300312683E-2,50.341000000000001,0.12418276048137133,52.776000000000003,9.4996737509321402E-2]
[null,"h6842",39.034999999999997,0.17881874411725157,36.892000000000003,5.6575757575757578E-2,40.74,8.33529289715748E-2,44.198,9.2358845671267259E-2,46.302999999999997,0.10235560008387894]
[null,"h6846",40.801000000000002,0.14716955761731881,37.116,5.4515151515151516E-2,58.284999999999997,8.9328445950618993E-2,57.927,8.644918444165621E-2,60.009,0.11929448496004101]
[null,"h6849",51.173999999999999,0.20470283716552373,44.212000000000003,0.11022727272727273,68.885000000000005,0.11657790995227886,66.596999999999994,0.11096612296110414,69.206000000000003,0.17004124047624594]
[null,"h6853",52.53,0.29958316525480705,48.356000000000002,0.24560606060606061,69.707999999999998,0.14211217926550937,67.451999999999998,0.14229611041405268,69.832999999999998,0.26940282858407699]
[null,"h6856",48.731000000000002,0.12713459728385101,45.576000000000001,0.16166666666666665,65.337000000000003,6.7501210318832564E-2,63.706000000000003,8.1154328732747805E-2,64.778999999999996,0.21353013816724528]
[null,"h6859",54.280999999999999,9.0913674868898744E-2,51.732999999999997,6.3575757575757577E-2,69.644999999999996,2.8895497613942871E-2,67.054000000000002,5.9096612296110414E-2,68.417000000000002,0.19788438686828677]
[null,"h6862",45.905999999999999,0.12985746940970821,46.72,5.9909090909090912E-2,56.027000000000001,3.3155819904557716E-2,55.393999999999998,5.8155583437892094E-2,57.341000000000001,0.20148419115077237]
[null,"h6864",38.968000000000004,0.11576665154036202,41.375999999999998,5.9895202326144897E-2,47.648000000000003,3.1864575553895942E-2,47.82,5.9340107891105255E-2,49.128,0.20794016914796953]
[null,"h6867",35.180999999999997,0.11227079446713391,40.045000000000002,6.2121395686939668E-2,44.921999999999997,3.3925262080601884E-2,45.171999999999997,5.5400828001505455E-2,46.418999999999997,0.19065259430115794]
[null,"h6871",37.817999999999998,0.11304391670448243,61.417999999999999,6.8073055488248116E-2,67.338999999999999,4.0536055099161895E-2,65.150999999999996,7.4520135491155437E-2,64.852000000000004,0.20396775471214557]
[null,"h6874",46.804000000000002,0.25155044622598699,64.662000000000006,0.1451568936273322,70.067999999999998,0.14835559981191049,69.216999999999999,0.10240873165223936,68.667000000000002,0.28107453228023577]
[null,"h6878",46.512,0.22923074337383822,63.889000000000003,0.18525866246668282,67.893000000000001,0.21711891129366859,67.876999999999995,0.11806548739179526,64.171000000000006,0.30859020060110437]
[null,"h6881",46.951000000000001,6.4606127834081248E-2,61.146000000000001,7.1177610855342868E-2,64.885000000000005,4.9318175531767768E-2,65.239000000000004,8.0679964872663407E-2,62.32,0.23260175671582675]
[null,"h6883",51.972000000000001,6.3177532395502445E-2,64.891999999999996,6.9496607705354985E-2,69.846000000000004,2.2252648466240699E-2,67.156999999999996,7.9663781206874923E-2,65.947000000000003,0.23636448358612333]
[null,"h6886",47.158000000000001,5.5597573068454934E-2,53.530999999999999,8.7381875454325172E-2,56.506999999999998,3.1339031339031341E-2,55.606999999999999,7.0367582486513605E-2,55.634999999999998,0.21241350387921995]
[null,"h6889",39.021999999999998,5.4479154413618107E-2,43.375,8.1425629844961239E-2,45.715000000000003,3.5530117650311756E-2,45.343000000000004,4.8650479105001754E-2,44.972999999999999,0.18735365725801753]
[null,"h6893",45.445999999999998,6.9703742291082019E-2,48.731000000000002,9.3250363372093026E-2,50.853999999999999,3.8792805496799525E-2,49.719000000000001,7.2104048562685E-2,44.274000000000001,0.17875656722155564]
[null,"h6896",65.331000000000003,7.7366448772454591E-2,64.98,8.7360707364341081E-2,69.203000000000003,4.8138470684196702E-2,67.277000000000001,9.5908794461445845E-2,52.296999999999997,0.16788788835432125]
[null,"h6899",68.209999999999994,0.13604664840612343,67.421000000000006,0.12749818313953487,71.132999999999996,0.16352149088244647,70.42,0.13429990468068029,57.750999999999998,0.21707069883391775]
[null,"h6903",63.707999999999998,0.17516678149523601,63.183999999999997,0.10540818798449612,66.683000000000007,0.14246609431379867,67.143000000000001,0.13530326594090203,52.271000000000001,0.1453467376489638]
[null,"h6906",64.41,7.8408307987027179E-2,63.524999999999999,2.6601865310077518E-2,68.215999999999994,2.0474748731560976E-2,67.272000000000006,0.11517333065770331,55.072000000000003,4.8413965029181182E-2]
[null,"h6908",62.604999999999997,0.11549513518963518,61.444000000000003,2.7752543604651164E-2,65.504000000000005,2.1401020281199452E-2,63.793999999999997,0.10117644107760999,52.646999999999998,4.6666589005510059E-2]
[null,"h6911",49.587000000000003,0.13792871666470619,49.192,3.0750363372093022E-2,51.216999999999999,2.8589993502274202E-2,51.249000000000002,7.2216926704459936E-2,44.968000000000004,3.4027235767622288E-2]
[null,"h6914",42.963000000000001,0.12531079900544317,42.701999999999998,3.5561274695329652E-2,44.755000000000003,2.3024724629268765E-2,44.222999999999999,5.5117419160700627E-2,38.229999999999997,2.4474913504886828E-2]
[null,"h6918",57.256999999999998,0.12747799207042537,56.457999999999998,3.6636136552872609E-2,60.244,3.0128391171552166E-2,57.713999999999999,4.4409895056233308E-2,39.207000000000001,2.7841524643826519E-2]
[null,"h6921",65.147000000000006,0.22108729252066395,64.980999999999995,4.4584058738929677E-2,70.174999999999997,6.0975441215086308E-2,67.867000000000004,5.6697217799064656E-2,46.494999999999997,9.3554512307351789E-2]
[null,"h6924",69.022999999999996,0.40146831530139104,66.072000000000003,0.10494285065475741,71.274000000000001,0.13481764031123458,63.348999999999997,7.758566646187795E-2,49.79,0.20871824144076978]
[null,"h6928",63.811999999999998,0.22065049391841945,61.798999999999999,5.3228370297479372E-2,66.617999999999995,7.1105767237447659E-2,62.94,5.9029301503316325E-2,45.323,0.13805435504350966]
[null,"h6929",63.969000000000001,0.16070828573348564,61.957000000000001,2.7643630308076601E-2,66.856999999999999,4.2096825462636649E-2,63.506,5.2258735910327619E-2,47.869,9.2051768926994626E-2]
[null,"h6935",50.006,0.14832672535447886,49.35,5.5514344107183408E-2,51.768000000000001,5.1273546443329598E-2,49.311999999999998,3.7902629236305274E-2,45.689,0.12358608156751279]
[null,"h6936",45.835000000000001,0.14155649997480305,46.161000000000001,7.039205895259279E-2,48.295999999999999,4.8001989719781132E-2,45.756999999999998,3.4441686100453874E-2,43.012999999999998,0.11886792452830189]
[null,"h6939",43.046999999999997,0.1192319967747896,43.953000000000003,0.11115650581808828,45.661000000000001,3.4557563698667991E-2,41.533000000000001,2.4361192607638107E-2,41.707999999999998,0.11365012811553692]
[null,"h6943",63.728999999999999,0.11504930204431305,64.275000000000006,0.1626794982371722,67.646000000000001,3.4433206212347314E-2,47.11,1.7991925574863964E-2,63.957000000000001,0.10290006988120196]
[null,"h6946",67.278000000000006,0.24405771782768643,67.727999999999994,0.31944255299832042,71.17,9.1568562427458131E-2,56.024000000000001,5.6107224353669854E-2,68.009,0.13966922897740508]
[null,"h6949",65.852999999999994,0.33167593354722752,69.460999999999999,0.44831812610649596,68.706000000000003,0.17106063118333056,54.174999999999997,7.3096115750144186E-2,67.721999999999994,0.13575588166783134]
[null,"h6953",61.374000000000002,0.13912079420805967,64.799000000000007,0.35124911102032169,64.495000000000005,5.1580721826120599E-2,52.792000000000002,1.3001830537375561E-2,63.618000000000002,4.6610761705101325E-2]
[null,"h6954",64.325999999999993,0.12736221464447095,66.623000000000005,0.32399715526502942,67.042000000000002,3.2208588957055216E-2,55.579000000000001,8.9771558965871766E-3,65.626000000000005,3.9447938504542278E-2]
[null,"h6958",53.68,0.1216845005123381,56.615000000000002,0.27138468987849351,55.009,4.1576852926546178E-2,47.488,1.191103086837684E-2,55.792000000000002,3.6303284416491964E-2]
[null,"h6961",42.965000000000003,0.11342491519161657,45.478000000000002,0.23438752514481903,44.44,3.6292550839964632E-2,38.813000000000002,1.191103086837684E-2,45.658000000000001,3.0291384249877717E-2]
[null,"h6964",44.277999999999999,0.1291774426493803,46.247,0.16697672308180952,43.225000000000001,2.9730327144120248E-2,37.734000000000002,1.6813360415256148E-2,46.944000000000003,3.4285980481214916E-2]
[null,"h6968",64.465999999999994,0.14936351728075772,64.415000000000006,0.11502336766640954,53.350999999999999,6.1795424403183023E-2,42.691000000000003,2.629203340103814E-2,68.272000000000006,5.2570283930775862E-2]
[null,"h6971",66.87,0.28107681456353073,66.033000000000001,0.22478333862697944,58.954999999999998,0.20598474801061009,51.752000000000002,7.6431204393289695E-2,69.673000000000002,0.11919735401672374]
[null,"h6974",64.144000000000005,0.29593927383871294,61.804000000000002,0.20522709741821316,53.401000000000003,0.24932305481874448,47.424999999999997,6.5849193811279114E-2,67.147999999999996,0.17119698134302286]
[null,"h6979",66.03,0.11013334228999429,62.832999999999998,2.4517143851051922E-2,58.744,0.12016467727674625,53.472999999999999,1.5647333182878205E-2,67.769000000000005,0.12616169380197051]
[null,"h6982",53.771000000000001,0.11569206999630538,52.109000000000002,6.3932120332138478E-2,48.646999999999998,0.12958664898320071,48.273000000000003,1.7678477394117206E-2,56.777999999999999,0.12702350173526192]
[null,"h6983",48.71,0.10793336244248145,48.197000000000003,7.538152063765749E-2,44.901000000000003,0.13156222369584439,45.155999999999999,1.6349457107750948E-2,52.116,0.11406144457643305]
[null,"h6986",41.976999999999997,9.1598952387348068E-2,41.845999999999997,9.0726263741248703E-2,37.926000000000002,0.11672469053934571,39.594999999999999,1.5783271487313209E-2,45.725000000000001,9.8967127403146365E-2]
[null,"h6989",47.722000000000001,7.2308777113692838E-2,42.832999999999998,9.7969243796591721E-2,37.962000000000003,0.10574160035366932,46.433999999999997,1.3739845552101093E-2,51.558,8.3619595467936694E-2]
[null,"h6993",65.272000000000006,0.17013632395406622,52.747,0.1800160283065943,47.478000000000002,0.17970822281167109,66.397999999999996,3.5327449603851167E-2,68.078000000000003,0.10716489863409295]
[null,"h6996",66.873999999999995,0.29534618225773956,54.792000000000002,0.30789469704988431,51.33,0.34891688770999119,67.668000000000006,8.6914552201384013E-2,69.69,0.15925102181026352]
[null,"h6999",62.100999999999999,0.2095057417231885,50.375,0.23207778265011417,46.215000000000003,0.33363726790450926,64.602999999999994,6.574064787884866E-2,66.697000000000003,0.15635152601977245]
[null,"h7004",60.609000000000002,6.7759049090054396E-2,51.026000000000003,0.11088261533576278,52.963000000000001,0.23057581786030062,62.048999999999999,9.126466753585397E-3,64.396000000000001,0.12448036144718609]
[null,"h7007",48.741999999999997,7.494459740783023E-2,44.107999999999997,0.14298459165620794,45.469000000000001,0.20903790893015031,50.35,6.9075318423427942E-3,52.462000000000003,0.10851566775737392]
[null,"h7008",45.142000000000003,7.4503088906795592E-2,40.914999999999999,0.13599866934813179,42.915999999999997,0.20098899125654379,46.378,6.2795332338969456E-3,48.774000000000001,0.10430226465622634]
[null,"h7011",40.832999999999998,6.7351598173515978E-2,36.15,0.12895226286422815,41.151000000000003,0.20254982941282099,43.929000000000002,7.0691751375606335E-3,46.924999999999997,0.1064213774232986]
[null,"h7014",44.353000000000002,6.2080311576685469E-2,37.371000000000002,0.10490980297279724,58.082999999999998,0.19598878406563808,57.27,9.6261108256144798E-3,59.854999999999997,9.3566979099959244E-2]
[null,"h7018",55.433999999999997,0.17415390813859791,48.383000000000003,0.13351881813920433,70.326999999999998,0.26804978106827632,67.855999999999995,5.9887444693731751E-2,70.272999999999996,0.11204517668975957]
[null,"h7021",53.676000000000002,0.23260811173784582,48.537999999999997,0.16536373671238264,69.856999999999999,0.33237565092476207,67.313999999999993,9.178647080205056E-2,68.906000000000006,0.13231646969785177]
[null,"h7025",51.893999999999998,3.3961187214611874E-2,47.801000000000002,6.4597099783769069E-2,65.915999999999997,0.13080652513225685,63.344999999999999,2.3325771154255919E-2,65.635999999999996,7.0792338592303661E-2]
[null,"h7029",48.67,1.2439564867042707E-2,47.899000000000001,0.1022333781924304,61.162999999999997,0.10467284555989889,58.719000000000001,2.1608613363749168E-2,60.712000000000003,5.8403679338650524E-2]
[null,"h7032",40.067999999999998,2.2056601873300434E-2,41.837000000000003,0.13573620791315785,47.987000000000002,8.2931812847735153E-2,46.826000000000001,2.077668199646621E-2,48.786999999999999,4.2012991548508766E-2]
[null,"h7033",38.037999999999997,2.4876624030617384E-2,40.42,0.15040140302072783,46.103000000000002,8.2724724918200265E-2,44.637,2.1340584704452326E-2,46.968000000000004,3.9417010081255387E-2]
[null,"h7036",37.015000000000001,4.270319266794239E-2,42.325000000000003,0.15764328802745567,47.113,7.7050515648944537E-2,46.143000000000001,2.5914462224784149E-2,47.762,3.6716258061511957E-2]
[null,"h7039",39.732999999999997,3.4528485580958133E-2,61.947000000000003,0.14258500521597145,67.807000000000002,9.4473513453812483E-2,64.269000000000005,4.1102241826543526E-2,65.316000000000003,4.600591371562944E-2]
[null,"h7043",50.414999999999999,0.16807667774532514,66.649000000000001,0.24607290265031825,72.045000000000002,0.25663716814159293,68.400999999999996,0.12460996729364293,69.814999999999998,0.11055621522199716]
[null,"h7046",45.44,0.19772048208950213,64.072999999999993,0.21761940039006394,69.73,0.2852981375892204,65.361000000000004,0.15428378090500119,65.962000000000003,0.12379222835323973]
[null,"h7050",51.329000000000001,5.423506898982778E-2,64.082999999999998,5.0194276038280694E-2,71.3,0.18980299034970249,66.281000000000006,8.192879788473828E-2,65.584999999999994,7.4340527577937646E-2]
[null,"h7054",46.734000000000002,6.2728707154127636E-2,53.433999999999997,8.7356182816019839E-2,57.393999999999998,0.20962820813717503,56.04,0.10910890840966905,54.460999999999999,6.9160205815929784E-2]
[null,"h7057",38.831000000000003,4.7694967023008378E-2,43.893000000000001,0.1036562325236922,47.097999999999999,0.25807164055490373,45.603999999999999,0.11540244284372064,44.661000000000001,6.2937225733608035E-2]
[null,"h7058",38.313000000000002,4.3331599174316546E-2,42.9,0.10217499735493719,46.308,0.27557457381461797,44.698,0.11440025054807391,43.518999999999998,6.336790399366786E-2]
[null,"h7061",45.676000000000002,4.5546847466729323E-2,48.953000000000003,0.10209942413204154,52.131,0.27872178894333632,50.911000000000001,0.12906984027560289,44.128,6.1109753116597408E-2]
[null,"h7065",66.631,7.1894876399214588E-2,65.006,0.14999773280331313,72.097999999999999,0.27157153702809028,67.497,0.15819605386783589,54.411000000000001,8.4121940147361809E-2]
[null,"h7068",68.007999999999996,0.14632386258747712,65.382999999999996,0.28294614652136457,73.659000000000006,0.29009593484712543,68.912999999999997,0.21622298778578139,56.036000000000001,0.1178196040087998]
[null,"h7071",65.435000000000002,0.10592914561901086,63.27,0.24990553347138042,70.12,0.25426185382013944,65.712999999999994,0.17574694644534919,52.014000000000003,8.3842581275971648E-2]
[null,"h7075",68.137,2.6448722036685853E-2,67.180999999999997,0.17563217000952222,71.703000000000003,0.18161363793222446,67.769000000000005,0.1558910115878484,56.067999999999998,2.0567796906100499E-2]
[null,"h7079",50.228999999999999,2.3964958799738197E-2,49.753,0.16568673387645289,53.46,0.12644074815377182,51.853000000000002,0.14860006263701847,45.09,1.0883356031241635E-2]
[null,"h7082",43.704999999999998,2.0735123890687646E-2,44.107999999999997,0.15272677818577451,46.697000000000003,0.10918199759857571,44.683999999999997,0.14117882818566668,38.616,7.0767619158470579E-3]
[null,"h7083",44.173000000000002,2.0617691959267895E-2,44.155999999999999,0.15210722758662376,47.222000000000001,0.10248837241398347,45.304000000000002,0.13767190200646276,38.637,7.938078333236339E-3]
[null,"h7086",58.536999999999999,1.8420037242698251E-2,57.06,0.15579430920108195,61.170999999999999,7.5575858785210545E-2,58.347000000000001,0.12860399288594976,38.725000000000001,9.9749752662515283E-3]
[null,"h7090",69.197999999999993,4.5479709439849685E-2,67.733000000000004,0.20513169227979511,71.742000000000004,8.0323502215106896E-2,60.286000000000001,0.1792665514390922,49.487000000000002,8.9227725077111103E-2]
[null,"h7093",68.045000000000002,7.7874146521498433E-2,68.186999999999998,0.29993804494008491,71.063999999999993,0.10054239065928758,62.390999999999998,0.24979334185015406,48.395000000000003,0.14970610487109351]
[null,"h7096",64.366,4.199030347766277E-2,64.478999999999999,0.25049488492980942,67.233000000000004,5.7109734049160192E-2,61.338999999999999,0.10713659477467999,46.813000000000002,6.7718093464470691E-2]
[null,"h7101",60.195999999999998,1.5534566927812915E-2,58.945999999999998,0.19541532556628435,62.332000000000001,3.3454324633920805E-2,56.6,5.0387014353347859E-2,50.098999999999997,8.3221788977477743E-2]
[null,"h7104",46.786999999999999,9.3915610116052858E-3,46.976999999999997,0.16817234190410008,49.433999999999997,3.8496033114867198E-2,46.151000000000003,4.6228222887416556E-2,43.918999999999997,6.2694939714166009E-2]
[null,"h7107",44.268000000000001,5.685248540953914E-3,43.671999999999997,0.12330422696921171,46.74,4.4056571231459125E-2,42.283000000000001,5.5296018436181003E-2,42.323999999999998,5.2697732880219728E-2]
[null,"h7108",46.046999999999997,5.5007714496545243E-3,45.005000000000003,0.11701966945644621,48.353999999999999,4.7023111417730253E-2,42.481999999999999,5.4895231892589207E-2,44.276000000000003,5.2441692658628553E-2]
[null,"h7111",66.286000000000001,5.2995237136915542E-3,63.338999999999999,0.10263770130223283,68.266999999999996,6.0393239047947571E-2,47.817,6.3224077251606281E-2,65.423000000000002,5.1824868488431639E-2]
[null,"h7115",70.268000000000001,4.9372777889582074E-2,66.536000000000001,0.26192706287578937,71.254000000000005,0.20814073818558124,56.822000000000003,0.17257618075473116,70.096000000000004,0.12156091429635492]
[null,"h7118",67.094999999999999,7.9341919903401087E-2,63.459000000000003,0.27908873916064902,66.576999999999998,0.21197654363573645,51.911000000000001,0.18646593940608444,68.244,0.10654764675759974]
[null,"h7121",65.733000000000004,1.4271818608707319E-2,60.741999999999997,6.5776354352358221E-2,64.947999999999993,8.2000689893066581E-2,52.045000000000002,7.2667610184988032E-2,65.991,6.3823844327545273E-2]
[null,"h7126",56.648000000000003,6.4231569061514726E-3,53.427999999999997,3.4111853038039701E-2,56.417999999999999,9.0375991721283203E-2,48.250999999999998,0.11600265521085129,56.222999999999999,5.4874074763744701E-2]
[null,"h7129",44.865000000000002,7.6106817762727772E-3,43.433999999999997,5.0341348477525374E-2,46.125,8.9963440711871429E-2,39.238,9.925729243640645E-2,46.148000000000003,3.7782173609494998E-2]
[null,"h7130",43.802,1.0259333143345683E-2,42.924999999999997,4.9842919284678586E-2,44.518000000000001,8.3851831413395875E-2,38.002000000000002,9.3195395964580485E-2,44.941000000000003,3.5012799627647195E-2]
[null,"h7133",49.259,2.4961024592225035E-2,48.436999999999998,6.9372281295311741E-2,45.210999999999999,7.3656618610747057E-2,37.436,8.3263404431196217E-2,50.805,4.7032813590877354E-2]
[null,"h7136",67.146000000000001,4.1624059142038122E-2,65.430000000000007,0.11124033349444176,54.454000000000001,5.9846864868593502E-2,41.564,8.6569893415828561E-2,67.450999999999993,3.7793809634628812E-2]
[null,"h7140",67.703000000000003,0.17928687576483998,65.614000000000004,0.18601981633639439,58.923000000000002,0.11424432641236118,52.545000000000002,0.15838583219568403,68.569999999999993,6.4812659995345592E-2]
[null,"h7142",65.566999999999993,0.23091881380651433,62.835999999999999,0.17262264378927017,55.222000000000001,9.7082154928605918E-2,49.332999999999998,0.14752702178024374,66.194000000000003,5.3653711892017689E-2]
[null,"h7147",65.375,0.14044557691985315,63.329000000000001,0.10454929917834703,59.192999999999998,3.0682210112437058E-2,54.073999999999998,2.359630775396716E-2,66.685000000000002,1.3858505934372819E-2]
[null,"h7151",48.732999999999997,0.1491794209846948,48.613999999999997,0.11491058482358628,46.363999999999997,4.0160033110298685E-2,47.561,2.4999060656538456E-2,51.637,1.039097044449616E-2]
[null,"h7154",41.640999999999998,0.11781753610078065,41.421999999999997,0.10158586316266426,39.457999999999998,4.5499068772849552E-2,40.042000000000002,2.7825433598397096E-2,44.966999999999999,4.3740257323003186E-3]
[null,"h7155",42.375,9.4649378497001377E-2,41.070999999999998,0.10140462165835977,38.844999999999999,4.945850865696351E-2,39.645000000000003,3.0956107945651495E-2,45.402999999999999,4.350759637979572E-3]
[null,"h7158",57.058999999999997,5.719167755553322E-2,44.36,0.1114937320646428,39.552,5.7473960129682006E-2,47.529000000000003,5.204433034875712E-2,58.484000000000002,9.1203089737325795E-3]
[null,"h7161",67.153999999999996,7.4848393473380903E-2,53.542999999999999,0.16941549614861803,47.353999999999999,9.1025729461267843E-2,65.222999999999999,0.10989919228601841,66.668999999999997,3.4212791698657548E-2]
[null,"h7165",66.555999999999997,0.12763426810064663,54.771999999999998,0.32647636308714695,52.698,0.19308822515003105,66.438000000000002,0.22062488259971197,66.421999999999997,9.6728787138503053E-2]
[null,"h7167",64.195999999999998,7.5116427111602505E-2,52.048999999999999,0.26530735538438305,48.988999999999997,0.15683244809270883,64.114000000000004,0.17609417068436542,64.388999999999996,8.3397315092715391E-2]
[null,"h7173",57.226999999999997,2.6233792340938786E-2,49.311999999999998,0.15610934904093038,53.073999999999998,7.3629026695178318E-2,62.723999999999997,0.13471917851105128,59.41,7.981433656732044E-2]
[null,"h7176",46.484999999999999,3.2026800670016752E-2,40.350999999999999,0.14958465488596889,46.584000000000003,7.7960957439470235E-2,50.893999999999998,0.12189593638469727,48.259,9.3032448583353675E-2]
[null,"h7179",42.866,5.2294807370184257E-2,35.915999999999997,0.14769672254946384,41.935000000000002,7.586206896551724E-2,44.883000000000003,0.10377075039435138,45.71,8.9614360619906297E-2]
[null,"h7180",42.76,6.7738693467336686E-2,36.335000000000001,0.16444645823893672,42.688000000000002,7.0910344827586208E-2,45.753999999999998,0.10295700943939508,47.344000000000001,9.3625382209665986E-2]
[null,"h7183",46.304000000000002,8.4623115577889443E-2,39.027999999999999,0.21918139253889141,58.87,7.1462068965517239E-2,59.332000000000001,9.358020981997546E-2,65.575000000000003,8.5452199086184649E-2]
[null,"h7186",54.058999999999997,0.10859296482412061,48.642000000000003,0.37444494789306754,68.864999999999995,0.12964137931034483,66.8,0.12559152707879517,67.28,0.12306279283364142]
[null,"h7190",50.276000000000003,0.14986599664991626,50.826999999999998,0.44499320344358856,69.182000000000002,0.16775172413793105,66.796999999999997,0.17614361901900399,66.028999999999996,0.17643844535128411]
[null,"h7192",49.878,0.12003350083752094,48.718000000000004,0.37097115239389822,66.966999999999999,8.9351724137931035E-2,64.759,0.11025563985077243,63.838000000000001,0.13545626823852208]
[null,"h7198",47.81,7.6566164154103847E-2,49.911999999999999,0.32862105422141669,61.143000000000001,7.3337931034482759E-2,59.72,0.11740404116277323,57.069000000000003,0.161103554113913]
[null,"h7201",40.226999999999997,5.8557502261230777E-2,43.787999999999997,0.3053307157958321,48.999000000000002,6.2344002096060232E-2,47.569000000000003,0.10199764688211881,46.063000000000002,0.18026269905846798]
[null,"h7204",38.414000000000001,4.5241365448393689E-2,41.829000000000001,0.27964361220175171,47.264000000000003,6.1351131458830345E-2,45.48,0.10311162290034295,47.503,0.19829129373474369]
[null,"h7205",38.164000000000001,4.2578138085826271E-2,43.859000000000002,0.27148897614013895,49.02,6.0496159521215717E-2,47.500999999999998,0.10711692993216011,50.954999999999998,0.20242938509822156]
[null,"h7208",41.52,4.5894609895815883E-2,62.884999999999998,0.32102083962549077,67.198999999999998,6.3571300522636071E-2,64.799000000000007,0.11789370916464315,67.763000000000005,0.22196908055329537]
[null,"h7211",49.302,0.1193259857291213,69.277000000000001,0.45410752038659014,70.968999999999994,0.14668284678075486,68.534999999999997,0.1675595163591759,69.152000000000001,0.27226548878298268]
[null,"h7217",46.878,2.74865163646109E-2,65.834000000000003,0.3663696768347931,67.676000000000002,6.2412951445867865E-2,65.495999999999995,8.6013968508273461E-2,63.143000000000001,0.1694525165639893]
[null,"h7219",54.984999999999999,4.167364577401092E-2,69.965999999999994,0.34883720930232559,73.337999999999994,9.5977494932222795E-2,70.233999999999995,8.7165494279920902E-2,64.361000000000004,0.15659653609206092]
[null,"h7223",49.655000000000001,8.1672305785400828E-2,56.16,0.29663243733011174,58.22,0.11891004867824097,56.219000000000001,6.5611935814954808E-2,49.677999999999997,0.13730094153202371]
[null,"h7226",43.3,9.6766098405634646E-2,45.368000000000002,0.26352738691949995,47.944000000000003,0.10723690559898526,45.384999999999998,4.7714986485133649E-2,42.551000000000002,0.12531672051884052]
[null,"h7229",44.494999999999997,0.11634015358104829,46.664000000000001,0.23505344525635605,49.198,8.752119783265086E-2,46.686999999999998,3.4563019321253378E-2,43.015000000000001,0.13423138613170923]
[null,"h7230",48.177,0.12254696936744015,50.662999999999997,0.23902409565795035,52.930999999999997,8.5204946850312283E-2,50.46,3.1271899088997898E-2,44.524999999999999,0.13753225319045073]
[null,"h7233",65.763999999999996,0.16668060830140699,65.686000000000007,0.28360710187813276,69.668999999999997,9.1864168424535722E-2,66.447999999999993,3.6352487736510161E-2,54.298000000000002,0.15503614681884748]
[null,"h7237",68.070999999999998,0.25864520770247434,68.507000000000005,0.44119512047828974,71.191000000000003,0.13951276006121521,67.543999999999997,7.441936129742717E-2,53.756,0.27797019921430066]
[null,"h7242",68.287000000000006,0.16030649289813126,66.632000000000005,0.17220242768283109,72.471000000000004,1.4821248845321312E-2,68.227000000000004,4.2671939133046349E-3,56.034999999999997,0.12621167391152746]
[null,"h7244",66.433000000000007,0.16835360447024578,65.677000000000007,0.17647502868530709,70.721000000000004,1.1360659580041637E-2,66.775000000000006,7.5958554409850838E-3,51.957000000000001,0.11698319347265163]
[null,"h7248",50.83,0.14048148829739179,48.924999999999997,0.15875052841355156,53.284999999999997,9.5958969268312867E-3,50.43,9.7857643407748517E-3,41.457000000000001,0.10295655812007531]
[null,"h7251",44.518999999999998,8.9888953828170665E-2,43.744,0.15915811707905855,46.505000000000003,8.4756274031504535E-3,43.59,1.3737535501144794E-2,37.673999999999999,9.3054877623596682E-2]
[null,"h7254",48.865000000000002,7.9752859647658006E-2,49.357999999999997,0.15571816535908267,52.390999999999998,7.6900814487121183E-3,49.81,2.5848586835487384E-2,38.249000000000002,8.2967250075540996E-2]
[null,"h7255",56.889000000000003,7.5110628705017946E-2,56.664000000000001,0.15864514182257092,60.750999999999998,8.3929383553148391E-3,58.168999999999997,2.9752148835812679E-2,39.258000000000003,8.011993584826721E-2]
[null,"h7258",66.876999999999995,9.1976287885113139E-2,64.051000000000002,0.24616777308388654,69.879000000000005,4.0558977963368749E-2,67.361999999999995,7.556895667296408E-2,47.454999999999998,0.11880854426701996]
[null,"h7263",67.058000000000007,0.10777323202805376,64.238,0.27582981291490644,69.302999999999997,5.4354267443943713E-2,63.984999999999999,7.9297358839941448E-2,45.917999999999999,0.12093531366943262]
[null,"h7266",68.593000000000004,3.4081990481756703E-2,65.188000000000002,9.402534701267351E-2,71.792000000000002,1.5766045120657102E-2,66.911000000000001,6.5897631588824807E-2,52.529000000000003,2.4080143179229713E-2]
[null,"h7269",62.83,5.4020205393671201E-2,60.856999999999999,0.11522329511164756,65.644999999999996,2.6846377530629403E-2,60.499000000000002,9.4661378507888444E-2,49.594999999999999,2.6962322478674198E-2]
[null,"h7273",47.280999999999999,6.5621825086191105E-2,46.533999999999999,0.10835316444257011,48.662999999999997,3.42643089296535E-2,45.674999999999997,8.9005104594134715E-2,40.554000000000002,2.0184061911733948E-2]
[null,"h7276",45.087000000000003,6.778701220832431E-2,44.744,0.10335271259451155,45.838000000000001,3.8161736352118107E-2,42.037999999999997,9.3809428485637072E-2,39.326000000000001,2.2391875246926492E-2]
[null,"h7279",54.890999999999998,7.6830832264619175E-2,54.692,0.1178269120703678,57.853000000000002,4.2100479259626511E-2,44.149000000000001,0.11283905514963467,50.268000000000001,2.3937344581561274E-2]
[null,"h7280",59.701000000000001,9.4618677237221227E-2,59.396000000000001,0.12739102930987739,63.113999999999997,4.5047650526083845E-2,47.628999999999998,0.12481233109798819,55.057000000000002,3.1502010272142042E-2]
[null,"h7283",63.566000000000003,0.26043870022151527,63.57,0.26098743862397206,67.644999999999996,0.12142621054371178,55.624000000000002,0.21372985687118407,59.262999999999998,0.11308652304259918]
[null,"h7288",60.569000000000003,0.16616978398094634,60.792999999999999,0.19191493207217519,62.628,6.1807965625516444E-2,50.264000000000003,0.12349864878390551,56.648000000000003,6.8976736619489179E-2]
[null,"h7291",64.332999999999998,0.13743941639879415,64.373000000000005,0.15279995180287376,67.632000000000005,5.015699884316642E-2,57.531999999999996,0.1311054949454509,61.225999999999999,2.7190964233423969E-2]
[null,"h7294",54.801000000000002,0.14949784314052064,55.072000000000003,0.17253065035997228,57.265999999999998,6.3377954057180635E-2,48.920999999999999,0.11041187068361526,53.037999999999997,4.2308675544400286E-2]
[null,"h7298",42.901000000000003,0.11123324173536514,43.567999999999998,0.14058383391295184,43.896000000000001,5.5051429987744926E-2,38.914999999999999,9.27573221233845E-2,41.801000000000002,6.865182637791617E-2]
[null,"h7301",42.256,0.10002498126405196,43.146000000000001,0.12616111888954126,42.585999999999999,5.7282128251380418E-2,38.280999999999999,7.6843198338525445E-2,42.509,7.7586206896551727E-2]
[null,"h7302",42.982999999999997,0.11239903405778999,43.825000000000003,0.12524276229619258,42.776000000000003,6.0077385952108833E-2,38.1,6.6246293585557184E-2,44.110999999999997,8.1722279022213962E-2]
[null,"h7305",49.981000000000002,0.11096677491881089,51.174999999999997,0.14029778841666291,48.767000000000003,0.10430579843851122,43.131,0.10989753406147956,52.878,0.12261827307370574]
[null,"h7309",57.220999999999997,0.25514197685069528,56.360999999999997,0.19506797344293392,54.173999999999999,0.21674951461658151,42.96,0.19940196924770734,57.081000000000003,0.21952551352356167]
[null,"h7313",53.39,0.1616454325922225,53.081000000000003,0.10235912259307769,50.844999999999999,5.2710573785164479E-2,45.835999999999999,2.7987338763152299E-2,54.515000000000001,0.13765219815968027]
[null,"h7316",55.896000000000001,0.19099009076525938,55.969000000000001,9.1790494256507538E-2,56.076999999999998,7.9823196507993341E-2,52.662999999999997,2.8512805114539155E-2,58.462000000000003,0.16150432196300771]
[null,"h7319",49.152000000000001,0.21840286451827795,49.045999999999999,8.1658461677431016E-2,48.67,7.5458188177299199E-2,46.872999999999998,3.9247332007156355E-2,51.99,0.18249837345478204]
[null,"h7323",39.728000000000002,0.21533721898417985,39.837000000000003,7.4823479818737479E-2,38.542999999999999,8.3580034423407917E-2,39.072000000000003,2.4890245275231079E-2,43.125999999999998,0.21022918675293598]
[null,"h7326",44.649000000000001,0.21318900915903413,41.231000000000002,8.2125167487165585E-2,39.308,7.9449225473321852E-2,47.512999999999998,2.1150454653475252E-2,50.404000000000003,0.22462160372646275]
[null,"h7327",50.503999999999998,0.21029142381348875,43.155000000000001,8.2877918793189106E-2,39.656999999999996,8.1652323580034422E-2,56.710999999999999,2.1600730447399033E-2,60.341000000000001,0.23446048764621835]
[null,"h7330",58.534999999999997,0.32353039134054956,53.216000000000001,0.11815184499345106,48.363999999999997,0.16979001721170395,65.256,0.12330052156946129,69.608999999999995,0.28835945032350996]
[null,"h7334",58.517000000000003,0.35733555370524561,54.243000000000002,0.16266955723168181,49.585000000000001,0.25748709122203101,66.010999999999996,0.16244950031894537,71.162000000000006,0.3290624600694646]
[null,"h7338",63.368000000000002,0.11646960865945045,56.597000000000001,7.4672929557532783E-2,55.616,0.10175559380378657,68.685000000000002,1.3383197208290077E-2,70.662000000000006,0.19712616306759442]
[null,"h7341",56.03,0.1521232306411324,51.140999999999998,9.3822922782771032E-2,53.209000000000003,0.14313253012048194,63.496000000000002,3.1681905166914735E-2,64.716999999999999,0.16835294527629027]
[null,"h7345",43.325000000000003,0.13845129059117403,41.569000000000003,0.13048191138611626,43.671999999999997,0.16162283417970633,47.512,3.1141738684542942E-2,51.079000000000001,0.10246315716127234]
[null,"h7348",39.844000000000001,0.14318068276436302,38.530999999999999,0.16659891904912455,42.542999999999999,0.18666996958562129,45.451000000000001,2.378778593494003E-2,49.164000000000001,8.2093625521141814E-2]
[null,"h7351",41.728000000000002,0.14369691923397168,39.848999999999997,0.19503786339069298,59.747999999999998,0.18505979659524105,59.444000000000003,2.0548544842853032E-2,62.292999999999999,5.7171724210012889E-2]
[null,"h7352",44.655999999999999,0.13517069109075769,41.34,0.19277960947262243,65.798000000000002,0.19869809944538486,65.399000000000001,2.8815488324974672E-2,67.478999999999999,5.4872312998641259E-2]
[null,"h7355",54.287999999999997,0.1969525395503747,51.642000000000003,0.27781039700103882,69.503,0.29996008972929827,68.447999999999993,0.16588916542641671,69.585999999999999,0.12841863219872487]
[null,"h7359",52.64,0.16800999167360534,50.896999999999998,0.37047408277253363,68.792000000000002,0.25762767846083978,65.533000000000001,0.1094963542904311,68.477000000000004,9.5971385104925158E-2]
[null,"h7363",56.465000000000003,0.12902581182348044,57.497999999999998,0.2736401547656685,73.150000000000006,0.24803545133011298,69.759,8.166889703215479E-3,69.617999999999995,5.6393640618286126E-2]
[null,"h7366",47.484000000000002,0.14950874271440467,51.095999999999997,0.27493488701202895,62.091999999999999,0.24469124588855401,59.593000000000004,1.4507797941393499E-2,60.755000000000003,8.4102707034107937E-2]
[null,"h7370",38.162999999999997,0.13675270607826812,42.308999999999997,0.2176858459037124,47.354999999999997,0.19621385136064717,46.128999999999998,3.2510972453202953E-2,47.936999999999998,0.11935116808322883]
[null,"h7373",37.768000000000001,0.11182348043297252,43.901000000000003,0.20106584771023395,48.734000000000002,0.15782956827999889,47.667999999999999,4.2739424555787581E-2,48.96,0.13578096697784589]
[null,"h7376",38.033000000000001,9.5037468776019984E-2,64.259,0.24869779905458705,67.478999999999999,0.14888699336873676,65.679000000000002,5.4355845097720477E-2,66.248000000000005,0.14770563373740189]
[null,"h7377",41.533000000000001,0.10939217318900916,66.635000000000005,0.26989431848974799,69.587000000000003,0.14819910299094735,67.100999999999999,8.0052017555925128E-2,67.977999999999994,0.16545910547582554]
[null,"h7380",50.774000000000001,0.1636969192339717,69.721999999999994,0.34587360370939091,72.025000000000006,0.15161103926478275,68.554000000000002,0.17425881234916785,69.575999999999993,0.22281826204077843]
[null,"h7384",47.484999999999999,0.10308076602830975,66.45,0.24425676692861228,68.997,5.1165286299975236E-2,65.061000000000007,6.4284195916121695E-2,63.927,0.12846593284101993]
[null,"h7388",52.146999999999998,0.1092089925062448,66.858999999999995,0.19212356607352543,71.301000000000002,2.2879233965275293E-2,67.831000000000003,6.906080802270767E-2,65.686000000000007,0.13076494356973667]
[null,"h7391",47.831000000000003,0.12118234804329725,55.843000000000004,0.17974889350555506,58.286999999999999,1.650936906694549E-2,55.776000000000003,6.1120628212021556E-2,55.61,0.11633226510612606]
[null,"h7395",39.579000000000001,0.12066869807016667,45.640999999999998,0.16948897418529391,46.762999999999998,1.9996974323004773E-2,44.136000000000003,5.2932796841026669E-2,44.22,9.7568621986902609E-2]
[null,"h7398",46.811999999999998,0.12642989160297718,51.537999999999997,0.15536991043877474,53.168999999999997,1.6998803482279161E-2,50.328000000000003,4.864668982580661E-2,44.887999999999998,9.5664390878268543E-2]
[null,"h7401",65.218999999999994,0.13645370231613302,65.266000000000005,0.14606758485737939,70.861000000000004,2.9115264540440923E-2,66.429000000000002,7.2326493889485921E-2,53.597999999999999,0.10320003715572895]
[null,"h7402",65.594999999999999,0.16341142581214513,65.448999999999998,0.19701964326032964,71.021000000000001,4.5797747245946284E-2,65.763000000000005,0.10965186314447804,56.33,0.10617249547164553]
[null,"h7405",67.037999999999997,0.23494347036981533,67.691999999999993,0.26934597727101678,72.369,5.7570381372832172E-2,67.674000000000007,0.19025066853272687,58.256,0.10457015466072175]
[null,"h7410",68.212999999999994,0.10488369382420035,68.823999999999998,0.10214495371415669,74.147000000000006,1.5706014220681876E-2,69.22,4.8684177642266263E-2,59.07,7.1153220937253264E-2]
[null,"h7413",61.908000000000001,0.11349218242669463,63.526000000000003,0.13110559193196358,66.971999999999994,1.7301371181801927E-2,63.369,8.7296628595706402E-2,53.567,0.10148158469183967]
[null,"h7416",49.529000000000003,0.10599930066436886,52.11,0.12729735832016256,53.640999999999998,1.1965177208400379E-2,51.140999999999998,9.8517981655961817E-2,46.249000000000002,0.113603641261437]
[null,"h7420",44.752000000000002,8.594400239704364E-2,47.033000000000001,0.16871802588022872,47.64,1.4169873556899396E-2,45.325000000000003,9.1064669656352668E-2,40.042999999999999,0.10770516929079002]
[null,"h7423",58.070999999999998,7.4408229849851848E-2,60.012999999999998,0.19727655732771593,61.347999999999999,1.5805387575590985E-2,58.954000000000001,0.10676676701685134,40.011000000000003,9.9298685616088428E-2]
[null,"h7426",65.408000000000001,0.13152112394713186,67.462000000000003,0.22393921155582305,69.930000000000007,5.1979109400769656E-2,66.825000000000003,0.14704008594306273,48.863999999999997,0.10794900376201756]
[null,"h7430",66.314999999999998,0.25421979558544461,68.793999999999997,0.23284682515798977,70.373999999999995,8.16932380428807E-2,66.686000000000007,0.17116160543639838,51.631,0.11672704472620872]
[null,"h7431",65.772000000000006,0.24339980690481738,67.590999999999994,0.19548600662052362,69.534999999999997,6.1091258933479935E-2,65.14,0.14357987833060598,49.686,9.9600575913798714E-2]
[null,"h7435",68.819999999999993,0.24103605553151114,69.5,0.1296870297923563,73.010999999999996,2.5728422210005496E-2,67.570999999999998,0.11387455810525526,56.142000000000003,0.10708977753007291]
[null,"h7438",56.901000000000003,0.31349668741885006,59.661000000000001,0.12201324104724647,62.540999999999997,4.1533809785596482E-2,57.396000000000001,0.16060609845977039,50.148000000000003,0.11918861176907715]
[null,"h7441",44.033999999999999,0.32196534678184452,48.170999999999999,0.12993636322606852,50.651000000000003,4.8685331208616095E-2,46.853999999999999,0.18786849205556111,43.738,0.11930439628051683]
[null,"h7445",42.944000000000003,0.28181954361611822,48.679000000000002,0.23917196973116095,49.607999999999997,5.4509987086847816E-2,43.22,0.15806435495153393,44.61,0.11168897505253016]
[null,"h7448",61.71,0.2467002879446081,65.828000000000003,0.25047012983105416,67.747,7.2505975767233569E-2,48.933,0.1223393624462876,65.397000000000006,0.10682485692063012]
[null,"h7449",64.036000000000001,0.22950683244286879,67.075999999999993,0.23843480615606805,69.879000000000005,9.6986015330933872E-2,52.996000000000002,0.11691815728989707,68.334000000000003,0.11375535459305093]
[null,"h7455",66.227000000000004,0.24102461676736406,67.125,0.18405018729972469,68.099000000000004,0.16855784817430008,54.88,0.17419056660337764,67.741,9.1524361221717879E-2]
[null,"h7456",66.231999999999999,0.22383116126562475,66.072000000000003,0.13059830602819275,67.676000000000002,0.14216831057504739,54.725000000000001,0.16286099730188869,67.069000000000003,7.373956652465144E-2]
[null,"h7460",65.763999999999996,0.23676370233518085,66.221999999999994,6.6013750357298673E-2,69.012,0.14321235266642854,57.277999999999999,0.25364744678724893,67.465999999999994,5.7231747948131552E-2]
[null,"h7463",54.203000000000003,0.24829813085667682,54.966000000000001,5.6746551127559386E-2,57.115000000000002,0.14190730005220212,48.953000000000003,0.3217372839012691,56.776000000000003,5.0614689868935817E-2]
[null,"h7466",43.844000000000001,0.22927827504741624,44.395000000000003,4.6991576413959082E-2,46.624000000000002,0.12838441144552659,40.484999999999999,0.31915212530758563,47.381,4.2806569554872033E-2]
[null,"h7470",48.756999999999998,0.20666821947892058,49.966000000000001,3.950060168471721E-2,45.796999999999997,0.12497767765155157,39.417000000000002,0.2324410747074033,51.838999999999999,4.9805582960942486E-2]
[null,"h7473",66.180999999999997,0.2368648720593618,65.067999999999998,4.7608303249097469E-2,54.500999999999998,0.14577523799057654,44.521000000000001,0.16737655978715696,69.003,6.1261679531077709E-2]
[null,"h7476",68.897999999999996,0.28601137989551789,67.649000000000001,0.11463598074608905,58.994999999999997,0.26323886973364286,52.405000000000001,0.2433954958218314,70.462999999999994,0.10476466833033486]
[null,"h7478",67.706999999999994,0.27335041426812628,65.551000000000002,9.4479542719614923E-2,55.317,0.23253705509842437,48.933999999999997,0.19609288149989382,69.611999999999995,0.1072717776101213]
[null,"h7481",66.816000000000003,0.18004858084051509,63.917000000000002,3.1362815884476536E-2,55.28,5.9027157712543098E-2,48.738,6.5651581958305755E-2,68.272000000000006,6.1145609657013524E-2]
[null,"h7485",63.005000000000003,0.145675972448674,59.8,7.5481347773766541E-2,55.128,8.9399288432215618E-2,52.424999999999997,0.18089159245056771,64.992000000000004,6.693749637281643E-2]
[null,"h7488",50.814999999999998,0.12298273050943334,49.814,0.10588146811070999,47.046999999999997,8.6528291001002788E-2,45.936,0.23432718370201977,53.646999999999998,6.6345540015089077E-2]
[null,"h7491",44.482999999999997,9.1523055426176059E-2,43.442,0.17721119133574006,40.545999999999999,8.3107820377213343E-2,41.063000000000002,0.26420702920090927,48.143999999999998,5.7625584552722882E-2]
[null,"h7495",58.744999999999997,5.888615343668907E-2,47.738,0.29996991576413962,40.984000000000002,8.9619077709246264E-2,59.213000000000001,0.26855344340918741,61.066000000000003,5.2067256924701488E-2]
[null,"h7498",67.759,0.12577350455785483,57.406999999999996,0.36460589651022862,49.317,0.1374644559528552,68.528000000000006,0.29846626533110182,68.953000000000003,9.3551643710038643E-2]
[null,"h7501",69.753,0.1775899926808171,58.655999999999999,0.4378760529482551,53.701999999999998,0.16828990205640343,71.686000000000007,0.39606074988134787,69.742000000000004,0.12257330842336123]
[null,"h7503",66.653000000000006,0.12229689267416329,55.152999999999999,0.34617930204572805,50.051000000000002,0.10860337651276838,69.531000000000006,0.35761746559088753,68.197999999999993,7.4161319145479646E-2]
[null,"h7506",69.299000000000007,5.5126754940448469E-2,58.463000000000001,0.15096269554753308,57.39,5.9686525543635037E-2,71.796000000000006,0.31748807234031923,71.067999999999998,6.5643965327175466E-2]
[null,"h7510",57.043999999999997,8.0727260629449724E-2,50.258000000000003,0.15341456077015644,52.043999999999997,5.3024163083643557E-2,61.463999999999999,0.35113531336647263,61.499000000000002,9.9202803532264988E-2]
[null,"h7513",45.685000000000002,0.1090540113445448,42.749000000000002,0.1620613408342233,44.645000000000003,3.8200118088071729E-2,49.134999999999998,0.34366689556152069,50.421999999999997,9.3693442851176395E-2]
[null,"h7517",42.195999999999998,9.8441372656652856E-2,39.585000000000001,0.151381597749733,45.460999999999999,2.5800870556249744E-2,49.222999999999999,0.35155752543854174,48.933,7.8391108636131607E-2]
[null,"h7520",46.326999999999998,0.10386413161002711,40.701000000000001,9.9908244460823387E-2,67.188999999999993,3.8255042772598072E-2,68.903000000000006,0.35007178974967229,66.974999999999994,7.1813077172954667E-2]
[null,"h7523",56.445,0.11387793802085933,50.076999999999998,0.10992614431190867,71.619,7.9146470402460631E-2,71.272000000000006,0.38272051938323243,70.534000000000006,8.4423871177316812E-2]
[null,"h7526",55.308,8.7412878220802764E-2,50.881999999999998,0.12084655766309171,71.245999999999995,8.7920688755543958E-2,71.097999999999999,0.37118421874024593,70.09,7.9841291939301132E-2]
[null,"h7528",53.709000000000003,8.1258213151022177E-2,48.860999999999997,8.2384440667258321E-2,69.805000000000007,5.9510895684292915E-2,69.349999999999994,0.31166739496847495,68.509,4.9364239639890485E-2]
[null,"h7531",58.255000000000003,8.1374652760450458E-2,55.743000000000002,0.10709826867826898,73.581000000000003,6.2202205226083732E-2,72.132000000000005,0.26756976090892065,70.706999999999994,6.2392686435565455E-2]
[null,"h7535",47.857999999999997,9.5713358950047414E-2,49.533999999999999,0.1026759525277899,59.076999999999998,6.4989632965795657E-2,57.545999999999999,0.25545914226855609,58.567,6.717249060281219E-2]
[null,"h7538",37.805,0.10867142405642331,41.968000000000004,8.1435576547035288E-2,48.064,5.7704449995882173E-2,47.402999999999999,0.25274011934187202,49.012999999999998,6.7104362653551256E-2]
[null,"h7542",37.103000000000002,0.10459603772643346,47.816000000000003,4.4538371288469061E-2,53.668999999999997,4.8068740220166363E-2,52.58,0.22094474820862359,53.015000000000001,7.402939368279414E-2]
[null,"h7545",41.752000000000002,9.4133107107806438E-2,64.704999999999998,3.9920580006618335E-2,71.099999999999994,7.2885497021440135E-2,68.84,0.21621351708985595,69.757999999999996,8.9770209606885587E-2]
[null,"h7547",47.497,9.4432523246336317E-2,66.078999999999994,0.10857074095243825,72.141000000000005,0.12481126636835314,70.998000000000005,0.26724589918358177,71.031000000000006,0.10059274553700889]
[null,"h7550",48.57,7.2175923615616214E-2,66.081999999999994,0.11275232393730635,71.498999999999995,0.13053504268811597,70.834999999999994,0.29221281801612864,68.703999999999994,9.037339488916471E-2]
[null,"h7553",49.063000000000002,3.4848711678892828E-2,64.813999999999993,3.6039830330014136E-2,70.805999999999997,9.7166936612951935E-2,68.468999999999994,0.18478016627967941,68.027000000000001,4.0935401176211299E-2]
[null,"h7556",54.426000000000002,5.8752100071527188E-2,66.739999999999995,7.4621702114858163E-2,71.891000000000005,0.12207977599033684,69.694000000000003,0.18914937707537513,66.787000000000006,3.8789453537333686E-2]
[null,"h7560",45.914000000000001,7.1710165177903087E-2,52.234000000000002,0.10520140789988268,54.286000000000001,0.1055672989815247,52.896999999999998,0.18419344368711457,52.863999999999997,2.6447354684545697E-2]
[null,"h7563",40.314,7.0947462954647503E-2,46.281999999999996,0.11932040294692528,47.488,9.2077998710084666E-2,47.103000000000002,0.19501054549538868,46.283999999999999,2.3569531277185574E-2]
[null,"h7567",57.213000000000001,6.4594455254536082E-2,58.947000000000003,0.11732070365358593,62.802,7.5885444540501973E-2,61.828000000000003,0.18769733804240663,47.018000000000001,3.4530755222530247E-2]
[null,"h7570",67.573999999999998,9.0971078847145309E-2,65.930000000000007,0.17907081641858366,71.444999999999993,9.5467457082870202E-2,69.533000000000001,0.22285314929675898,57.317999999999998,8.3200909375616208E-2]
[null,"h7572",69.334999999999994,0.12769212859019774,67.989999999999995,0.21891444895504436,73.447999999999993,0.10212287129663936,71.733999999999995,0.2806100163486378,59.750999999999998,0.1268022224026539]
[null,"h7575",67.585999999999999,8.4817642069550461E-2,66.051000000000002,0.12174109156517816,71.167000000000002,5.7154227217213506E-2,68.236000000000004,0.17992237517003831,53.741999999999997,9.455650539941772E-2]
[null,"h7578",70.887,4.8063330506078597E-2,69.03,3.850548789655691E-2,75.08,1.9225227450496069E-2,71.08,8.4314043604687444E-2,60.35,7.4385533504227899E-2]
[null,"h7582",60.557000000000002,6.6457117198024246E-2,59.185000000000002,4.5166140430010528E-2,63.404000000000003,1.5588764014106733E-2,61.575000000000003,0.12572227283505347,51.484000000000002,9.1436326308097393E-2]
[null,"h7585",47.968000000000004,6.8062391911666895E-2,47.673000000000002,4.9965427051077774E-2,50.485999999999997,1.2018604140656084E-2,49.63,0.13074178497467501,44.877000000000002,9.2051082783338942E-2]
[null,"h7588",46.872,5.9082745776240522E-2,45.631,6.1374500195412317E-2,48.247,5.6251457735947427E-3,46.975999999999999,0.1530976321764515,41.331000000000003,9.2248268822567356E-2]
[null,"h7592",66.114000000000004,5.0784887588133563E-2,65.024000000000001,6.6515347382978082E-2,69.394999999999996,3.7592437608901449E-3,68.010999999999996,0.21473839167643904,42.436999999999998,8.8432139004558472E-2]
[null,"h7593",67.781000000000006,7.2319409338831978E-2,66.307000000000002,7.4211586447404027E-2,71.316999999999993,8.3142398507278382E-3,67.204999999999998,0.24652561191646499,45.374000000000002,0.10199157899620707]
[null,"h7599",67.81,0.12307103897831581,66.088999999999999,0.11844992935093046,71.117000000000004,2.8537324900187962E-2,68.77,0.28886698769929392,50.725999999999999,9.8906197441221158E-2]
[null,"h7600",67.433999999999997,6.9974723959026208E-2,65.159000000000006,7.4662537955085234E-2,70.599000000000004,1.4158903508170182E-2,67.768000000000001,0.24441727588013673,51.225999999999999,6.3714289028336799E-2]
[null,"h7603",70.801000000000002,5.1699481176001066E-2,68.796000000000006,5.7541412380122059E-2,73.805000000000007,1.4762577688751081E-2,69.787000000000006,0.27389655430524712,58.186,7.6415389790402841E-2]
[null,"h7607",57.165999999999997,5.2630703738193431E-2,56.58,6.3343655112286928E-2,59.241,2.107371684936957E-2,56.593000000000004,0.33239352279248485,51.618000000000002,9.6041200283019962E-2]
[null,"h7610",46.188000000000002,4.1268996707791557E-2,47.05,5.7029935080548211E-2,48.17,3.0818584374100323E-2,47.148000000000003,0.32814838838439275,44.625,8.9455312931244424E-2]
[null,"h7613",47.518999999999998,3.1209470918825446E-2,47.965000000000003,5.4219764366434241E-2,49.616,5.1410005072453836E-2,46.814999999999998,0.33857648937231816,46.56,0.1031855554138207]
[null,"h7617",68.045000000000002,4.6872401981975988E-2,66.662999999999997,7.3049410916085591E-2,70.956999999999994,9.8213673690415809E-2,54.893999999999998,0.36702923859894221,69.558000000000007,0.16384678719283802]
[null,"h7618",67.557000000000002,7.8098500216155095E-2,67.188000000000002,0.1021729983169031,71.394000000000005,0.11308830182471245,57.906999999999996,0.40759405248977149,69.025999999999996,0.20741479480013453]
[null,"h7622",68.438000000000002,0.11737221908150711,68.162999999999997,9.807044962731426E-2,69.808000000000007,0.16378542149349493,58.984000000000002,0.39304959584871768,69.704999999999998,0.22162049331462433]
[null,"h7625",68.331000000000003,1.8190282996907319E-2,66.813000000000002,3.0340827121904303E-2,69,0.12633151913137655,57.728000000000002,0.25597495259954095,68.679000000000002,0.11594169285540339]
[null,"h7628",69.570999999999998,3.7511223437863721E-2,66.619,2.0512743447944216E-2,69.370999999999995,0.13521516800789657,57.83,0.25491467917373517,68.855000000000004,0.16916957545255296]
[null,"h7632",52.963000000000001,2.873200093112966E-2,51.482999999999997,8.6408992546285167E-3,53.253,0.12046392388577383,46.902999999999999,0.22644945614210157,54.110999999999997,0.19117971078357474]
[null,"h7635",46.548000000000002,1.7621145374449341E-2,44.781999999999996,4.4471153846153844E-3,45.793999999999997,0.10697738176833448,40.482999999999997,0.22053687256760801,48.167000000000002,0.17803645132866483]
[null,"h7638",51.561,1.0605934668772339E-2,49.591000000000001,7.3016826923076924E-3,46.509,0.12235777930089102,41.197000000000003,0.2638583973655324,53.749000000000002,0.18099290451235914]
[null,"h7642",69.593000000000004,4.2091264234062009E-2,65.721000000000004,4.9038461538461538E-2,58.487000000000002,0.16069910897875256,51.171999999999997,0.33640604730066859,71.722999999999999,0.21774567546259796]
[null,"h7643",70.238,6.6411769595212375E-2,66.418999999999997,7.4624399038461534E-2,60.313000000000002,0.17348869088416724,54.201999999999998,0.35490470012972758,72.667000000000002,0.23669016370634885]
[null,"h7647",69.843999999999994,4.9638434045382762E-2,63.838000000000001,6.0847355769230768E-2,56.661999999999999,0.13189856065798491,52.545000000000002,0.3732910887137012,72.302999999999997,0.2145225617956685]
[null,"h7650",72.63,2.992269969246114E-3,66.986999999999995,2.5240384615384616E-2,62.457000000000001,0.10065798492117889,57.707000000000001,0.28288095000498953,73.248000000000005,0.18852896164726615]
[null,"h7653",65.911000000000001,3.3081206882220929E-3,60.101999999999997,2.5901442307692309E-2,55.503999999999998,7.363947909527073E-2,54.176000000000002,0.2488025147190899,66.497,0.17688865185734823]
[null,"h7657",48.701000000000001,4.8189567789428209E-3,47.012999999999998,2.9398951432391424E-2,44.078000000000003,7.5339273474982871E-2,44.508000000000003,0.21764889304646087,50.933999999999997,0.13052899936265136]
[null,"h7660",46.57,6.1483241662373921E-3,43.286999999999999,3.8803010500698544E-2,40.046999999999997,7.5229609321453048E-2,43.023000000000003,0.22796382912379171,47.652999999999999,0.10801321049887015]
[null,"h7663",58.820999999999998,7.0124129679788628E-3,44.639000000000003,4.8928147580633047E-2,40.832000000000001,9.018505825908156E-2,60.042999999999999,0.23401309635173059,60.542000000000002,0.1133669389883539]
[null,"h7668",71.543999999999997,6.3676697851409961E-2,57.68,0.11356978683131282,56.256,0.13021247429746402,72.653000000000006,0.34972248207047085,72.861999999999995,0.20178457616316126]
[null,"h7671",67.477000000000004,5.3440568969241764E-2,53.478000000000002,9.3139243168536959E-2,52.286999999999999,0.1281699794379712,70.138999999999996,0.28960399126909886,70.322999999999993,0.23972420186569326]
[null,"h7672",67.03,2.858139882683328E-2,53.088000000000001,6.8487388646025812E-2,51.820999999999998,0.10685400959561343,69.34,0.24744621141253509,69.795000000000002,0.23615504953937078]
[null,"h7675",69.822999999999993,1.475597799896974E-2,58.646999999999998,5.969925037931708E-2,59.378,7.9410555174777242E-2,71.224000000000004,0.22667913938260056,71.447000000000003,0.25739614114375109]
[null,"h7678",59.892000000000003,2.3380248924043272E-2,49.768000000000001,5.5613141646761906E-2,53.012999999999998,6.3289924605894443E-2,61.116999999999997,0.21216089803554725,62.311999999999998,0.25716437800567821]
[null,"h7682",46.085999999999999,3.1836232823222503E-2,41.194000000000003,4.5232622771042709E-2,43.817,4.323643039153903E-2,47.072000000000003,0.19923185315426534,47.506,0.21821130676552364]
[null,"h7685",44.548999999999999,3.8100460262864927E-2,39.476999999999997,3.2448510523232235E-2,46.237000000000002,4.5263994300901444E-2,48.874000000000002,0.19703714788073773,48.567,0.20601251158480074]
[null,"h7689",51.584000000000003,6.8225246332020664E-2,43.314999999999998,2.3825619300854778E-2,69.86,5.6086801654930539E-2,69.462999999999994,0.22228872844263214,69.034000000000006,0.20368396663577387]
[null,"h7693",56.304000000000002,0.14779921240217336,51.79,4.616401520272808E-2,70.879000000000005,0.12453078335205633,72.183999999999997,0.27210604416844364,71.626000000000005,0.29406858202038927]
[null,"h7696",53.173999999999999,6.6630111493278826E-2,48.072000000000003,1.3264830922228733E-2,69.248000000000005,5.2045373592350057E-2,70.593999999999994,0.24282668063297294,70.167000000000002,0.26427247451343838]
[null,"h7697",55.07,5.5547247561603778E-2,49.834000000000003,6.8652635690357082E-3,70.778000000000006,5.3798942378825654E-2,70.454999999999998,0.24302619929420274,70.760999999999996,0.26165430954587582]
[null,"h7700",55.926000000000002,6.8773573932838172E-2,53.436,1.0816170174410744E-2,71.194000000000003,6.2895580458667832E-2,70.347999999999999,0.30291920741211825,70.709999999999994,0.31297497683039854]
[null,"h7703",49.024000000000001,5.3337321170430191E-2,49.341999999999999,1.8402511755073837E-2,59.142000000000003,6.4443652902978321E-2,60.250999999999998,0.36920928260571373,59.816000000000003,0.3488531047265987]
[null,"h7707",38.991,3.5192662379741786E-2,41.073,3.0127357923825544E-2,47.48,7.1107702421387087E-2,48.982999999999997,0.39236955302038529,47.677999999999997,0.3190483912066529]
[null,"h7710",38.715000000000003,2.5837861190037052E-2,47.435000000000002,3.2530337618647119E-2,53.683999999999997,7.5120521529527778E-2,54.832000000000001,0.40014961660744341,53.558999999999997,0.31383631772799925]
[null,"h7714",46.511000000000003,5.4583520263197245E-2,66.373999999999995,5.0207256998678361E-2,72.301000000000002,8.3748767393448012E-2,71.12,0.40855308272551588,71.081000000000003,0.3521392666033496]
[null,"h7718",50.997,7.7114799860425701E-2,67.713999999999999,7.6790219872642076E-2,73.123000000000005,9.8978306124685E-2,71.581999999999994,0.44901190698834237,69.700999999999993,0.35636683731381313]
[null,"h7721",50.735999999999997,1.4871309173686922E-2,66.962000000000003,2.9076054307341104E-2,73.054000000000002,8.5570285964720064E-2,68.63,0.27752633875693533,67.308999999999997,0.27788459311079711]
[null,"h7722",55.453000000000003,1.4522373427712145E-2,69.177000000000007,3.1298810525051061E-2,75.013000000000005,8.6734414374931526E-2,71.757999999999996,0.27675331961847766,71.006,0.28902684796960781]
[null,"h7725",52.594000000000001,1.1697655484106808E-2,62.475999999999999,4.8510152589210619E-2,67.504000000000005,7.1751396954092259E-2,66.885999999999996,0.35300791721214386,63.4,0.29999536704579677]
[null,"h7728",46.354999999999997,7.1282588106275861E-3,51.265000000000001,5.4592694941727742E-2,54.374000000000002,5.1002519995617397E-2,54.869,0.36748332398229538,53.636000000000003,0.27722439713683428]
[null,"h7732",42.277000000000001,7.8727079457879354E-3,45.970999999999997,5.0852801633535526E-2,48.225999999999999,3.5416039208170193E-2,49.817,0.37294009124679017,46.357999999999997,0.20794051562391419]
[null,"h7735",57.845999999999997,2.031291522721233E-2,58.514000000000003,4.2399855864512642E-2,61.179000000000002,2.4861046463872081E-2,64.212000000000003,0.38500660666650044,47.387999999999998,0.20832271663848417]
[null,"h7739",69.613,0.11041722030294977,67.813000000000002,6.2458711188517209E-2,72.194999999999993,3.0939408044246091E-2,74.372,0.45972426516416942,58.701000000000001,0.20315721201732645]
[null,"h7743",68.305999999999997,9.6764549561520058E-2,67.509,3.1034172121794486E-2,71.08,2.0945705445883415E-2,72.456000000000003,0.40596095834060481,55.39,0.20312246647054735]
[null,"h7746",71.545000000000002,6.2367127292054216E-2,69.501999999999995,2.2461113446639841E-2,74.186000000000007,2.354680612216959E-3,75.027000000000001,0.30355762758345589,60.241,0.17420258970141994]
[null,"h7747",70.872,6.8894499069891049E-2,68.805000000000007,2.6439853462254519E-2,73.477999999999994,1.9302905018755306E-3,73.731999999999999,0.29779860886041237,60.103000000000002,0.18681522318222882]
[null,"h7750",60.463000000000001,7.0123571618389585E-2,59.572000000000003,3.6904690408984447E-2,62.899000000000001,1.6428004271281111E-3,62.372999999999998,0.25643838348582682,52.295000000000002,0.2043153969099627]
[null,"h7754",46.326000000000001,5.8743441588629874E-2,46.526000000000003,4.4199972984736373E-2,48.787999999999997,2.1073085291260143E-3,48.031999999999996,0.23178543832099505,43.05,0.20436172430566815]
[null,"h7757",46.843000000000004,5.0043169290031213E-2,47.393000000000001,5.3325128697714205E-2,50.155000000000001,3.4756906908961537E-3,48.96,0.22759789625863058,41.591000000000001,0.24444650343980914]
[null,"h7760",66.644000000000005,5.0142790728564784E-2,63.530999999999999,3.5014783352594218E-2,69.33,4.7072346364892791E-3,67.802000000000007,0.21174505845110794,43.929000000000002,0.32257765629705126]
[null,"h7765",70.245999999999995,8.0195258019525803E-2,67.668000000000006,9.4808566840264744E-2,72.466999999999999,6.6749681851147394E-2,71.272000000000006,0.17855629502230863,56.423999999999999,0.47504111556368861]
[null,"h7768",69.003,4.7519426180514045E-2,66.271000000000001,4.5580753125515919E-2,71.120999999999995,1.2835424677403905E-2,67.677999999999997,0.10942446222488098,52.710999999999999,0.40022237149938616]
[null,"h7771",71.965000000000003,6.3956963538553499E-2,68.468000000000004,4.7456813099401161E-2,74.066000000000003,8.3744988300332515E-3,69.013000000000005,0.10164759839477554,60.673000000000002,0.366136990109101]
[null,"h7772",69.83,6.2213588364215977E-2,66.896000000000001,5.0413483618244305E-2,71.765000000000001,8.6755429056226824E-3,66.715999999999994,0.10725591365687082,59.301000000000002,0.3506636399434806]
[null,"h7775",57.927999999999997,5.5406123397755198E-2,56.423999999999999,4.6766423029011392E-2,60.079000000000001,1.6270063903446954E-2,56.405999999999999,0.1183977666442334,52.29,0.28039656250723866]
[null,"h7779",46.162999999999997,4.807197516723935E-2,46.08,4.885954381752701E-2,48.76,1.7902568450997018E-2,45.081000000000003,0.1261979835242214,42.302999999999997,0.2197350441207124]
[null,"h7782",50.386000000000003,5.1292266321398335E-2,51.162999999999997,3.6914765906362543E-2,54.63,2.2593615799119234E-2,45.411999999999999,0.11376014157703859,50.05,0.17138754429441602]
[null,"h7785",68.034000000000006,7.2688943113722759E-2,67.486999999999995,3.6344537815126053E-2,71.507999999999996,3.07995295276129E-2,53.904000000000003,0.11673874300527175,70.058999999999997,0.20470389327651295]
[null,"h7790",69.001999999999995,0.16941387381106518,67.930000000000007,6.7962184873949574E-2,70.093999999999994,8.5081648841598509E-2,57.110999999999997,0.12725731876020388,70.759,0.18920953285313941]
[null,"h7793",67.891999999999996,0.11339076739206215,67.760000000000005,4.0351140456182474E-2,70.185000000000002,2.5055389917667332E-2,57.793999999999997,8.0297610887473669E-2,69.658000000000001,0.18691664543622763]
[null,"h7794",71.03,0.13052138837707286,69.691999999999993,4.3667466986794717E-2,73.540999999999997,3.14012965343691E-2,60.933999999999997,8.8473186355762165E-2,72.734999999999999,0.21804432915672697]
[null,"h7797",64.167000000000002,0.14366814401673222,63.048000000000002,5.8643457382953179E-2,65.040000000000006,4.387428540167948E-2,54.91,0.10351574670671369,66.275999999999996,0.21554299742918684]
[null,"h7800",52.209000000000003,0.15704729180153712,52.405000000000001,5.2310924369747901E-2,54.317,4.7512240487978336E-2,47.838000000000001,0.11362305113473498,53.645000000000003,0.19621557773814763]
[null,"h7804",46.101999999999997,0.1633979343158872,46.48,6.0846084608460846E-2,46.860999999999997,5.8992451591729569E-2,41.847999999999999,0.13480303577882183,47.143000000000001,0.17786602449811287]
[null,"h7807",58.298999999999999,0.14605679802383992,58.497999999999998,6.9366936693669362E-2,48.896000000000001,6.6089596324253361E-2,41.183,0.15145246314320251,61.454999999999998,0.16728413642994419]
[null,"h7810",66.564999999999998,0.13977353735970424,67.917000000000002,7.2547254725472549E-2,58.831000000000003,0.11188600809539438,50.38,0.18234612364941491,68.507999999999996,0.17794706740454302]
[null,"h7815",66.875,0.13244582967224258,66.364000000000004,7.0417041704170416E-2,56.055999999999997,0.12985450169565693,51.713000000000001,0.21019902047530625,68.349000000000004,0.10070160001852409]
[null,"h7818",70.998000000000005,9.0667948739203238E-2,68.200999999999993,5.6030603060306029E-2,63.058999999999997,8.951427633738103E-2,56.978000000000002,0.16698029734680908,71.896000000000001,8.3508926297265376E-2]
[null,"h7819",70.225999999999999,0.10477627281619391,66.683999999999997,5.2565256525652568E-2,62.834000000000003,8.9213433978776943E-2,57.503,0.16990890171105269,71.307000000000002,8.8938801028087155E-2]
[null,"h7822",60.325000000000003,0.11611598335516173,56.69,4.120912091209121E-2,53.752000000000002,9.539437698282463E-2,52.435000000000002,0.15119075807235521,61.268000000000001,8.1042906430175754E-2]
[null,"h7825",48.831000000000003,0.11186053063321347,47.289000000000001,3.3601848101645591E-2,45.447000000000003,8.0489304995557981E-2,45.956000000000003,0.11855811403508772,48.83,6.0847020151162654E-2]
[null,"h7829",47.256,0.1344480718558905,43.707000000000001,3.1231717744475945E-2,42.006,6.4949087678534814E-2,46.03,8.2859848484848481E-2,48.353000000000002,2.8357466115721611E-2]
[null,"h7831",57.566000000000003,0.15602472532025255,44.598999999999997,3.2221772197470862E-2,41.575000000000003,6.1627827513155195E-2,59.561999999999998,5.6618819776714513E-2,60.152999999999999,2.941074342859127E-2]
[null,"h7836",69.393000000000001,0.19379215484811826,57.292000000000002,6.060333318332508E-2,55.003999999999998,0.18328435727465317,70.081000000000003,9.6927332535885161E-2,69.703999999999994,0.1073879880088429]
[null,"h7840",65.334000000000003,0.10697181114628043,54.018000000000001,4.6412552690397971E-2,50.472999999999999,0.11551971571106404,68.61,8.3420554226475277E-2,67.509,3.3716448487794717E-2]
[null,"h7843",67.275999999999996,7.6230880135226955E-2,57.94,4.9412717699473474E-2,59.615000000000002,0.15940682020091573,72.007000000000005,0.1099481658692185,70.91,4.7547947266687499E-2]
[null,"h7844",64.92,7.3181644929817879E-2,55.423000000000002,4.7552615393846663E-2,57.902999999999999,0.16274174810360145,70.573999999999998,0.11784788676236045,69.397999999999996,5.5869995485954373E-2]
[null,"h7847",55.125999999999998,5.4687370531793247E-2,48.896000000000001,4.4777462760451824E-2,52.29,0.15488279915260028,60.093000000000004,0.12584728867623604,58.469000000000001,7.6472562704723537E-2]
[null,"h7850",44.137999999999998,3.0292484878614634E-2,40.6,4.5977528764082023E-2,43.975000000000001,0.1373904017918112,50.52,0.14295147324487634,47.938000000000002,0.11784239086417753]
[null,"h7854",43.658999999999999,1.254453558704118E-2,39.159999999999997,5.4573001515083326E-2,50.89,0.11732812542678429,55.283000000000001,0.17925621379181461,52.603000000000002,0.12531673396660842]
[null,"h7856",48.573999999999998,8.4348330433341619E-3,40.17,7.2844006420353116E-2,68.763999999999996,0.11639944279041818,69.69,0.19353391889366472,68.137,0.12614978768700322]
[null,"h7862",55.691000000000003,9.2335736183610906E-2,51.286000000000001,0.18565021076159188,71.331999999999994,0.14135096009396084,73.028000000000006,0.31369837413567558,69.722999999999999,0.13776625901028591]
[null,"h7865",56.966000000000001,2.2321650509569971E-2,51.674999999999997,0.12977213746756072,71.611999999999995,6.6796864330392502E-2,73.533000000000001,0.25276272347847756,69.55,0.10791516736280647]
[null,"h7868",57.073999999999998,5.2696992294307729E-2,54.112000000000002,0.10382071013905765,71.959000000000003,9.9177842724864115E-2,73.031999999999996,0.25575281878776551,70.536000000000001,0.13616957271286259]
[null,"h7869",52.860999999999997,6.5622669649515283E-2,51.802,9.2840106205841322E-2,67.608999999999995,9.7060992597853099E-2,68.900999999999996,0.24928673768143025,65.998000000000005,0.13503569403788079]
[null,"h7872",45.746000000000002,0.10033971331510481,48.027999999999999,8.2354529499122447E-2,54.893999999999998,6.7179263063013847E-2,56.951999999999998,0.20824767956145268,54.600999999999999,0.11801594372259311]
[null,"h7875",38.795999999999999,0.15600039770655885,43.456000000000003,7.826934613077384E-2,48.752000000000002,4.9194429273620971E-2,50.198,0.1570432183335409,47.170999999999999,0.10748695883502782]
[null,"h7881",41.332999999999998,0.26353030855400522,65.614999999999995,8.6307738452309532E-2,72.03,2.9574003276897871E-2,71.641999999999996,0.10100884294432681,69.143000000000001,9.797934233202632E-2]
[null,"h7883",47.453000000000003,0.35352798859907864,66.921999999999997,0.17084583083383323,72.566999999999993,8.2222829055161109E-2,72.781999999999996,0.10737327188940092,70.072000000000003,0.12147078894710665]
[null,"h7887",45.908999999999999,0.33952540350644617,66.796000000000006,0.13909718056388723,71.355999999999995,6.0199344620425997E-2,70.893000000000001,7.5476398057043217E-2,67.441999999999993,8.5279387441155721E-2]
[null,"h7890",52.646999999999998,0.27695290491499025,69.7,7.3710257948410324E-2,75.744,3.8803932277444018E-2,73.484999999999999,6.018184082700212E-2,70.558000000000007,4.5016597846328235E-2]
[null,"h7893",50.098999999999997,0.28740927319126369,63.656999999999996,8.2033593281343728E-2,68.233000000000004,5.3864008738394323E-2,66.900000000000006,7.3060156931124678E-2,63.47,3.2189412077680231E-2]
[null,"h7894",48.2,0.28426076293374869,60.289000000000001,7.6019796040791843E-2,64.271000000000001,5.701802293828509E-2,63.076999999999998,7.6784157429318725E-2,59.862000000000002,3.014215158980765E-2]
[null,"h7897",40.81,0.23280160347198064,49.856999999999999,5.66575211022654E-2,52.232999999999997,6.2841157205240181E-2,51.832000000000001,8.4834601162834131E-2,49.206000000000003,2.6625952785777902E-2]
[null,"h7901",42.411999999999999,0.15241266212791332,48.633000000000003,4.5757807463380262E-2,51.335000000000001,8.425218340611354E-2,50.36,7.5534418147184423E-2,45.634,2.7666932694865656E-2]
[null,"h7906",66.956999999999994,0.11820636419354304,66.021000000000001,7.5503380860282757E-2,72.751999999999995,0.13100436681222707,70.697999999999993,6.8599743529089527E-2,57.258000000000003,4.8359299998843357E-2]
[null,"h7908",70.031000000000006,0.11413142506915801,67.783000000000001,0.13944736802650715,74.421000000000006,0.16769923580786025,71.427000000000007,8.3141395151952791E-2,59.466000000000001,7.4221867517956897E-2]
[null,"h7912",67.953000000000003,6.3244380393910782E-2,66.102000000000004,3.3493755528568647E-2,72.498999999999995,0.11396015283842795,69.195999999999998,3.6105128173205013E-2,55.802,7.8339521380570695E-2]
[null,"h7915",69.763999999999996,7.5800493630837018E-2,69.540000000000006,1.1934211907224997E-2,75.582999999999998,0.13733624454148471,71.739000000000004,3.18347630134087E-2,59.901000000000003,0.1100894086077472]
[null,"h7918",59.662999999999997,6.7418708277427158E-2,60.509,1.4542946670864631E-2,65.206000000000003,0.12368995633187772,62.884999999999998,5.7071002602059238E-2,52.14,0.13731681645210914]
[null,"h7919",56.107999999999997,7.1758684092829095E-2,58.048999999999999,1.9130721600023989E-2,61.466999999999999,0.11892740174672489,59.692999999999998,6.272332266779547E-2,50.944000000000003,0.14892952566015477]
[null,"h7922",44.947000000000003,6.6846512859554466E-2,48.734000000000002,3.2431136288703054E-2,50.430999999999997,0.10915142338803181,49.749000000000002,8.0124934670615461E-2,42.216000000000001,0.16322564974495993]
[null,"h7927",59.302999999999997,5.7346661811922807E-2,59.526000000000003,7.0392350807781071E-2,63.796999999999997,0.11689923749505531,61.896999999999998,0.10577138448520446,40.484000000000002,0.14424511606925985]
[null,"h7930",68.941999999999993,5.4897222865843566E-2,67.805999999999997,0.12902017204687827,72.608000000000004,0.14460312913478196,70.616,0.14050172967322863,48.970999999999997,0.13978046890361684]
[null,"h7933",70.266999999999996,5.097481049948694E-2,69.016000000000005,0.2212181158768696,73.132000000000005,0.1748850786375851,70.028999999999996,0.18948010253602449,53.131999999999998,0.16275142556415328]
[null,"h7937",70.174000000000007,9.5826023633775771E-3,69.055000000000007,0.13505979678086502,73.543000000000006,0.13579135463982211,68.724999999999994,0.12858067245713148,51.816000000000003,0.10976554819158657]
[null,"h7940",69.263000000000005,1.2114792625202741E-2,68.557000000000002,0.13751760932769835,73.23,0.16109451514779502,68.465000000000003,0.17637689455215153,55.981000000000002,0.15813641463386424]
[null,"h7943",57.866,6.0573963126013706E-3,59.790999999999997,0.14438150046458653,61.859000000000002,0.16450464459630887,59.115000000000002,0.18950498992060924,51.496000000000002,0.16193020808031738]
[null,"h7944",52.514000000000003,6.3056502598391314E-3,55.515999999999998,0.13972064862272576,57,0.1663324739807123,54.896999999999998,0.19056270376546128,48.122,0.1666608834449495]
[null,"h7947",45.886000000000003,4.2665079128838615E-3,48.529000000000003,0.13473722048317283,50.085000000000001,0.1714020832197197,48.244999999999997,0.21605345344598043,43.862000000000002,0.17482048495079958]
[null,"h7952",67.885999999999996,6.8958674405913576E-3,66.715999999999994,0.14168676142405678,71.286000000000001,0.19736052789442113,52.481999999999999,0.233771727905038,68.001999999999995,0.14824878877929767]
[null,"h7955",70.558999999999997,3.0907377089844718E-2,69.667000000000002,0.15504665478454926,74.236999999999995,0.24019741506244205,60.624000000000002,0.26210354738767433,69.897999999999996,0.21055005029890267]
[null,"h7958",70.515000000000001,3.7687486563807444E-2,70.153000000000006,0.19021372833885003,71.941000000000003,0.22442329715875006,59.000999999999998,0.28056837835483833,69.751000000000005,0.1871581698137206]
[null,"h7962",72.141000000000005,4.2119363000446497E-2,71.641000000000005,0.15606512199140293,74.572000000000003,0.17872334623984293,62.087000000000003,0.24829225198770671,73.018000000000001,6.1734676179133474E-2]
[null,"h7965",64.867999999999995,4.4103785285508755E-2,65.307000000000002,0.16129225515599024,66.938000000000002,0.17667830070349566,57.017000000000003,0.31224725951548482,66.83,6.1908120671114557E-2]
[null,"h7966",60.676000000000002,4.0101867010633195E-2,62.003,0.14694384950649272,63.348999999999997,0.18010034356765012,54.831000000000003,0.32042205327924944,62.957000000000001,5.7259808286021528E-2]
[null,"h7969",48.122,7.3085751085718062E-2,51.213999999999999,0.12335942293590338,53.210999999999999,0.17276259287028833,48.195,0.35304657268349737,52.552999999999997,5.4661227508580539E-2]
[null,"h7972",45.470999999999997,9.6236727819151574E-2,47.801000000000002,8.793642717109891E-2,48.884,0.15156431054461181,44.098999999999997,0.36486705072851472,50.106999999999999,7.2827707348641565E-2]
[null,"h7977",67.495000000000005,0.12520021796925312,68.584000000000003,0.1022582721000883,57.674999999999997,0.13789107763615296,48.337000000000003,0.349015167539723,71.051000000000002,0.12466920134515157]
[null,"h7980",69.03,0.16076883700193201,70.212000000000003,0.18829409916044357,63.512999999999998,0.14540249471746983,57.984999999999999,0.36068633428311914,70.600999999999999,0.24161880438676575]
[null,"h7983",67.819000000000003,0.15870473422612658,68.483999999999995,0.25720955986890348,59.595999999999997,0.12079612841660418,55.357999999999997,0.35661760131393944,68.8,0.16641050235170399]
[null,"h7987",68.885999999999996,0.12993939794250237,69.617999999999995,0.27655976414600203,64.067999999999998,0.1056506032308636,61.110999999999997,0.37618982443479448,73.488,0.13876786890550427]
[null,"h7990",58.781999999999996,0.10437754916692812,60.268999999999998,0.23229224345639843,55.807000000000002,8.8473859995910301E-2,56.189,0.40209533526608521,64.936000000000007,0.1661215952295656]
[null,"h7991",55.936,9.4601958420713686E-2,58.57,0.21924245371963905,54.707000000000001,8.8446595324108784E-2,55.808999999999997,0.38300837387549924,62.161999999999999,0.16996983809644875]
[null,"h7994",45.734999999999999,7.9099116910504808E-2,48.43,0.17880428280894844,45.587000000000003,8.1342907361737493E-2,45.579000000000001,0.35955866804323761,51.984000000000002,0.19310687349126232]
[null,"h7998",49.845999999999997,5.3743245024383816E-2,45.981999999999999,0.12630099294173944,43.634999999999998,7.9885002656929133E-2,52.45,0.35180923712263507,55.505000000000003,0.21096339759063976]
[null,"h8002",67.549000000000007,4.8487544483985762E-2,56.058999999999997,9.7245483909558561E-2,53.005000000000003,0.10367473737277397,71.674000000000007,0.33250407373776325,72.376999999999995,0.27252567019716095]
[null,"h8005",68.239000000000004,8.9083300382232763E-2,57.151000000000003,0.10641225026917095,58.469000000000001,0.11268104587630973,73.290000000000006,0.33685768661450621,71.722999999999999,0.31878400073920926]
[null,"h8008",65.543999999999997,4.1090022406748389E-2,54.158999999999999,5.2308888623041033E-2,55.290999999999997,8.4149714550433963E-2,71.388999999999996,0.27196397696316843,71.466999999999999,0.2505457443490916]
[null,"h8012",66.738,3.8124423355740081E-2,56.44,5.1217250867328624E-2,60.015000000000001,0.10657692150477566,71.765000000000001,0.26035848892316493,72.513999999999996,0.27707642730916271]
[null,"h8015",57.648000000000003,4.402267035718993E-2,50.686999999999998,5.6570762052877137E-2,55.728999999999999,0.10984698813238319,60.79,0.29773736519348698,60.911000000000001,0.27410804005590272]
[null,"h8016",53.384999999999998,4.4731119019375244E-2,47.646999999999998,6.490010766838139E-2,52.185000000000002,0.1150109683484801,55.08,0.30890749194581618,57.030999999999999,0.27893600064680812]
[null,"h8019",45.801000000000002,5.4877546650855612E-2,40.896000000000001,9.0842479887549718E-2,47.265999999999998,0.14376378939340287,47.552999999999997,0.30908367623475591,50.350999999999999,0.28188849128477433]
[null,"h8023",44.554000000000002,5.553634072829685E-2,39.860999999999997,0.13012531028501362,63.228999999999999,0.14351864462179609,62.835999999999999,0.25371390211459333,63.369,0.31008888375851323]
[null,"h8027",56.69,0.10002141080751684,51.335999999999999,0.2194574872147621,75.813999999999993,0.18997357884128238,72.340999999999994,0.23732922266008627,73.620999999999995,0.33506868290430569]
[null,"h8030",55.247,0.10568703987351154,52.198,0.24800370846666867,76.12,0.16581319968403563,72.438000000000002,0.209470294998819,73.11,0.36055638924160222]
[null,"h8034",60.002000000000002,7.0573315545893245E-2,55.545999999999999,0.15772946137512336,78,0.14537084956282514,73.415000000000006,0.136074887184396,74.697999999999993,0.34585016737850627]
[null,"h8037",53.72,9.6908608791606968E-2,53.265000000000001,0.1121661632323474,70.852000000000004,0.11851387791790374,67.117999999999995,0.17140512922514639,68.852999999999994,0.36023317557428142]
[null,"h8040",47.920999999999999,9.6562741900950308E-2,47.844000000000001,6.8158028531267761E-2,58.805,8.9096505325089212E-2,54.332000000000001,0.1833269104063848,57.46,0.34887452383700795]
[null,"h8041",44.765000000000001,8.6433782960291181E-2,44.555999999999997,6.1258352392483971E-2,55.183999999999997,8.2126130051192681E-2,50.96,0.19727882703777336,53.845999999999997,0.33962198836887286]
[null,"h8044",39.819000000000003,7.6304824019632067E-2,43.216999999999999,3.7804385846898964E-2,52.247999999999998,6.9790872453981051E-2,48.828000000000003,0.20792743538767397,50.738999999999997,0.31467506692513614]
[null,"h8048",40.149000000000001,6.1646655796564385E-2,64.292000000000002,2.3513759959340477E-2,72.683999999999997,5.356170351813528E-2,69.036000000000001,0.19751491053677933,69.697999999999993,0.21876442352072373]
[null,"h8052",53.118000000000002,6.6900538564158313E-2,66.897000000000006,0.1585571849260804,76.754999999999995,5.7932142468140727E-2,73.106999999999999,0.19790009940357853,70.784000000000006,0.17964783531800979]
[null,"h8055",50.360999999999997,4.5868537641846598E-2,66.165999999999997,0.11786776686547977,75.644000000000005,2.9245180263587845E-2,69.725999999999999,0.17119781312127236,67.114000000000004,0.11114188128865504]
[null,"h8059",57.393999999999998,2.7059966730899089E-2,69.331999999999994,4.7804834297502131E-2,77.438999999999993,1.3955451475874087E-2,71.909000000000006,0.16682405566600397,68.465000000000003,8.1267885165697412E-2]
[null,"h8062",51.69,1.997793039840572E-2,60.918999999999997,5.0674918157764925E-2,67.320999999999998,9.48970700359438E-3,62.53,0.16696073558648111,59.820999999999998,7.3548416874365363E-2]
[null,"h8065",45.1,2.2322824923862047E-2,49.71,4.4501561589384182E-2,55.494999999999997,1.0843832485237693E-2,50.087000000000003,0.16196439441939051,50.423999999999999,5.519787700473059E-2]
[null,"h8066",43.371000000000002,2.5351880813235656E-2,47.783000000000001,4.2050837579760608E-2,53.313000000000002,1.3020762469727068E-2,47.87,0.15964121103698459,48.317999999999998,4.7582785277489326E-2]
[null,"h8069",45.017000000000003,4.0991028068153759E-2,48.372999999999998,2.6778642836862477E-2,53.911000000000001,1.4408555334839044E-2,49.243000000000002,0.1444473432472389,46.521999999999998,3.918310834198685E-2]
[null,"h8074",69.218000000000004,8.7941394353444724E-2,66.917000000000002,8.1187704538322455E-2,75.77,1.8272606057307683E-2,69.644000000000005,0.15446063632862486,56.65,7.393561786085151E-2]
[null,"h8077",71.447999999999993,0.14175652317063134,67.475999999999999,0.15925223030828314,77.153999999999996,2.8354513047974095E-2,70.135999999999996,0.19907321133514716,57.999000000000002,0.15117110880350756]
[null,"h8080",70.143000000000001,0.10705407852498149,66.289000000000001,4.8536290141813238E-2,76.198999999999998,1.3578600778252469E-2,68.259,0.12706694992111114,54.661000000000001,4.4952117226260531E-2]
[null,"h8084",69.442999999999998,0.14582270145691004,68.192999999999998,3.810576966182997E-2,75.632999999999996,1.9660398922419657E-2,69.725999999999999,0.16634986893270223,59.024000000000001,4.8886581285335177E-2]
[null,"h8087",57.866,0.17515844925508273,58.390999999999998,4.551771544703298E-2,64.364000000000004,2.0653623227842935E-2,58.731000000000002,0.18134496167368591,52.441000000000003,4.7028960424599052E-2]
[null,"h8090",46.561,0.19564609283727971,48.768999999999998,5.518219832735962E-2,53.598999999999997,1.903285887135147E-2,49.234000000000002,0.21750630192099937,44.816000000000003,4.8021229952694131E-2]
[null,"h8094",50.488999999999997,0.18853767297977719,52.765999999999998,9.3652927120669055E-2,57.473999999999997,2.7842353548948436E-2,54.381,0.29982242862996861,42.277999999999999,4.46521287642783E-2]
[null,"h8095",58.643999999999998,0.1809191581787965,60.436999999999998,0.10377837514934289,65.802999999999997,3.1295457944179345E-2,63.253,0.32324198134879734,41.622,4.2402215299411558E-2]
[null,"h8099",68.864000000000004,0.20087867967683018,70.305999999999997,0.18378136200716846,76.228999999999999,5.6187718368068303E-2,73.69,0.32427264034967901,53.197000000000003,0.11574939425406715]
[null,"h8102",70.025000000000006,0.22078883714807562,70.716999999999999,0.20049283154121864,75.951999999999998,5.4841823347879876E-2,70.123999999999995,0.29935056065366134,52.988999999999997,0.12658359293873311]
[null,"h8105",69.683999999999997,0.18866931038454576,70.531999999999996,0.16105137395459976,76.44,4.3109425343611077E-2,68.567999999999998,0.21785399411406786,53.753999999999998,4.2056074766355138E-2]
[null,"h8109",63.468000000000004,0.18304181133068961,65.352999999999994,0.15885603345280766,70.805000000000007,3.6801392117677446E-2,64.116,0.25141870832350277,55.777999999999999,6.4959040036921656E-2]
[null,"h8112",51.024000000000001,0.14223421585243448,55.110999999999997,0.16820489844683392,59.046999999999997,2.6278940141658848E-2,53.076000000000001,0.24740783052489104,51.424999999999997,6.0897657782392985E-2]
[null,"h8115",45.649000000000001,9.2587108873753821E-2,48.802999999999997,0.17480366687569052,51.935000000000002,1.6723679209426075E-2,46.508000000000003,0.25912358908770317,46.43,4.9896193771626296E-2]
[null,"h8119",59.51,6.26789063271148E-2,61.747999999999998,0.21511541103048762,65.025999999999996,8.7011999782809369E-3,48.505000000000003,0.29287372878198997,61.39,4.0426758938869663E-2]
[null,"h8120",67.025999999999996,5.8615470667587932E-2,68.786000000000001,0.23886947953059212,72.391999999999996,8.3754140196557521E-3,52.72,0.30293171743260527,68.674000000000007,3.7508650519031142E-2]
[null,"h8124",70.216999999999999,9.2932583160596188E-2,73.173000000000002,0.39174057153095049,76.311999999999998,3.5239181191290658E-2,61.441000000000003,0.40395862565656315,71.304000000000002,0.12114186851211073]
[null,"h8127",69.111000000000004,8.1926759451189421E-2,72.594999999999999,0.39793663591029893,73.218999999999994,3.1954172775153389E-2,56.860999999999997,0.35581687010293916,69.355999999999995,7.1718569780853517E-2]
[null,"h8130",73.554000000000002,6.9177113151054515E-2,75.623000000000005,0.38879930723521156,75.617000000000004,3.4234674485529672E-2,62.792999999999999,0.31916108924291903,73.033000000000001,3.9884659746251439E-2]
[null,"h8134",63.701999999999998,0.10594544796499195,64.947000000000003,0.35880438352891997,64.367999999999995,4.1863495683336048E-2,55.002000000000002,0.31701290154346667,63.762,5.3690888119953865E-2]
[null,"h8137",51.856000000000002,0.14960862987568244,53.8,0.32528250063441355,53.932000000000002,3.3036986766202918E-2,46.862000000000002,0.32900798430457079,54.125999999999998,6.0235266981893666E-2]
[null,"h8138",49.854999999999997,0.15528185226600014,51.84,0.33011897120508726,51.335999999999999,2.9725144214455379E-2,44.180999999999997,0.32545664510200789,52.201999999999998,6.1031022950063428E-2]
[null,"h8144",66.537999999999997,0.13359205419982897,68.554000000000002,0.32743204311026852,53.984999999999999,2.9507974211062098E-2,44.878,0.33011312132914455,70.480999999999995,4.3524391650328682E-2]
[null,"h8145",68.027000000000001,0.12362691574031441,70.897999999999996,0.34022480631726648,57.871000000000002,2.9711571089243299E-2,48.24,0.34102790160555302,72.049000000000007,4.3801176334909465E-2]
[null,"h8149",68.286000000000001,0.14944418864697756,72.162000000000006,0.42148945380722785,62.793999999999997,4.9433322022395657E-2,55.682000000000002,0.43529981498267789,72.897000000000006,9.9342636374120635E-2]
[null,"h8152",67.977999999999994,0.10501216865092416,69.662999999999997,0.38017047066023796,59.692999999999998,1.3383101459110961E-2,51.856000000000002,0.33208746724945054,70.789000000000001,2.9408372736708568E-2]
[null,"h8155",72.099999999999994,0.11198447674801026,71.501000000000005,0.36470570673672581,63.598999999999997,1.8608754665761791E-2,59.695,0.31481504476425815,72.822000000000003,2.3492100103794256E-2]
[null,"h8159",60.101999999999997,0.10664013681510229,60.337000000000003,0.33153707214401934,55.018000000000001,2.6739056667797762E-2,53.268999999999998,0.23863509368830169,61.63,5.9750893783877289E-2]
[null,"h8162",50.695,0.10511438338154089,50.405000000000001,0.30398698371471644,45.716999999999999,3.6237785016286647E-2,44,0.16592184318983066,52.718000000000004,7.2142486598651218E-2]
[null,"h8165",50.002000000000002,0.11735800683670786,47.892000000000003,0.26652038272655354,44.600999999999999,4.5371878393051034E-2,45.485999999999997,0.10638561994140722,53.152999999999999,8.8443137933022081E-2]
[null,"h8167",60.712000000000003,0.1279746252958191,47.689,0.23733822936724733,43.838999999999999,5.8577633007600431E-2,59.186,7.4072694771339195E-2,64.218000000000004,0.10201164332238169]
[null,"h8170",70.117999999999995,0.14154943465684985,57.011000000000003,0.2016927141641664,52.828000000000003,0.10340662323561346,68.662999999999997,8.0229902179850043E-2,73.382999999999996,0.15599746383076835]
[null,"h8174",69.691000000000003,0.11420260320799369,57.622,0.17755586404549728,56.402999999999999,0.17666938110749186,68.683999999999997,0.10541734942152044,73.637,0.1876534670586201]
[null,"h8177",69.685000000000002,7.563108072574283E-2,57.100999999999999,0.10171211917663039,58.088999999999999,0.18032030401737242,69.722999999999999,2.244401410199116E-2,73.204999999999998,0.17922646838434492]
[null,"h8181",65.093999999999994,5.2080594267683411E-2,53.15,6.9678921678384312E-2,58.465000000000003,0.19252171552660152,65.947000000000003,4.6998361388350958E-2,69.478999999999999,0.23532192057179088]
[null,"h8184",56.411999999999999,3.1849855377333681E-2,47.134999999999998,5.7319421432089922E-2,53.012,0.17311346362649294,54.283999999999999,7.0559610705596104E-2,58.493000000000002,0.24376044728802812]
[null,"h8187",48.76,2.3188929792269261E-2,40.682000000000002,6.4255649422370817E-2,47.322000000000003,0.15916551368655218,48.023000000000003,8.3633205112296813E-2,52.201999999999998,0.24275145201438186]
[null,"h8190",47.02,1.6993163292137785E-2,40.362000000000002,8.570405086719006E-2,53.883000000000003,0.15061989636743442,54.262999999999998,9.3783347809901968E-2,56.634999999999998,0.24456070802987001]
[null,"h8192",50.744,1.5382592689981593E-2,41.872999999999998,0.11233171139436998,71.134,0.1464691679552915,69.061000000000007,9.5036605037845889E-2,72.058999999999997,0.25981838296303128]
[null,"h8195",58.716999999999999,4.8744412306074153E-2,51.765999999999998,0.20166273620108063,73.614000000000004,0.17620249043704728,70.974999999999994,0.17363196426355626,70.715999999999994,0.30847238867889737]
[null,"h8199",55.936,4.7363923218511704E-2,52.079000000000001,0.28254574763425772,72.599000000000004,0.12913377282222402,68.918000000000006,0.13322992927162178,71.123000000000005,0.24658891859500323]
[null,"h8202",61.787999999999997,3.4873783854851431E-2,57.564999999999998,0.29451625421654376,77.346999999999994,7.8158487290089798E-2,73.506,0.14302022583447077,73.912000000000006,0.22291877938600535]
[null,"h8206",54.19,5.235997896397581E-2,54.618000000000002,0.32656198692498284,66.676000000000002,5.863921217547001E-2,63.673000000000002,0.16449931753319269,64.959999999999994,0.25354936848898313]
[null,"h8209",48.658000000000001,7.028874755542408E-2,47.338000000000001,0.32509176639111881,54.97,3.6619260022505727E-2,51.353999999999999,0.15672141722905916,53.040999999999997,0.23182498560736903]
[null,"h8211",44.722999999999999,9.8029548554618817E-2,44.698,0.31900384971201767,52.076999999999998,2.2343036104068657E-2,48.15,0.148273124255657,49.768999999999998,0.21899827288428325]
[null,"h8214",41.558999999999997,0.17628884616016696,51.093000000000004,0.29648751081798919,57.167999999999999,2.1190634363264144E-2,53.893999999999998,0.14307512901945216,53.44,0.21236614853195165]
[null,"h8217",43.765999999999998,0.25359496458446318,68.53,0.26027335939598317,74.744,2.3237842161634513E-2,71.126999999999995,0.14414202064311235,70.718999999999994,0.22338514680483593]
[null,"h8220",51.593000000000004,0.29936399940837155,70.195999999999998,0.24847056014801994,75.680000000000007,7.48383248145989E-2,71.869,0.1806892616117507,71.417000000000002,0.25569372481289582]
[null,"h8224",48.671999999999997,0.2537264375749807,68.283000000000001,0.13781372168671102,74.658000000000001,5.5450860234005341E-2,68.947000000000003,0.13664896784438268,66.975999999999999,0.17856073690270582]
[null,"h8227",55.459000000000003,0.20606747851238311,70.02,8.2709122922200007E-2,77.36,8.2701771987147329E-2,72.521000000000001,0.15249106788408098,68.837000000000003,0.19555555555555557]
[null,"h8231",52.000999999999998,0.18496606353432266,58.185000000000002,5.2896236831895906E-2,64.251999999999995,0.17395843219132581,60.231000000000002,0.15861949186184995,57.792000000000002,0.21202072538860103]
[null,"h8234",44.781999999999996,0.16548913936446386,47.484000000000002,3.8331891537153599E-2,53.63,0.23529571130557286,49.932000000000002,0.17146613091251831,48.594999999999999,0.240662706088238]
[null,"h8236",44.241,0.15096447701357169,46.984999999999999,3.3767860871640368E-2,53.152000000000001,0.27154506786594784,50.158000000000001,0.17961405858570825,47.226999999999997,0.24682232660956066]
[null,"h8239",58.725999999999999,0.13298938582366665,59.667000000000002,3.2246517316469291E-2,66.42,0.30519357373140799,63.006,0.19722449587022844,47.933,0.24890623560836328]
[null,"h8242",70.376000000000005,0.13796786171995662,67.625,5.3500581690182861E-2,76.111999999999995,0.31193953022134324,71.954999999999998,0.23600466304536546,56.902999999999999,0.26728147738786034]
[null,"h8246",71.813999999999993,0.15195031382471821,68.072000000000003,9.2727381200966505E-2,76.302999999999997,0.26605889843136193,71.853999999999999,0.25877421435126624,56.591000000000001,0.27333747812471215]
[null,"h8249",71.622,0.14035030068022741,68.233999999999995,2.5519792381350118E-2,76.400000000000006,0.1967841564845168,71.212000000000003,0.1991467619118486,56.881999999999998,0.14826839826839827]
[null,"h8252",70.802999999999997,0.1342052512240807,67.897000000000006,3.44837872505444E-2,75.17,0.20478990002980141,71.891999999999996,0.23222213954411292,57.978000000000002,0.13530441190015657]
[null,"h8256",56.978999999999999,0.10111399559659558,53.101999999999997,3.0128568445544849E-2,59.118000000000002,0.22603018070493891,56.848999999999997,0.21355755636580104,47.344999999999999,0.11778115501519756]
[null,"h8257",53.283000000000001,9.4563735234684324E-2,49.265999999999998,2.8012164942305972E-2,55.372999999999998,0.22649914025372669,53.438000000000002,0.21412374072192414,44.45,0.11963942390716202]
[null,"h8261",49.932000000000002,9.9081634329461626E-2,48.292000000000002,2.1288649035451267E-2,53.822000000000003,0.24518338997278599,51.670999999999999,0.22360317716013434,41.411999999999999,0.20718158897548958]
[null,"h8262",53.015000000000001,0.10358310470025793,51.081000000000003,1.9932019440054863E-2,57.212000000000003,0.25499939073098743,54.914999999999999,0.23356587898539052,41.395000000000003,0.24076397923118545]
[null,"h8263",60.322000000000003,0.10961244640128801,59.043999999999997,2.0632696264050808E-2,65.293000000000006,0.26683274888639164,62.857999999999997,0.24551120803955342,41.698,0.27241224485096877]
[null,"h8264",67.128,0.11035173898043339,66.186999999999998,2.1154476877664807E-2,72.682000000000002,0.27230263068820321,70.332999999999998,0.25650239773980493,43.871000000000002,0.28667641404082383]
[null,"h8265",68.811000000000007,0.10985887726100314,68.16,2.383792003339396E-2,75.034000000000006,0.27429290946262475,72.915999999999997,0.26972404307257652,47.863,0.2994554518138175]
[null,"h8266",68.933999999999997,0.11176460924280011,68.027000000000001,3.7255135812039715E-2,74.885999999999996,0.28733126633179434,73.287999999999997,0.30002106541430712,51.863999999999997,0.31689711147695743]
[null,"h8267",69.733000000000004,0.11598679130591927,68.328999999999994,5.4190643728197027E-2,75.819999999999993,0.30862860314924384,74.295000000000002,0.32154496226812557,54.639000000000003,0.3310116162604621]
[null,"h8268",69.870999999999995,0.12262399579424665,69.48,6.5908345508214311E-2,76.731999999999999,0.32501116993189727,73.936000000000007,0.3355348756520985,57.786999999999999,0.33826458364513418]
[null,"h8269",69.006,0.12204899045491137,68.712000000000003,6.8084916067861295E-2,75.902000000000001,0.3282741439770373,73.17,0.34008252685840323,57.488999999999997,0.34275451583564548]
[null,"h8270",68.587000000000003,0.1203568318848675,67.888999999999996,6.0288022898714926E-2,75.727000000000004,0.3148837650117115,71.665999999999997,0.32780262945936234,55.655000000000001,0.33180598887878332]
[null,"h8271",68.269000000000005,0.10642527394897239,67.418999999999997,4.3919019648767106E-2,75.06,0.30918371491625934,70.484999999999999,0.31080160097148735,53.853999999999999,0.30949447968593502]
[null,"h8272",68.305999999999997,9.8769488573822464E-2,67.174999999999997,2.6223202838486538E-2,74.626999999999995,0.30518961805602568,70.245999999999995,0.292920781650785,53.36,0.29151172563060523]
[null,"h8273",70.144999999999996,9.3265866040184664E-2,68.978999999999999,1.6696979635648052E-2,76.239999999999995,0.29913754586441732,71.721999999999994,0.27869543128337937,55.569000000000003,0.28210589332381619]
[null,"h8274",72.587000000000003,9.7405904483398781E-2,70.716999999999999,1.3655744059155013E-2,77.897999999999996,0.29372182130816826,72.831999999999994,0.2771960694415187,58.588999999999999,0.27555519738432666]
[null,"h8275",72.007999999999996,9.3380867108051713E-2,69.980999999999995,1.3536479918900385E-2,76.566000000000003,0.29071609417945005,71.185000000000002,0.28012044460415608,59.314,0.27477233741264778]
[null,"h8276",70.108000000000004,8.9273686112799622E-2,68.052000000000007,1.4058260532514386E-2,74.543000000000006,0.29165030666540298,68.796000000000006,0.29507688876222105,57.573,0.27390888891447257]
[null,"h8277",66.72,8.4575071054231218E-2,64.242999999999995,1.4639673216255701E-2,70.846000000000004,0.28968710651376273,64.801000000000002,0.29679929616733375,55.759,0.27312602894279364]
[null,"h8278",63.896999999999998,7.6097849480030885E-2,61.241999999999997,1.6443543337606965E-2,67.352000000000004,0.28792699603298177,61.835000000000001,0.29585754823360305,54.210999999999999,0.2631100263639608]
[null,"h8279",61.686,6.858992262071005E-2,58.456000000000003,1.627955514475685E-2,64.028000000000006,0.28121149758323294,58.902000000000001,0.28904226713423625,53.619,0.25187368324104026]
[null,"h8280",57.511000000000003,6.0030557426604673E-2,53.901000000000003,1.7651092757685082E-2,58.936,0.2687824097266413,54.301000000000002,0.29477949467788506,49.966000000000001,0.24072944129125845]
[null,"h8281",54.076000000000001,5.7399530292827933E-2,49.743000000000002,1.8628079221495314E-2,54.792000000000002,0.26312655624120385,50.304000000000002,0.28924022401744559,46.878999999999998,0.23217245189209096]
[null,"h8282",51.826000000000001,5.2866691849102462E-2,47.652999999999999,2.0177935412723724E-2,52.32,0.25939157735195412,47.960999999999999,0.28309461267780145,45.207000000000001,0.21723368013995029]
[null,"h8283",50.662999999999997,4.7594803659117411E-2,46.834000000000003,2.0282252656364096E-2,51.42,0.25522355743206671,46.414999999999999,0.27463200674034793,44.109000000000002,0.19946367737777368]
[null,"h8284",50.491,4.2749921989193453E-2,47.228000000000002,1.9194372829828769E-2,51.396999999999998,0.25446573562845082,46,0.27355404668682165,44.722000000000001,0.18557223091796335]
[null,"h8285",51.408999999999999,4.2109412209101811E-2,48.375,1.9090055586188398E-2,52.707999999999998,0.25451986575728053,46.423999999999999,0.27444615155870544,46.518000000000001,0.17165776631986004]
[null,"h8286",54.098999999999997,3.5589351114322786E-2,51.32,1.8657884148249707E-2,56.042000000000002,0.2609613510880156,46.561999999999998,0.26708628636566389,50.904000000000003,0.15089540557959671]
[null,"h8287",61.854999999999997,3.3782785067910458E-2,58.853999999999999,1.895593341579363E-2,64.325999999999993,0.27128667316228211,47.500999999999998,0.25729791346582742,60.262,0.1295921185894485]
[null,"h8288",69.144000000000005,3.1532789173742387E-2,65.634,2.0878351191451948E-2,71.489999999999995,0.28759337447223127,51.639000000000003,0.25473311195916143,68.206000000000003,0.11087837215725992]
[null,"h8289",71.078000000000003,3.0153229647391155E-2,67.789000000000001,2.5855773959435495E-2,73.760000000000005,0.32045036267186316,55.427999999999997,0.25016107449075681,70.546999999999997,9.3649295644968239E-2]
[null,"h8290",71.209000000000003,2.9906879731971293E-2,67.912000000000006,4.300850930658838E-2,73.896000000000001,0.35849031070693949,58.008000000000003,0.24822818060167517,70.394999999999996,8.2013626737869438E-2]
[null,"h8291",72.036000000000001,3.7560150437681683E-2,68.608999999999995,6.6166937394751352E-2,74.608000000000004,0.40400021652051532,59.505000000000003,0.26032115775387815,70.876999999999995,7.684605469109658E-2]
[null,"h8292",72.887,4.4244444809407285E-2,69.245000000000005,8.4273430398044802E-2,75.331999999999994,0.44944245967305402,60.192,0.26571095802150962,71.256,7.780130743025504E-2]
[null,"h8293",72.177999999999997,4.7857576902231927E-2,68.537000000000006,9.3170201034230959E-2,74.691999999999993,0.45217603117895422,59.423999999999999,0.25501808990434655,70.965999999999994,7.6201546818893282E-2]
[null,"h8294",71.551000000000002,4.8514510010018233E-2,68.176000000000002,8.5167578200676566E-2,73.403999999999996,0.44462487820721014,57.722999999999999,0.22212172275363037,69.909000000000006,6.2079918976153212E-2]
[null,"h8295",70.63,4.1748098999819343E-2,67.031999999999996,6.4885325544312478E-2,72.093999999999994,0.41884540435206236,56.069000000000003,0.17578183079744264,68.960999999999999,4.2790719086640269E-2]
[null,"h8296",70.402000000000001,3.1598482484521011E-2,66.75,4.376853493882539E-2,71.650999999999996,0.38536591967088879,55.823,0.13284928383803341,68.667000000000002,2.2569284596261854E-2]
[null,"h8297",72.126000000000005,2.5259077994383223E-2,67.884,4.1026481677421275E-2,73.665999999999997,0.37767944137707049,58.338999999999999,0.12084303910393021,69.703999999999994,1.766642113985821E-2]
[null,"h8298",74.14,2.8527320205620061E-2,69.899000000000001,4.8745957706808937E-2,75.043999999999997,0.36232001732164121,60.462000000000003,0.13526540119938543,71.575999999999993,2.3305865021637048E-2]
[null,"h8299",73.363,3.1729869106078272E-2,69.051000000000002,6.0027122483346497E-2,73.081999999999994,0.33616163256468551,60.198999999999998,0.15303315656440503,70.875,2.9578307706472701E-2]
[null,"h8300",72.156000000000006,3.069519946131485E-2,67.997,6.8953698046287051E-2,70.308999999999997,0.31484789433798854,58.457000000000001,0.17327898101799077,69.111999999999995,3.4170426295921187E-2]
[null,"h8301",68.864000000000004,2.9299216607268964E-2,64.397000000000006,7.1710653771068361E-2,66.328999999999994,0.29869005088232109,55.267000000000003,0.20330078802597015,65.034999999999997,4.0143633182948162E-2]
[null,"h8302",65.486999999999995,2.7870387097833762E-2,61.634,7.1561629137296398E-2,62.954000000000001,0.28028580708022083,53.271000000000001,0.23012588590969915,61.48,4.4747260841543138E-2]
[null,"h8303",63.399000000000001,2.8018197047085681E-2,59.081000000000003,7.4512316885981256E-2,60.35,0.26515643607231787,52.402999999999999,0.2499628289636715,58.152999999999999,4.745189209096768E-2]
[null,"h8304",59.581000000000003,2.8478050222536092E-2,54.664000000000001,8.4318137788176387E-2,56.033999999999999,0.27097542492151133,49.003,0.27884472419091044,53.262,5.0893103765767424E-2]
[null,"h8305",56.13,2.7795563873975932E-2,50.863,7.9437651719361999E-2,51.886000000000003,0.24793366070099968,45.887,0.30253506467760322,50.595999999999997,5.6036713708981743E-2]
[null,"h8306",53.933,2.6514964947708879E-2,48.936,7.4806022607115732E-2,49.308999999999997,0.22753405570661364,43.765000000000001,0.31388462110323634,48.271000000000001,5.6922351425646688E-2]
[null,"h8307",52.716000000000001,2.7434369305028815E-2,47.969000000000001,7.2170015041625096E-2,47.976999999999997,0.22068909541008888,42.441000000000003,0.31887793031669726,47.326999999999998,5.418492575595505E-2]
[null,"h8308",52.030999999999999,2.8206012247779473E-2,48.197000000000003,7.1514736324779962E-2,47.807000000000002,0.20729678178645347,42.052,0.32092233731476433,47.798999999999999,5.4668000874135925E-2]
[null,"h8309",52.828000000000003,2.7549294849693807E-2,49.231000000000002,6.7612849419929413E-2,48.241999999999997,0.1839616898664827,42.420999999999999,0.31787431233582791,49.319000000000003,5.3989395350977076E-2]
[null,"h8310",55.415999999999997,2.7450787239980956E-2,51.953000000000003,6.1834482553204166E-2,48.658999999999999,0.17182744206809789,42.216000000000001,0.30019328938890816,52.898000000000003,5.4414961526517376E-2]
[null,"h8311",62.6,3.0011985092515063E-2,59.161999999999999,5.6711394403324053E-2,49.734999999999999,0.15663595903845895,41.890999999999998,0.26961391683600139,61.37,5.5726165418722613E-2]
[null,"h8312",69.513000000000005,3.9206028665714425E-2,66.090999999999994,5.4939163328220172E-2,53.43,0.1459626909081071,43.871000000000002,0.23041086385488427,68.778999999999996,6.0430396926722106E-2]
[null,"h8313",71.13,4.1176180859971434E-2,68.120999999999995,5.9019762610392122E-2,57.238,0.1436900558689447,46.878,0.20882688209347278,70.981999999999999,6.162658293364618E-2]
[null,"h8314",70.94,4.8416490173865928E-2,67.849000000000004,7.7829240323469398E-2,59.963999999999999,0.15119786805189184,50.701999999999998,0.20471328740645289,71.003,7.6900958098984395E-2]
[null,"h8315",71.251000000000005,5.2734407066279201E-2,68.334999999999994,0.100510819545177,61.679000000000002,0.16256104324770368,52.895000000000003,0.20895078554790109,71.397999999999996,9.4038623005877411E-2]
[null,"h8316",71.950999999999993,5.9400088656848739E-2,68.734999999999999,0.11380999895751114,62.463000000000001,0.16191171895080014,55.600999999999999,0.21602567279575755,71.516999999999996,0.1011582301047813]
[null,"h8317",71.138000000000005,5.897322234809306E-2,67.866,0.11483759512710918,61.728999999999999,0.15494501034860597,54.902999999999999,0.19717995737721167,71.373000000000005,9.6937073714962671E-2]
[null,"h8318",70.638000000000005,5.5246351113956885E-2,66.47,9.7219533262841232E-2,60.143999999999998,0.13641221270781759,52.887999999999998,0.16967339049412697,70.787000000000006,8.0535523273869092E-2]
[null,"h8319",69.935000000000002,4.913887931176017E-2,64.876999999999995,6.5915081835376116E-2,58.725000000000001,0.10773372292791147,51.466999999999999,0.12587351935371957,69.320999999999998,5.9567762787113399E-2]
[null,"h8320",69.542000000000002,5.25373918468535E-2,64.623000000000005,3.9689040463460765E-2,58.901000000000003,8.6224855592981889E-2,51.143000000000001,8.1677157159141603E-2,69.13,4.3453757059222706E-2]
[null,"h8321",71.186999999999998,6.3537408264788459E-2,66.349000000000004,3.2659686955485726E-2,61.692999999999998,7.8365326082545345E-2,53.375,5.9362145016603064E-2,70.795000000000002,4.1659478048836594E-2]
[null,"h8322",72.995000000000005,7.3338915431217067E-2,68.343000000000004,3.830401953921992E-2,64.013999999999996,7.5172814956102965E-2,56.454999999999998,5.5310502056797342E-2,72.406999999999996,4.6386713133892317E-2]
[null,"h8323",71.777000000000001,7.9873253542169467E-2,66.981999999999999,4.4261098783266561E-2,63.563000000000002,7.149331060698294E-2,57.244,5.1927937750904492E-2,70.894000000000005,5.0883912448385721E-2]
[null,"h8324",70.025000000000006,8.1006091053867246E-2,65.025000000000006,4.7418350782611286E-2,61.402999999999999,7.3806528414701783E-2,56.256,4.6823115428458142E-2,69.67,5.3586832752493013E-2]
[null,"h8325",66.540999999999997,7.946280516836593E-2,61.323,4.7909809820245133E-2,57.854999999999997,7.1533893375539406E-2,54.165999999999997,4.1259850324627048E-2,65.677999999999997,5.2609180727603143E-2]
[null,"h8326",63.817999999999998,8.0234448111116588E-2,58.613,4.8073629499456413E-2,55.447000000000003,6.498654004842877E-2,52.768999999999998,3.574614660256728E-2,61.966999999999999,5.3690348849246061E-2]
[null,"h8327",61.494999999999997,7.2321003464184269E-2,57.058,5.0486246593295307E-2,54.463999999999999,6.0211300948284023E-2,52.393000000000001,3.1855578133518365E-2,58.911999999999999,5.3609836329549243E-2]
[null,"h8328",57.496000000000002,6.9923984961171581E-2,53.637999999999998,5.4417918894366091E-2,50.902000000000001,5.3082261271863967E-2,49.002000000000002,2.7060514447142785E-2,54.154000000000003,5.5036058107035643E-2]
[null,"h8329",53.776000000000003,6.7801060006891692E-2,50.444000000000003,5.6717840284705986E-2,47.555,5.0618185753320888E-2,45.94,2.4083549102441804E-2,49.932000000000002,5.5074563370241338E-2]
[null,"h8330",50.927999999999997,6.5077203288318591E-2,48.061,6.2167756153491072E-2,45.225000000000001,4.5166788410031654E-2,44.411999999999999,2.1680149654975903E-2,47.698,5.1268784565324868E-2]
[null,"h8331",49.215000000000003,6.6750898380453866E-2,46.802,6.7126286165254553E-2,43.918999999999997,3.9661282904526148E-2,43.895000000000003,2.2138529961966823E-2,46.649000000000001,4.8842744299955158E-2]
[null,"h8332",49.034999999999997,6.7374431846151328E-2,46.323999999999998,7.0580877644921602E-2,43.600999999999999,3.7266996726456184E-2,44.537999999999997,2.594184764429688E-2,47.139000000000003,4.495648074689846E-2]
[null,"h8333",49.91,6.8703542654611691E-2,46.316000000000003,6.8957815268698722E-2,43.74,3.7510483456429405E-2,46.296999999999997,3.166540715321052E-2,48.494999999999997,4.0644797810814849E-2]
[null,"h8334",52.621000000000002,6.4305990843903316E-2,45.848999999999997,7.0342629956668706E-2,43.447000000000003,3.9228417606795983E-2,50.393999999999998,3.8751718926151216E-2,52.078000000000003,3.6218136663102342E-2]
[null,"h8335",59.671999999999997,6.0581198825131681E-2,46.534999999999997,7.1429635034322564E-2,43.026000000000003,4.0770500229959691E-2,59.554000000000002,4.6420297575539837E-2,60.421999999999997,3.2458349142837434E-2]
[null,"h8336",67.45,5.9908439033194955E-2,49.863999999999997,6.7781467307950025E-2,45.213000000000001,4.518031545058572E-2,67.257000000000005,5.5042802809747396E-2,68.069999999999993,3.0285260943051291E-2]
[null,"h8337",69.572000000000003,6.9130170815352054E-2,53.567,6.5875485801926828E-2,48.518000000000001,4.9671292914536161E-2,69.337999999999994,6.8794212019474971E-2,70.447999999999993,2.9468915640486128E-2]
[null,"h8338",69.718000000000004,8.0485043401210973E-2,56.573999999999998,8.4399243563589799E-2,51.920999999999999,6.2035007980953925E-2,69.164000000000001,9.6544803577844132E-2,70.41,3.4343991813551335E-2]
[null,"h8339",70.134,9.4990400866383343E-2,58.508000000000003,0.10606489271408788,54.707999999999998,8.5626166707247792E-2,69.757999999999996,0.12695895637953888,71.481999999999999,4.4416083152242651E-2]
[null,"h8340",70.037000000000006,0.11195707464351935,59.652999999999999,0.11808151049034353,57.368000000000002,0.10709358006655303,70.281999999999996,0.14043781513646106,71.882000000000005,5.3821300863486368E-2]
[null,"h8341",68.710999999999999,0.12549431435931938,59.039000000000001,0.10938546986911267,56.972000000000001,0.11315369423477531,69.781000000000006,0.13745214881254722,71.19,5.6143860738390075E-2]
[null,"h8342",67.623000000000005,0.14164054936580084,57.427,9.923016215733281E-2,54.959000000000003,0.10515921326732137,69.245999999999995,0.11691175559657578,70.756,5.1314775849976429E-2]
[null,"h8343",66.581999999999994,0.15737656498695501,56.055999999999997,8.749646351087749E-2,53.494,8.6708329951573196E-2,68.375,8.5382623669767954E-2,69.671000000000006,4.0621802168489068E-2]
[null,"h8344",65.841999999999999,0.17631229181366195,55.801000000000002,8.006611373349018E-2,53.430999999999997,6.7445824202580953E-2,67.757999999999996,6.181939815904558E-2,69.201999999999998,2.5421682591148978E-2]
[null,"h8345",67.659000000000006,0.20542145939648523,57.686999999999998,8.2448590616019182E-2,56.183,7.0678786895003107E-2,66.370999999999995,5.8846120492077457E-2,70.224000000000004,2.2627712048566798E-2]
[null,"h8346",69.531000000000006,0.23689349063879361,59.872999999999998,8.3982310109147223E-2,59.847999999999999,8.9521954386819258E-2,71.706000000000003,6.7381905127665107E-2,72,2.7629264254423788E-2]
[null,"h8347",67.977000000000004,0.26359056823589255,59.642000000000003,9.9587533689712168E-2,60.927999999999997,0.10641722803884966,71.298000000000002,7.1086113554429564E-2,71.316999999999993,2.9813850275372818E-2]
[null,"h8348",65.013999999999996,0.2806721034409202,57.679000000000002,0.10724124067483658,59.890999999999998,0.11703595487379272,69.509,7.1581659832257588E-2,69.828000000000003,3.0055304519793498E-2]
[null,"h8349",60.51,0.28838422788507295,54.338000000000001,0.11681581964649999,57.813000000000002,0.12777642507372236,65.608999999999995,7.3266517176872853E-2,65.433999999999997,3.0193278373748175E-2]
[null,"h8350",57.174999999999997,0.28958206849022855,52.662999999999997,0.13195943833107496,56.348999999999997,0.13602791981170359,61.738,7.3861172710266473E-2,61.927,3.1584514734457822E-2]
[null,"h8351",55.238,0.27415781960192309,52.363,0.14768378575576635,55.698,0.13617671725779834,58.75,7.2560363730967928E-2,59.067,3.3228703160751036E-2]
[null,"h8352",51.139000000000003,0.26291780844395585,49.597999999999999,0.15801777923373586,51.905000000000001,0.14246679111543975,53.661000000000001,7.0318016823796126E-2,54.863999999999997,3.558575649914341E-2]
[null,"h8353",47.06,0.24149643120846664,46.76,0.17474687313877307,48.692999999999998,0.14648157659971345,49.792999999999999,6.7598865508230022E-2,51.046999999999997,3.8564898821691895E-2]
[null,"h8354",44.518000000000001,0.22566248256624827,44.55,0.19050029779630734,47.085999999999999,0.15419967019004624,47.680999999999997,6.1232830903753976E-2,49.262999999999998,4.1102969887681744E-2]
[null,"h8355",43.008000000000003,0.2267126097300845,43.417999999999999,0.20180166765932103,46.552,0.15733556811116217,46.786000000000001,5.565945430450453E-2,48.24,4.1539380297218459E-2]
[null,"h8356",42.735999999999997,0.22177373041266715,42.863999999999997,0.21414532459797497,46.984000000000002,0.164945527290422,47.392000000000003,5.0804424022491669E-2,48.49,4.4284172083515171E-2]
[null,"h8357",42.893000000000001,0.2057100664533596,42.94,0.22421083978558665,48.813000000000002,0.1725554864696818,48.920999999999999,4.5491138331207194E-2,49.902999999999999,4.8200381284884124E-2]
[null,"h8358",42.723999999999997,0.18088440397079333,42.728000000000002,0.23280226325193568,52.933999999999997,0.18063853369738586,51.898000000000003,4.1602159993064242E-2,53.302999999999997,5.1048533431334267E-2]
[null,"h8359",42.981999999999999,0.17099023709902372,41.95,0.24407385348421679,61.905000000000001,0.18424751966694602,59.914999999999999,3.804758425087626E-2,61.366,5.4160828720398742E-2]
[null,"h8360",47.116,0.16631388957256543,43.945999999999998,0.24653067301965456,70.019000000000005,0.187613203211592,67.164000000000001,3.6140250925799783E-2,68.805000000000007,6.1671681558214848E-2]
[null,"h8361",51.01,0.16025925014357206,46.901000000000003,0.25323108993448479,72.534999999999997,0.19170879403098051,69.713999999999999,3.8357216284167897E-2,71.16,7.3994533385396327E-2]
[null,"h8362",53.762999999999998,0.15825744523750923,50.353999999999999,0.2565217391304348,72.305999999999997,0.20444162093482199,69.373000000000005,4.7361315812288675E-2,70.900000000000006,9.2622367181937199E-2]
[null,"h8363",56.104999999999997,0.17238493723849371,53.045999999999999,0.25464562239428229,73.347999999999999,0.2167283933929875,69.722999999999999,5.7888804944204307E-2,72.078999999999994,0.11477593770815628]
[null,"h8364",57.145000000000003,0.16680613668061367,54.963999999999999,0.24541393686718285,74.210999999999999,0.2347057392338677,70.326999999999998,6.6583272439033447E-2,73.087999999999994,0.1296598295702506]
[null,"h8365",56.600999999999999,0.1630486504225121,54.433999999999997,0.23531864204883859,73.650000000000006,0.23108323646292342,69.367000000000004,6.997683952390979E-2,71.963999999999999,0.13150883156855089]
[null,"h8366",54.631,0.15162851751579293,52.210999999999999,0.2177784395473496,73.088999999999999,0.20594198588845936,68.864000000000004,6.2186497566292222E-2,70.962999999999994,0.12295289064473895]
[null,"h8367",53.654000000000003,0.1320863073262778,50.612000000000002,0.18831149493746277,72.164000000000001,0.18062501689600172,67.798000000000002,4.463655391932228E-2,69.730999999999995,0.11294990467877897]
[null,"h8368",53.716000000000001,0.11157601115760112,50.399000000000001,0.15166765932102441,71.852000000000004,0.15678137925441324,67.527000000000001,2.827559728019222E-2,69.602000000000004,0.10801157636033719]
[null,"h8369",56.215000000000003,0.10719501189597178,52.264000000000003,0.12723347230494342,73.183000000000007,0.14448108999486362,69.230999999999995,2.8238441436197224E-2,70.98,0.11640673450168822]
[null,"h8370",59.399000000000001,0.11151037820986134,55.924999999999997,0.12370458606313282,74.903000000000006,0.1304641669595307,71.084999999999994,3.6288874301779767E-2,72.766000000000005,0.12482486161196224]
[null,"h8371",59.165999999999997,0.1106571498892444,57.155000000000001,0.12986896962477665,73.902000000000001,0.12058338514773864,70.272000000000006,4.4785177295302264E-2,71.983999999999995,0.13259985759239268]
[null,"h8372",57.067,0.10901632619575026,56.265000000000001,0.13411256700416915,71.924999999999997,0.11371685004460544,68.838999999999999,5.2513592846261503E-2,70.435000000000002,0.13570066839699566]
[null,"h8373",53.466000000000001,0.11295430306013619,54.335999999999999,0.13886241810601549,67.813000000000002,0.10376848422589278,65.14,5.791357550686764E-2,66.421999999999997,0.13443737510623149]
[null,"h8374",51.484999999999999,0.11305275248174583,52.933999999999997,0.14023228111971411,64.19,9.7253385958746719E-2,61.752000000000002,6.4069060328705366E-2,62.866,0.12849989663963984]
[null,"h8375",50.406999999999996,0.10694888834194766,53.24,0.13902620607504468,60.750999999999998,9.1157308534508388E-2,58.140999999999998,6.8775467234738236E-2,59.645000000000003,0.1231940648184303]
[null,"h8376",46.956000000000003,0.10091065714988924,50.024999999999999,0.14645622394282312,55.472999999999999,8.5737071179476085E-2,53.244,7.0026380649236442E-2,54.762999999999998,0.12343523899212164]
[null,"h8377",43.475000000000001,9.3658216424645169E-2,47.335000000000001,0.15139294005595572,51.709000000000003,8.1901674770394381E-2,49.36,7.7625909968801074E-2,51.72,0.12068173992884196]
[null,"h8378",40.978000000000002,9.339568463368611E-2,45.707000000000001,0.16602178701113163,49.475000000000001,7.7930848190167476E-2,47.328000000000003,8.0881988808002778E-2,49.274000000000001,0.11479398599793413]
[null,"h8379",39.658999999999999,9.1262613832143735E-2,44.933,0.17131972141198881,48.414999999999999,7.3392760669908158E-2,46.316000000000003,8.6812261674837812E-2,48.533999999999999,0.11286583266383565]
[null,"h8380",39.283999999999999,9.296907047337763E-2,45.335000000000001,0.17898386808738614,48.875999999999998,6.8530524041058888E-2,46.792999999999999,9.4574852671717918E-2,48.781999999999996,0.11334787099736027]
[null,"h8381",39.514000000000003,0.1025186643695135,46.945,0.18846359902375143,50.377000000000002,7.2015126958400871E-2,48.594000000000001,0.1021764968058238,50.005000000000003,0.11171812234591989]
[null,"h8382",38.911999999999999,0.10132086307326278,50.779000000000003,0.19938686826596821,54.014000000000003,7.8592652620205289E-2,51.933999999999997,0.1118085475164661,52.688000000000002,0.10561230345460805]
[null,"h8383",37.691000000000003,9.9499548773484284E-2,59.055,0.21285493184118101,62.484999999999999,8.9100486223662886E-2,60.357999999999997,0.12074728866438865,60.222000000000001,9.9724549523700218E-2]
[null,"h8384",39.738,0.10255148084338338,66.197999999999993,0.21865884874099648,70.210999999999999,9.6164235548352239E-2,67.64,0.1274451542613777,67.644999999999996,9.6373235395386211E-2]
[null,"h8385",43.088999999999999,0.10220690786774961,68.075000000000003,0.22545984880052383,72.855999999999995,0.10482171799027552,70.093999999999994,0.13513346209082355,70.58,9.4112246069092159E-2]
[null,"h8386",46.408000000000001,0.11175650176388548,67.167000000000002,0.25566998035597355,72.561999999999998,0.12237979470556457,69.988,0.14544644183627989,70.516999999999996,0.10158384023872374]
[null,"h8387",49.677,0.12782016572319305,67.760000000000005,0.30492886481338177,73.182000000000002,0.14347649918962724,70.950999999999993,0.15812410241172684,70.325999999999993,0.11249856536210261]
[null,"h8388",52.847000000000001,0.14493395684633686,69.085999999999999,0.35034823501398893,73.795000000000002,0.16438411669367908,72,0.15978309315109196,70.506,0.11557442901411684]
[null,"h8389",52.374000000000002,0.13323488391172369,68.784999999999997,0.35470861360795286,73.188000000000002,0.17290653700702324,71.340999999999994,0.15150051998217204,69.245999999999995,0.11113279008378285]
[null,"h8390",50.652999999999999,0.12501435720731807,67.774000000000001,0.31321804869337461,72.537999999999997,0.16127768773635873,70.441000000000003,0.13983806269499333,67.8,9.5328819006082866E-2]
[null,"h8391",49.539000000000001,0.10460251046025104,66.881,0.26528364783618075,71.924999999999997,0.13822258238789845,69.210999999999999,0.12886891497053435,66.287000000000006,6.8024790542866975E-2]
[null,"h8392",49.512,8.3206169497087534E-2,66.488,0.21041431037561759,71.706999999999994,0.12497298757428417,69.113,0.12725944634279204,65.411000000000001,3.7621944221278548E-2]
[null,"h8393",51.691000000000003,6.960374107802117E-2,67.843000000000004,0.19228823144234775,73.364999999999995,0.12244732576985413,70.679000000000002,0.13800574456494824,67.149000000000001,3.358200390221508E-2]
[null,"h8394",54.96,7.1260973008450246E-2,70.331999999999994,0.20336031906661112,75.497,0.12429767693138843,72.266000000000005,0.14861585698014163,69.230999999999995,4.1535636405371286E-2]
[null,"h8395",55.811999999999998,7.0145212896874226E-2,69.766999999999996,0.20712542413238882,74.317999999999998,0.1202052944354403,71.146000000000001,0.15403852820284256,68.007000000000005,4.4726271089177094E-2]
[null,"h8396",54.579000000000001,6.4123389941750764E-2,68.088999999999999,0.21014643728793381,72.361999999999995,0.1235278227984873,68.62,0.15650225325607883,66.12,4.3222770572707452E-2]
[null,"h8397",52.21,6.2334892115842151E-2,64.856999999999999,0.21075659265432467,68.369,0.12213668287412209,64.555999999999997,0.15505373149111079,62.161999999999999,4.0686330770113625E-2]
[null,"h8398",50.908999999999999,5.8347690540651406E-2,61.616999999999997,0.19462468004047859,64.56,0.12899783900594272,60.665999999999997,0.16251918981825386,58.66,3.5096981521863885E-2]
[null,"h8399",50.920999999999999,5.1521863975715808E-2,59.134,0.184728257634383,61.133000000000003,0.1282279848730416,57.552,0.16162779180904274,56.616999999999997,3.1527602433145875E-2]
[null,"h8400",47.429000000000002,4.2694232504717371E-2,54.228999999999999,0.17289719626168223,56.058999999999997,0.13476499189627228,52.265999999999998,0.16349725152280492,52.95,2.7740158384023873E-2]
[null,"h8401",43.924999999999997,3.7422105608396199E-2,50.719000000000001,0.15493670132845391,52.417000000000002,0.14003617319943851,47.640999999999998,0.16934306569343066,49.597000000000001,2.3821818306998518E-2]
[null,"h8402",41.912999999999997,3.4470318137094128E-2,48.606000000000002,0.14157778075303848,50.238,0.1429381276320052,45.712000000000003,0.17515773846344179,47.232999999999997,2.2903829162220158E-2]
[null,"h8403",41.38,3.2912430305018038E-2,47.654000000000003,0.13486856785825857,49.351999999999997,0.1450572292409027,44.756,0.17612272671037982,45.915999999999997,2.4877505823493636E-2]
[null,"h8404",42.110999999999997,3.4076746474253856E-2,47.927,0.13239910147126641,49.853000000000002,0.14037360976136487,45.427999999999997,0.17434120994680194,45.792999999999999,2.5944668204298485E-2]
[null,"h8405",43.811,3.0862577894391605E-2,49.384999999999998,0.13119412088484253,51.220999999999997,0.13887539142641184,46.796999999999997,0.16959049857726091,45.792000000000002,2.5290600938643902E-2]
[null,"h8406",47.658999999999999,3.060019678583142E-2,51.831000000000003,0.12719239523363235,54.62,0.14253320375769354,50.110999999999997,0.16534702461957193,45.390999999999998,2.4246388286458514E-2]
[null,"h8407",56.695999999999998,3.005903574942604E-2,58.713000000000001,0.13114949197423426,63.027000000000001,0.14755425979915776,58.521000000000001,0.16101694915254236,46.216999999999999,2.3718544528210955E-2]
[null,"h8408",65.012,3.2371269268612661E-2,65.44,0.12454441320420702,70.296999999999997,0.15346614836410755,65.89,0.16060868489422245,49.918999999999997,2.5829919561201189E-2]
[null,"h8409",67.747,3.0780583797966547E-2,67.311000000000007,0.13052468722571817,72.561999999999998,0.16797592052694094,68.338999999999999,0.16268712111839664,53.738999999999997,2.8721585367253031E-2]
[null,"h8410",67.661000000000001,4.5621515250901933E-2,66.843999999999994,0.16125913033129527,72.539000000000001,0.19537576935536119,68.28,0.1689224297909192,56.781999999999996,4.217012633825605E-2]
[null,"h8411",68.102000000000004,6.2922269596589045E-2,67.180000000000007,0.19477544219812262,73.628,0.204027642803153,68.626000000000005,0.18087343807992082,58.52,6.0816780841566546E-2]
[null,"h8412",68.849999999999994,7.1613643817645123E-2,67.754000000000005,0.20029455081001474,74.38,0.20649767843645395,69.602000000000004,0.20206606457998269,59.548000000000002,7.2016248407862582E-2]
[null,"h8413",68.64,7.2482781239750743E-2,67.281999999999996,0.18669760937802174,73.930999999999997,0.19656354605334198,69.09,0.2116664604725968,59.015000000000001,7.2934237552640946E-2]
[null,"h8414",68.582999999999998,6.2381108560183668E-2,66.802000000000007,0.15575489802293926,73.664000000000001,0.17996166720656517,68.245000000000005,0.20968699740195473,57.386000000000003,6.4029742848290813E-2]
[null,"h8415",67.649000000000001,5.1016726795670715E-2,65.991,0.10713913806697312,73.016999999999996,0.15654356980887593,66.959999999999994,0.18366942966720276,56.033000000000001,4.7563312563828931E-2]
[null,"h8416",67.384,3.7290915054116101E-2,65.516000000000005,5.3510063819342167E-2,72.759,0.14897149335924847,66.061999999999998,0.1667450204132129,55.73,3.5767152053426968E-2]
[null,"h8417",68.537000000000006,3.269924565431289E-2,66.805000000000007,2.7000490918016692E-2,73.787000000000006,0.14498974192851743,67.649000000000001,0.17333910676728936,57.820999999999998,3.629499581167453E-2]
[null,"h8418",70.293000000000006,3.8094457199081666E-2,68.813000000000002,1.9145802650957292E-2,74.692999999999998,0.13674279235503725,69.594999999999999,0.1912656192007918,60.511000000000003,4.7092843127130024E-2]
[null,"h8419",69.382999999999996,4.01443096097081E-2,68.396000000000001,1.7137501673584146E-2,73.350999999999999,0.13668880250512905,68.478999999999999,0.20430533217864655,60.552999999999997,5.763824342777147E-2]
[null,"h8420",67.515000000000001,4.1325024598228927E-2,66.796000000000006,1.7092872762975855E-2,71.131,0.13262606629953569,66.311999999999998,0.20733638500556725,58.81,7.0340918218642065E-2]
[null,"h8421",63.615000000000002,3.5979009511315184E-2,63.381,1.7107749066511954E-2,67.093000000000004,0.13497462477054314,62.741,0.21021897810218979,54.7,8.0312575303797026E-2]
[null,"h8422",60.552999999999997,3.4371925221384061E-2,60.030999999999999,1.7107749066511954E-2,63.465000000000003,0.13535255371990065,59.031999999999996,0.20895707039465544,52.039000000000001,9.2648054436756291E-2]
[null,"h8423",57.966000000000001,3.0370613315841261E-2,57.180999999999997,2.363844631885869E-2,60.186,0.13697224921714718,55.601999999999997,0.20754670295682295,51.570999999999998,0.10373277335995502]
[null,"h8424",52.526000000000003,3.069858970154149E-2,52.712000000000003,2.8413739753945941E-2,55.127000000000002,0.1392668178382464,50.72,0.20811579858963256,48.576999999999998,0.11035377006666897]
[null,"h8425",48.076000000000001,2.8643998361327326E-2,48.884,3.2515009213576654E-2,50.991,0.13864804002211464,47.027000000000001,0.21165519031783511,45.337000000000003,0.11289730349971314]
[null,"h8426",45.911000000000001,2.7513314215485456E-2,46.905999999999999,4.140165249955418E-2,48.459000000000003,0.14110222629754987,45.021999999999998,0.2072418439628636,43.024999999999999,0.11393000573723465]
[null,"h8427",44.978999999999999,2.638263006964359E-2,46.207999999999998,4.9619568447958153E-2,47.326000000000001,0.14424412411170592,43.966999999999999,0.20291503381093076,41.601999999999997,0.11698221457257602]
[null,"h8428",45.308,2.4940598115526423E-2,46.793999999999997,6.1790405991796943E-2,47.587000000000003,0.13930878248088566,44.054000000000002,0.1961281230297561,41.143999999999998,0.11943775100401606]
[null,"h8429",46.868000000000002,2.3842687423187219E-2,47.735999999999997,7.4570528443202763E-2,49.014000000000003,0.13918742162111139,45.738999999999997,0.19945358568938448,41.206000000000003,0.11599541021227769]
[null,"h8430",49.96,2.0647275706677591E-2,50.56,8.1822504904000476E-2,52.445,0.133941935570868,49.167000000000002,0.19750033996365479,41.027999999999999,0.11109581181870339]
[null,"h8431",58.19,1.9844326095862352E-2,58.302,8.9312251084824351E-2,60.493000000000002,0.13280923421297483,57.183999999999997,0.19737671681645672,40.744999999999997,0.10995983935742971]
[null,"h8432",65.869,1.9844326095862352E-2,65.515000000000001,9.6058966890566491E-2,68.180999999999997,0.13930878248088566,64.316999999999993,0.18946483539577952,42.357999999999997,0.10432587492828457]
[null,"h8433",68.149000000000001,2.1024170421958213E-2,67.662000000000006,0.10551031326160613,70.436000000000007,0.14826251702423171,66.736999999999995,0.18634953208638785,45.728999999999999,0.10048192771084337]
[null,"h8434",67.644999999999996,2.7496927488734127E-2,67.283000000000001,0.11941984188313619,70.316999999999993,0.15867258188486899,65.775999999999996,0.18955137159881816,49.101999999999997,9.6293746414228346E-2]
[null,"h8435",68.266999999999996,3.9950839819746009E-2,67.292000000000002,0.13578137074243596,71.028000000000006,0.17702504079073342,66.352999999999994,0.20023241151673241,52.552999999999997,9.3861158921399887E-2]
[null,"h8436",69.048000000000002,4.74068004916018E-2,67.813000000000002,0.15126612375913928,71.945999999999998,0.19557976779622163,67.081000000000003,0.20664845285631281,55.459000000000003,8.9328743545611017E-2]
[null,"h8437",68.495000000000005,5.3420729209340434E-2,67.131,0.15202401474172264,71.340999999999994,0.20418290430021979,65.965999999999994,0.20499190268385853,55.463999999999999,8.1308089500860589E-2]
[null,"h8438",68.212000000000003,4.7652601392871773E-2,66.447000000000003,0.13885751649527434,70.756,0.21215226742539678,64.373000000000005,0.19763632542557269,53.057000000000002,6.663224325874928E-2]
[null,"h8439",67.412000000000006,3.1904956984842275E-2,65.085999999999999,0.11748796290792368,69.998999999999995,0.21911029005245486,63.447000000000003,0.17465478236144935,51.554000000000002,4.9627079747561677E-2]
[null,"h8440",67.123000000000005,1.6485047111839408E-2,64.968999999999994,9.6177851750579565E-2,69.997,0.23386237678501598,62.558,0.14823651580521938,51.54,3.5111876075731498E-2]
[null,"h8441",68.418999999999997,8.6849651782056527E-3,66.522999999999996,8.7722166082149444E-2,71.52,0.26029207513585673,64.266000000000005,0.14179574983619933,53.572000000000003,2.6207687894434881E-2]
[null,"h8442",69.988,9.0618598934862765E-3,68.614999999999995,9.6920882125661301E-2,73.305000000000007,0.2985611995846762,65.552999999999997,0.13919966374503961,56.298000000000002,2.0963855421686748E-2]
[null,"h8443",69.372,9.2093404342482588E-3,67.991,0.11002793794210307,72.33,0.32468075351609382,64.13,0.137048620983793,56.857999999999997,1.7314974182444064E-2]
[null,"h8444",67.75,1.0503891847603442E-2,66.174999999999997,0.12377399988111513,70.260000000000005,0.34451651181919929,62.103999999999999,0.1426487495518661,55.680999999999997,1.3321858864027539E-2]
[null,"h8445",63.994,1.0061450225317493E-2,62.646000000000001,0.13881293467276942,66.075000000000003,0.34980245148936745,58.512999999999998,0.14620909619117084,53.226999999999997,9.0533562822719457E-3]
[null,"h8446",60.805999999999997,9.0782466202376077E-3,59.835999999999999,0.15224692385424715,62.53,0.35073288474763681,55.197000000000003,0.14800163182554302,51.216000000000001,6.6666666666666671E-3]
[null,"h8447",58.097999999999999,8.7996722654649726E-3,57.508000000000003,0.15241039053676514,59.414999999999999,0.34792810043285372,52.874000000000002,0.15182158707396373,51.185000000000002,5.0717154331612162E-3]
[null,"h8448",52.789000000000001,9.3404342482589098E-3,53.116,0.16059858527016585,54.231999999999999,0.33912269582923177,48.392000000000003,0.15373774585553399,48.103999999999999,4.4061962134251294E-3]
[null,"h8449",48.039000000000001,1.0118209502603229E-2,49.384999999999998,0.17537324508028851,49.975999999999999,0.33521020515376432,44.442,0.15723767969049354,44.747999999999998,4.7246080983452407E-3]
[null,"h8450",45.694000000000003,9.577916762172959E-3,47.247,0.18616247662580512,47.424999999999997,0.33022616754448592,42.097000000000001,0.15600163158350122,43.151000000000003,5.1603729229498987E-3]
[null,"h8451",44.780999999999999,9.954484429745572E-3,46.276000000000003,0.19916298121159953,46.374000000000002,0.3257944151838032,41.335000000000001,0.15720059824728377,42.927,7.0181071752118624E-3]
[null,"h8452",45.161999999999999,9.1686040800288155E-3,46.850999999999999,0.21248998248790479,46.69,0.31749666608295057,41.347999999999999,0.16066153294686228,43.341000000000001,9.5638911505338126E-3]
[null,"h8453",46.558,7.924293526310619E-3,48.198999999999998,0.21968775043780239,48.268999999999998,0.3141829545913763,41.837000000000003,0.16372693225220325,45.036999999999999,1.2946802288912079E-2]
[null,"h8454",49.665999999999997,6.8109630308785486E-3,51.112000000000002,0.22338309934403847,51.597000000000001,0.31878982178697957,41.938000000000002,0.16638443568223676,48.709000000000003,1.5412313796543698E-2]
[null,"h8455",57.768999999999998,6.8437080454500799E-3,58.509,0.24055385711317562,59.255000000000003,0.33275859746487602,43.445,0.17058699924601065,57.283999999999999,1.8072772725708976E-2]
[null,"h8456",65.478999999999999,7.8424309898817903E-3,65.366,0.2425425187735597,66.492000000000004,0.33453668655791585,46.906999999999996,0.17574131985216865,65.284000000000006,2.1707968762542572E-2]
[null,"h8457",67.813999999999993,8.6446838468843112E-3,67.391000000000005,0.23678430441364162,68.853999999999999,0.33110174171908885,50.764000000000003,0.17969667379454407,68.239999999999995,2.7109159088563466E-2]
[null,"h8458",67.406000000000006,1.7502210288483578E-2,67.272000000000006,0.22672227004244458,68.641999999999996,0.33813327585974651,53.737000000000002,0.19847224453975748,68.177000000000007,4.0044493882091213E-2]
[null,"h8459",67.016000000000005,3.1205998886669504E-2,67.537999999999997,0.22508978658989048,69.171000000000006,0.33956113528294518,54.966999999999999,0.21571511563230042,68.787000000000006,6.0754790546196806E-2]
[null,"h8460",67.697999999999993,4.0096270342840301E-2,67.894999999999996,0.21483482235611884,69.495999999999995,0.35128035885070785,55.902000000000001,0.22922512144172652,69.352999999999994,7.7428528835017149E-2]
[null,"h8461",67.814999999999998,4.3223419234421558E-2,67.242000000000004,0.21768424801875871,68.563999999999993,0.34011342053154087,54.973999999999997,0.23058477435941807,69.197000000000003,8.5719527997889983E-2]
[null,"h8462",67.353999999999999,4.0145387864697603E-2,66.352999999999994,0.20291769315247396,66.912999999999997,0.32436655576060452,53.228000000000002,0.21423185790390961,68.837999999999994,8.4985608293292658E-2]
[null,"h8463",66.218999999999994,3.2270211860244279E-2,65.33,0.18406992965480395,65.625,0.30518474615084124,51.781999999999996,0.17805272981224429,67.600999999999999,7.1350756281320593E-2]
[null,"h8464",65.798000000000002,1.8926618422345196E-2,64.653000000000006,0.15792051289661926,65.427999999999997,0.28933011840456913,51.470999999999997,0.14597728143579347,67.072999999999993,5.5926974989392565E-2]
[null,"h8465",67.081000000000003,9.7580143423163825E-3,65.385000000000005,0.13729185835979935,67.533000000000001,0.28278351765292242,53.85,0.14325797560041037,67.888000000000005,5.1580794238730319E-2]
[null,"h8466",69.001999999999995,1.203379285503782E-2,67.034999999999997,0.12801638419756017,69.566000000000003,0.27763783558064037,57.552999999999997,0.1591782752184715,69.841999999999999,5.2211506484868643E-2]
[null,"h8467",68.465999999999994,1.4997216673761421E-2,65.930999999999997,0.11458549761063785,68.403000000000006,0.2820157064536552,57.720999999999997,0.16842391505877408,69.174999999999997,4.9436372601860026E-2]
[null,"h8468",66.466999999999999,1.8992108451488261E-2,63.912999999999997,0.10088747736784305,65.918000000000006,0.28419790670420408,55.615000000000002,0.17232982707686983,67.742999999999995,4.9688657500315356E-2]
[null,"h8469",62.866999999999997,2.0547496643636008E-2,60.533000000000001,9.3363212727434627E-2,62.076000000000001,0.28765979228686506,52.411000000000001,0.17328158411925393,63.87,5.1213834386431657E-2]
[null,"h8470",59.334000000000003,2.4706113494220507E-2,57.561999999999998,8.343474518417382E-2,59.161000000000001,0.29877284911836416,49.96,0.17245343188756906,60.576000000000001,5.0583122140293341E-2]
[null,"h8471",56.488999999999997,2.680179442679852E-2,54.996000000000002,7.54800985426375E-2,56.981999999999999,0.29520320056036747,48.63,0.1705622782838708,58.134,4.9252892675710695E-2]
[null,"h8472",51.552,2.9061200432234192E-2,50.805,7.0493603633017723E-2,52.976999999999997,0.30195185689076876,45.185000000000002,0.17487608617727401,53.616,5.0342304737222343E-2]
[null,"h8473",47.534999999999997,3.2063964420608576E-2,46.744999999999997,5.9344500229558214E-2,49.055,0.30368854114763594,41.622999999999998,0.173856079895187,50.173000000000002,5.2170125955554536E-2]
[null,"h8474",45.499000000000002,3.517062084075933E-2,44.44,5.6041824025118113E-2,46.813000000000002,0.30472548042608777,38.866999999999997,0.16903567102563469,48.543999999999997,5.608976195660894E-2]
[null,"h8475",44.845999999999997,4.382020634738959E-2,43.491999999999997,6.1862235452673983E-2,45.683999999999997,0.31687248340223817,37.706000000000003,0.16965367216275679,47.991,6.0410530296952543E-2]
[null,"h8476",44.884999999999998,5.5772658153338019E-2,44.177,6.6364538439892776E-2,45.648000000000003,0.31644154759820625,37.575000000000003,0.17203915655204804,48.332000000000001,6.3241378519936275E-2]
[null,"h8477",46.036000000000001,7.0504749914158171E-2,45.06,6.6542260926230362E-2,45.948999999999998,0.3152430073932424,37.933999999999997,0.18747682495735793,49.85,6.4559384777600773E-2]
[null,"h8478",48.155999999999999,7.4592455730146015E-2,47.585999999999999,6.7312391700359894E-2,46.151000000000003,0.32244771536690142,38.158999999999999,0.19987392776802709,52.915999999999997,6.4513541081682002E-2]
[null,"h8479",54.680999999999997,8.3192988766984416E-2,53.558999999999997,6.7445683565113074E-2,47.048000000000002,0.33244003932289212,37.896999999999998,0.20529997775195907,59.835999999999999,6.5304344836280698E-2]
[null,"h8480",62.073,8.7231642113180394E-2,60.307000000000002,6.9222908428488911E-2,50.47,0.34235156281562679,40.256999999999998,0.21073838775863349,66.682000000000002,6.7894513655690922E-2]
[null,"h8481",64.650999999999996,0.101146192710803,62.707000000000001,7.8879163519497641E-2,54.121000000000002,0.36155513958280028,42.970999999999997,0.2191926433144637,69.135000000000005,7.1825610580725022E-2]
[null,"h8482",64.114999999999995,0.12272927941921875,62.658999999999999,9.7791798107255523E-2,56.957000000000001,0.3779980338553941,46.167000000000002,0.24450596989098461,68.653000000000006,8.8432489427297631E-2]
[null,"h8483",64.331000000000003,0.15928972023741395,62.661999999999999,0.11387568312080686,59.192,0.39555866786969579,48.628,0.26622252984945494,69.709999999999994,0.10883293411114804]
[null,"h8484",65.066999999999993,0.18236073186284929,62.624000000000002,0.13407680573451222,60.755000000000003,0.39604347064923173,51.718000000000004,0.27089461844609797,70.141000000000005,0.12373213528474665]
[null,"h8485",64.337000000000003,0.18294936150035154,61.968000000000004,0.15127145628767347,60.473999999999997,0.39681107505016361,51.917999999999999,0.26970805626282351,69.302999999999997,0.12772053682967921]
[null,"h8486",63.613999999999997,0.17977730178714499,60.765000000000001,0.16101657262185098,58.904000000000003,0.39022583729480048,50.012,0.25003090005685613,68.555999999999997,0.12207030130769142]
[null,"h8487",62.777000000000001,0.17214146732287972,59.603000000000002,0.15986137646065668,57.95,0.36835584524017939,48.447000000000003,0.21962524411044917,67.658000000000001,0.10373282294018543]
[null,"h8488",62.704999999999998,0.169688843833287,58.963000000000001,0.1497904355681936,58.313000000000002,0.35603377459364099,47.884,0.18832966652658642,67.287000000000006,8.1452786723665668E-2]
[null,"h8489",64.061999999999998,0.17668699619025818,60.607999999999997,0.15121221545889427,60.604999999999997,0.35269402211239342,50.325000000000003,0.18395421847576199,68.760999999999996,7.7464385178733108E-2]
[null,"h8490",65.575000000000003,0.19447669190143724,63.664999999999999,0.16519305105078419,63.198999999999998,0.35431003137751321,53.573999999999998,0.18999826959681607,71.037000000000006,8.518904794104501E-2]
[null,"h8491",64.347999999999999,0.20060825062541898,62.98,0.18486100620547682,62.673000000000002,0.33975248124755913,53.911000000000001,0.19384223666971548,70.081000000000003,9.1102884714565693E-2]
[null,"h8492",62.274999999999999,0.20037933909972366,60.808999999999997,0.19792360895128921,60.497,0.33365204627173195,52.768000000000001,0.19736484315131139,68.369,0.10026016297433898]
[null,"h8493",58.731999999999999,0.19222027829101196,57.823999999999998,0.20615808415159728,56.93,0.3271476089796248,50.853000000000002,0.19467035819345907,64.950999999999993,0.10121141966465337]
[null,"h8494",56.194000000000003,0.18110171847152504,55.600999999999999,0.22141259756223988,54.664999999999999,0.33056816192412836,49.072000000000003,0.19123427187106024,61.4,0.1062656871396972]
[null,"h8495",54.578000000000003,0.17294265766281333,54.939,0.22533730246886155,53.326000000000001,0.31789595593681402,47.805999999999997,0.1903072701653771,58.523000000000003,0.11482699735252656]
[null,"h8496",50.235999999999997,0.1682826730325872,51.1,0.22746997230491253,49.722999999999999,0.31148578585183889,43.771000000000001,0.19546139964897535,54.665999999999997,0.12468339197506102]
[null,"h8497",46.447000000000003,0.16055629917403938,47.552999999999997,0.23039230199851962,46.149000000000001,0.30046050682681175,40.945999999999998,0.19734631350069184,51.478000000000002,0.12535067730817234]
[null,"h8498",44.094999999999999,0.16078482583004147,45.639000000000003,0.23138415988156921,43.706000000000003,0.28547383728758785,38.884,0.19902648744811227,49.418999999999997,0.12192692171164879]
[null,"h8499",42.896000000000001,0.15832000261173321,44.6,0.24278312361213916,42.289000000000001,0.26660921552258099,38.122,0.19704981221585294,48.176000000000002,0.11725504116522197]
[null,"h8500",42.722999999999999,0.15121935294309685,44.136000000000003,0.24476683937823834,41.762999999999998,0.25290173161338969,38.573,0.19954536469658035,48.070999999999998,0.11065944509967823]
[null,"h8501",43.731000000000002,0.14586529985961935,44.055999999999997,0.2439378238341969,41.896999999999998,0.24078313090781783,40.281999999999996,0.20464765763984977,48.826999999999998,0.10793418144759592]
[null,"h8502",45.792999999999999,0.13953184682184716,44.331000000000003,0.25914137675795706,41.572000000000003,0.22107020709342096,43.662999999999997,0.20729146076299665,51.494,0.12215593546392461]
[null,"h8503",50.968000000000004,0.13602233031895791,44.886000000000003,0.27616580310880828,41.052,0.21180621010960601,51.58,0.21567997627989721,58.941000000000003,0.13774032130629443]
[null,"h8504",58.265000000000001,0.13127224054062878,48.680999999999997,0.28651369356032569,43.052999999999997,0.20523523550480705,58.427999999999997,0.22551393556038743,66.323999999999998,0.15208803288637482]
[null,"h8505",61.749000000000002,0.12993372726975938,52.524000000000001,0.29467061435973352,45.954000000000001,0.21086365227695042,61.323,0.23838703301047637,69.135000000000005,0.156027069425519]
[null,"h8506",62.350999999999999,0.1294113806274689,55.292999999999999,0.31332346410066619,49.006,0.23065736676271781,62.253999999999998,0.25623888120181854,69.355000000000004,0.17027172481707525]
[null,"h8507",62.902999999999999,0.13061930723776566,56.822000000000003,0.33113249444855664,51.703000000000003,0.25871865995206422,62.664999999999999,0.28842162482704092,70.185000000000002,0.18759661517674137]
[null,"h8508",63.063000000000002,0.12249028761711991,57.57,0.34885270170244265,54.750999999999998,0.29060404491961328,63.848999999999997,0.31960367661593198,70.575999999999993,0.20281457901546987]
[null,"h8509",61.926000000000002,0.11362671803075317,57.473999999999997,0.35197631384159883,55.003999999999998,0.30272264562518514,63.326999999999998,0.34371911444949593,70.066000000000003,0.20423446427958]
[null,"h8510",60.17,0.10615063171297053,56.161000000000001,0.32771280532938563,53.594000000000001,0.29522257829962567,62.603000000000002,0.35665398300059298,69.231999999999999,0.19437542224410576]
[null,"h8511",59.249000000000002,9.0839345760830525E-2,54.911000000000001,0.29144337527757219,52.377000000000002,0.27902404868984459,60.892000000000003,0.34568343546155367,67.817999999999998,0.17113052638810961]
[null,"h8512",58.676000000000002,7.6605399758414683E-2,54.893000000000001,0.2666025166543301,52.465000000000003,0.27145665580480977,60.944000000000003,0.3346387626013046,67.028000000000006,0.15208803288637482]
[null,"h8513",60.601999999999997,6.9064020110345722E-2,56.923999999999999,0.25492227979274612,54.786999999999999,0.27361107370802251,62.603000000000002,0.33269915002965011,68.372,0.15805384113316004]
[null,"h8514",62.71,6.6778753550324838E-2,60.112000000000002,0.27277572168763881,57.747,0.29235450946597369,64.876999999999995,0.35032862225736311,70.906000000000006,0.17093586469867517]
[null,"h8515",62.027999999999999,6.8198883484052106E-2,60.268000000000001,0.28263508512213176,58.22,0.3078797834810007,64.358999999999995,0.37529650128483888,70.022000000000006,0.17427946548190218]
[null,"h8516",59.877000000000002,6.9243576768633089E-2,58.093000000000004,0.27894892672094745,57.04,0.33035305523388897,62.7,0.39139405020755091,68.495000000000005,0.17763451695274302]
[null,"h8517",56.344000000000001,7.0206653390356172E-2,54.814,0.28130273871206513,54.951999999999998,0.34438370182856221,58.981999999999999,0.39533504645186796,64.349999999999994,0.17427946548190218]
[null,"h8518",53.607999999999997,6.9504750089778328E-2,52.930999999999997,0.28633604737231683,56.082999999999998,0.35387660571459351,55.21,0.40190749159913025,61.274000000000001,0.17323745290904718]
[null,"h8519",51.892000000000003,6.2697920407430385E-2,52.26,0.28445595854922279,52.582999999999998,0.35814504618533383,53.087000000000003,0.40203103380114646,58.911000000000001,0.16570290045917258]
[null,"h8520",47.625999999999998,5.8666057262250659E-2,48.345999999999997,0.29795706883789785,48.875,0.36279050978913635,49.158000000000001,0.40283405811425183,54.164000000000001,0.15767596844190493]
[null,"h8521",44.121000000000002,5.9373622966069885E-2,45.091999999999999,0.31536878876241509,45.088000000000001,0.35695446226719774,45.783000000000001,0.39396857139330199,50.39,0.14754210833247572]
[null,"h8522",41.661999999999999,5.9814273823707013E-2,42.978000000000002,0.31914326736630205,42.78,0.35581063623640863,43.076999999999998,0.37051438729030106,47.673000000000002,0.13922907161561068]
[null,"h8523",40.232999999999997,5.945522497674343E-2,41.588999999999999,0.325404461285691,42.024999999999999,0.35591829045107115,41.860999999999997,0.34966485205347553,46.625999999999998,0.13330589002092552]
[null,"h8524",39.576000000000001,5.8198554012370868E-2,40.994,0.31117985760594441,42.194000000000003,0.35723705458068683,41.289000000000001,0.3379501043093977,46.628999999999998,0.13036716865058945]
[null,"h8525",39.549999999999997,5.741517470990485E-2,40.927,0.30377891916695038,43.706000000000003,0.35852890515663688,42.616,0.3191373797973065,48.052999999999997,0.13354601900449384]
[null,"h8526",39.453000000000003,5.9700031008764053E-2,40.045999999999999,0.29171538951139003,46.271000000000001,0.35908063300678222,45.386000000000003,0.29389327111802394,50.774000000000001,0.13113329445530741]
[null,"h8527",39.426000000000002,5.9471545378878138E-2,39.390999999999998,0.29673322577302802,51.515000000000001,0.36759877274195285,51.792999999999999,0.28232665506301768,56.923999999999999,0.12507289629858323]
[null,"h8528",42.607999999999997,5.7855825567541985E-2,41.244,0.28646072321970428,57.942999999999998,0.36562062654752936,57.454000000000001,0.28411657963929932,63.817,0.11759459366745566]
[null,"h8529",46.521999999999998,5.7513097122713103E-2,44.353999999999999,0.27857132284373659,62.003999999999998,0.36981914091936702,60.94,0.29973212852892889,66.731999999999999,0.11687420671675071]
[null,"h8530",49.796999999999997,7.1369118535080711E-2,47.62,0.28096922689797066,63.555999999999997,0.38697653138120358,60.875999999999998,0.32645755409892729,67.325000000000003,0.12589619567081747]
[null,"h8531",51.435000000000002,8.5159858338909475E-2,50.262,0.29691084829556386,64.281000000000006,0.40887070728819036,61.860999999999997,0.36841585502845364,68.001999999999995,0.1369764330554698]
[null,"h8532",52.622,9.7334878331402086E-2,53.28,0.30789384093903105,65.010000000000005,0.41671600818172033,62.820999999999998,0.40412793640212819,68.084000000000003,0.1508238711079094]
[null,"h8533",52.545000000000002,9.9929822270820756E-2,53.423999999999999,0.31412543110466407,64.742999999999995,0.41905748735062975,62.521000000000001,0.42285425076226096,68,0.15572936320080499]
[null,"h8534",51.637999999999998,9.3026292167839017E-2,51.552,0.30749419026332536,63.932000000000002,0.41371514694800299,61.91,0.418089348097125,66.793000000000006,0.14636433284164066]
[null,"h8535",51.17,8.1340884239387665E-2,50.3,0.29285513403099511,63.064,0.39805145871460867,60.595999999999997,0.38870989643126075,65.369,0.127817227539364]
[null,"h8536",51.314999999999998,7.2136177435412008E-2,49.942,0.27947423733329385,62.87,0.38027505651846272,59.817999999999998,0.35794788233406166,64.531000000000006,0.1071089613849725]
[null,"h8537",53.822000000000003,7.4502635744944756E-2,52.131,0.27457481608667977,64.567999999999998,0.36907901819356226,61.171999999999997,0.33662926341517607,65.789000000000001,0.10314111579934365]
[null,"h8538",56.213000000000001,8.2026341129045416E-2,55.097000000000001,0.28428484731864001,66.501999999999995,0.36796210571643878,63.27,0.33441963238652495,67.947999999999993,0.11058511428996147]
[null,"h8539",55.552999999999997,9.2193951658968876E-2,55.613,0.29569709439156883,65.953999999999994,0.3601975454839057,62.609000000000002,0.33327161179622017,67.215000000000003,0.11837215418567688]
[null,"h8540",53.853000000000002,0.10384671878315081,54.177,0.29331399221421278,63.774999999999999,0.35936322532027126,60.670999999999999,0.33477761730178129,65.430999999999997,0.12312899500303019]
[null,"h8541",49.930999999999997,0.11017903481141775,51.631,0.28384079101230036,59.886000000000003,0.35472063731295078,57.484999999999999,0.33276549519189225,61.256999999999998,0.1345065349387671]
[null,"h8542",47.558,0.1153852430923898,49.957000000000001,0.26840243342855874,57.055,0.3566718699537087,53.835000000000001,0.32382821661790667,58.536999999999999,0.14666163539272523]
[null,"h8543",47.026000000000003,0.12741337946567002,48.853999999999999,0.25482911233144362,54.359000000000002,0.34726558294757237,51.034999999999997,0.3262723894875878,56.088000000000001,0.14799949687260586]
[null,"h8544",43.408000000000001,0.13805428165750003,45.218000000000004,0.25746384641572551,49.677,0.34906879104316935,46.283999999999999,0.30016417928872102,51.709000000000003,0.153019336100534]
[null,"h8545",39.926000000000002,0.14874414505573416,41.393999999999998,0.25488804093826722,45.47,0.34884815556960153,42.996000000000002,0.3327783327783328,47.860999999999997,0.15544035534443976]
[null,"h8546",37.347999999999999,0.14696522122305095,39.119999999999997,0.25114621232289169,43.034999999999997,0.35113436167780632,40.698,0.32402165735499067,45.168999999999997,0.15896867899105929]
[null,"h8547",36.133000000000003,0.14954384476033489,37.941000000000003,0.23484781258319282,42.014000000000003,0.35087884452453638,39.353999999999999,0.32603199269865935,43.55,0.16523744818845132]
[null,"h8548",35.341999999999999,0.15558239355017708,38.012,0.2281775963557843,42.213999999999999,0.35434849850051775,39.728999999999999,0.33366633366633369,43.468000000000004,0.17356155154892267]
[null,"h8549",34.942999999999998,0.15781828864263214,39.353999999999999,0.22842902357499925,43.527000000000001,0.35099987896555895,41.057000000000002,0.33998100664767333,44.527000000000001,0.17897393151169827]
[null,"h8550",34.244,0.15873223116217583,41.334000000000003,0.21795781938651759,45.755000000000003,0.34904987963797252,43.646999999999998,0.34696168029501362,46.747999999999998,0.17752377907441452]
[null,"h8551",33.277000000000001,0.17038499828635778,43.972000000000001,0.20449906824030525,50.286999999999999,0.3578853938326228,48.720999999999997,0.35617468950802283,51.203000000000003,0.17394978133528211]
[null,"h8552",35.500999999999998,0.18238049385536859,48.738999999999997,0.19356937912266689,55.945999999999998,0.35826194542691536,54.701999999999998,0.35532368865702196,57.124000000000002,0.16283955833152541]
[null,"h8553",39.104999999999997,0.18146655133582493,51.469000000000001,0.17360309994971457,59.817999999999998,0.36269987493107764,57.683,0.3611450278116945,60.526000000000003,0.15261998013176975]
[null,"h8554",42.813000000000002,0.1880599937982472,52.988999999999997,0.17984441092081521,61.497999999999998,0.3838136607539101,58.515999999999998,0.38023704690371357,61.93,0.15530333306690114]
[null,"h8555",46.395000000000003,0.19494720349909422,53.29,0.2061851095926879,62.503,0.39511020858268669,59.12,0.40935607602274271,62.356000000000002,0.17041003916553432]
[null,"h8556",49.959000000000003,0.20428247352014753,54.337000000000003,0.25592332948797586,63.302,0.41143640984951385,60.113,0.43021176354509688,62.67,0.18372403713303723]
[null,"h8557",49.758000000000003,0.21418895761591566,55.018000000000001,0.27915816251072262,63.107999999999997,0.41926330370230908,59.887,0.41678075011408344,62.183,0.1949484453680761]
[null,"h8558",47.994,0.2174856788471268,53.896000000000001,0.25195965332623421,61.73,0.40920399682620801,58.308,0.38502238502238501,60.987000000000002,0.18798314625986276]
[null,"h8559",46.8,0.20849313727090235,53.286999999999999,0.21807613807791285,60.468000000000004,0.38721607337376779,56.838999999999999,0.34004267337600669,59.581000000000003,0.16877719035819908]
[null,"h8560",46.52,0.19742790462356993,53.768999999999998,0.19924867630964002,59.975000000000001,0.35753573878077971,56.271999999999998,0.28598561931895267,59.061999999999998,0.158534775112187]
[null,"h8561",48.334000000000003,0.17968762750314168,55.96,0.20430680036678794,62.158999999999999,0.33233367850562812,57.884999999999998,0.24470591137257805,61.585999999999999,0.16827477534055746]
[null,"h8562",51.183999999999997,0.17815350970247906,59.58,0.24580708137368001,64.981999999999999,0.31919471751906292,60.735999999999997,0.23265623265623267,64.367000000000004,0.18945613574340295]
[null,"h8563",51.232999999999997,0.16767581153199615,59.795000000000002,0.28038571893394859,64.459000000000003,0.31101816861442461,59.701999999999998,0.22417089083755751,63.796999999999997,0.20651540929696152]
[null,"h8564",49.851999999999997,0.16718619946795488,58.51,0.30893010323305825,62.142000000000003,0.30394437795021451,57.155999999999999,0.21397121397121396,61.639000000000003,0.22254701576898045]
[null,"h8565",47.048999999999999,0.16366099260685782,54.652999999999999,0.31134084657023692,58.088999999999999,0.2933336919538993,53.459000000000003,0.2007992007992008,58.012999999999998,0.23903536316612808]
[null,"h8566",45.473999999999997,0.16937313335400583,52.826999999999998,0.3332741739876357,54.838000000000001,0.29322610578410147,50.576000000000001,0.18347085013751679,55.28,0.25675691106112336]
[null,"h8567",44.652999999999999,0.1674146850978408,51.604999999999997,0.33935279675806784,52.505000000000003,0.28480748799741795,48.091999999999999,0.16442816442816444,53.463000000000001,0.26709067449216117]
[null,"h8568",40.652999999999999,0.16720251987008961,47.033000000000001,0.34952820421806136,48.176000000000002,0.27734369746769055,43.438000000000002,0.15283481950148617,49.442999999999998,0.28677620836521006]
[null,"h8569",36.872999999999998,0.16914716537746011,43.375,0.35349263618619509,44.003,0.28276335077125836,39.743000000000002,0.14827237526820727,45.512,0.29788643136896675]
[null,"h8570",34.454999999999998,0.17334116648715689,41.213999999999999,0.35075708286508545,41.514000000000003,0.29490713968719323,37.417999999999999,0.14607739166892741,43.207999999999998,0.30938488415908288]
[null,"h8571",33.299999999999997,0.16270113254349033,40.44,0.3518069438694032,40.344000000000001,0.31009023789991796,36.39,0.14652132093619749,41.951000000000001,0.31054957351816115]
[null,"h8572",33.494,0.15656516204836973,40.406999999999996,0.3514816348258118,40.198,0.30613644615984614,36.424999999999997,0.15202111130293239,41.56,0.30605067540564301]
[null,"h8573",34.276000000000003,0.14592512810470315,41.021999999999998,0.34972200863547642,40.831000000000003,0.31240334055057223,37.133000000000003,0.16388388783387181,41.331000000000003,0.30122064012240657]
[null,"h8574",35.362000000000002,0.13660693886876205,41.462000000000003,0.35192523806707282,41.613999999999997,0.32296023346198849,38.133000000000003,0.1714800108516043,40.917000000000002,0.28913984265275128]
[null,"h8575",36.024999999999999,0.12870850876334083,42.051000000000002,0.35917075767433609,42.526000000000003,0.33546712570099113,39.064,0.17796631070116162,41.747999999999998,0.28806650147869872]
[null,"h8576",39.654000000000003,0.11939031952739972,45.374000000000002,0.36651978470456026,46.021999999999998,0.33708091824795922,42.212000000000003,0.18555010235035885,44.889000000000003,0.28824919784875025]
[null,"h8577",43.301000000000002,0.11343385880740232,48.91,0.37301117880167978,50.180999999999997,0.35038125848922119,45.883000000000003,0.20345524946358548,49.341000000000001,0.28130673578679333]
[null,"h8578",45.418999999999997,0.12479193185156173,51.895000000000003,0.38967587389838526,53.720999999999997,0.37239607848411088,49.107999999999997,0.23604705650233063,52.918999999999997,0.28043892802904874]
[null,"h8579",46.709000000000003,0.1478834165605927,53.768000000000001,0.41947122493641686,55.104999999999997,0.40486020522061889,50.798999999999999,0.27375638148321702,54.139000000000003,0.29871998355732671]
[null,"h8580",48.554000000000002,0.16777636345833741,54.835999999999999,0.43430235996924349,55.953000000000003,0.41208192686830108,51.841000000000001,0.29522529410313958,55.115000000000002,0.33181086358290418]
[null,"h8581",48.844999999999999,0.1724599366820066,54.158999999999999,0.43292718992133433,55.277999999999999,0.39270296803345928,51.119,0.29548425284238045,55.055,0.34513628007353531]
[null,"h8582",47.155000000000001,0.15029863898952317,52.314999999999998,0.41896847459632103,53.664999999999999,0.36891297623690472,48.851999999999997,0.28281993735664784,53.893999999999998,0.35690877741872867]
[null,"h8583",44.963999999999999,0.12508567511994517,50.250999999999998,0.39650736381380491,51.48,0.34700574241181298,46.625,0.26459417466150392,51.753,0.34482797994907338]
[null,"h8584",43.841999999999999,0.11472306537419628,49.220999999999997,0.36461229076713786,50.359000000000002,0.30531610161513739,45.45,0.25186820233309493,50.82,0.33796544754901403]
[null,"h8585",45.593000000000004,0.12438395508991808,51.045000000000002,0.34762228662684097,51.966999999999999,0.27208542341881953,47.634,0.26484080203220955,52.369,0.34418854265389315]
[null,"h8586",48.273000000000003,0.15586344201834262,53.470999999999997,0.34847991955994556,54.395000000000003,0.25500611896340725,50.713999999999999,0.29326460650603003,55.243000000000002,0.35057149708256735]
[null,"h8587",46.332999999999998,0.19310356082117563,51.798000000000002,0.34130833382622583,52.76,0.24481232937505884,49.537999999999997,0.31378400374873605,54.082999999999998,0.36061979743539968]
[null,"h8588",42.645000000000003,0.23182871503639152,48.112000000000002,0.31262199089134679,49.496000000000002,0.24120819268683011,46.505000000000003,0.32377241226231285,51.271000000000001,0.3684072302088448]
[null,"h8589",40.213000000000001,0.27641241554881035,45.372999999999998,0.28576920802034661,47.215000000000003,0.23980957247945778,44.752000000000002,0.33034503169161711,48.293999999999997,0.37487011429941652]
[null,"h8590",39.695,0.30392636835405856,45.207999999999998,0.2643875317915656,46.688000000000002,0.23001923102785138,43.81,0.32831035588329593,47.734999999999999,0.3714331388378227]
[null,"h8591",40.328000000000003,0.30893632298704266,45.198,0.24065475838410125,47.064999999999998,0.22313371616078753,43.554000000000002,0.31387032332848297,48.029000000000003,0.36381698391130091]
[null,"h8592",37.497,0.31642677633082017,42.497,0.22322115100254333,44.66,0.23408060893772106,40.640999999999998,0.30231583101092557,45.719000000000001,0.36429656188268611]
[null,"h8593",34.774000000000001,0.28674238715362771,38.97,0.21485183651741882,41.487000000000002,0.22681854247636465,36.802,0.29248051691822036,42.325000000000003,0.36048277515786109]
[null,"h8594",31.922999999999998,0.26038708835144753,35.820999999999998,0.19968060566629206,39.033999999999999,0.23281647144259607,33.99,0.2821594160007892,39.895000000000003,0.35222718293615901]
[null,"h8595",30.59,0.22605176409151734,34.298000000000002,0.19114863665937185,37.904000000000003,0.23997095173415459,33.036999999999999,0.27427986583801911,38.451000000000001,0.33829658471973234]
[null,"h8596",30.433,0.19462123437449003,34.008000000000003,0.202992843201041,37.718000000000004,0.24447612259444049,32.685000000000002,0.25690539607378909,37.598999999999997,0.32865935119951584]
[null,"h8597",30.792999999999999,0.17401024837625248,34.186999999999998,0.20158809960371443,38.090000000000003,0.25569198079586869,33.633000000000003,0.24245338857650192,37.798000000000002,0.3262272057732053]
[null,"h8598",30.539000000000001,0.16691145272365285,34.381999999999998,0.19979889986396168,38.302,0.25565163598219448,34.069000000000003,0.22810002959455461,37.683,0.31705813170124575]
[null,"h8599",29.536999999999999,0.18350794738731682,34.454999999999998,0.21591648429644525,37.917999999999999,0.26363990908968654,34.384,0.21844480615566736,36.771000000000001,0.31695536499309179]
[null,"h8600",31.172999999999998,0.18561310747739809,36.716999999999999,0.22422665168273495,39.784999999999997,0.27246197501311209,36.512,0.20796340140080891,39.206000000000003,0.32555351290864037]
[null,"h8601",34.305,0.18935017461405398,40.442999999999998,0.22650381498787484,42.914000000000001,0.28004679998386206,39.345999999999997,0.21066390450823716,42.814,0.33447137947177913]
[null,"h8602",38.225999999999999,0.21183785371585234,44.16,0.21915478795765067,47.213999999999999,0.29533748436638468,43.256999999999998,0.22944411561605998,46.792000000000002,0.34415428708450851]
[null,"h8603",41.594000000000001,0.24414961323802997,47.228999999999999,0.19361802803572484,50.284999999999997,0.32430506058446185,46.131999999999998,0.25652313307684721,50.372999999999998,0.36265229455222264]
[null,"h8604",44.804000000000002,0.26433630340415809,49.411000000000001,0.16848051103093392,52.801000000000002,0.34481367420218129,48.652000000000001,0.27645013317549572,52.866,0.37585210728844332]
[null,"h8605",43.353000000000002,0.26766539377917031,47.405999999999999,0.1431655527296386,51.401000000000003,0.34094057208945788,47.606999999999999,0.27599388379204892,51.472000000000001,0.38753325644861092]
[null,"h8606",39.966000000000001,0.25320669734651913,44.274000000000001,0.11421304785000296,48.307000000000002,0.31573851181430629,44.354999999999997,0.24850794120548486,48.27,0.38592324468753214]
[null,"h8607",38.932000000000002,0.23373804628088385,42.798999999999999,9.2816584846513284E-2,47.024000000000001,0.29755644911846585,42.734000000000002,0.20828400907566341,46.975999999999999,0.37643445196798248]
[null,"h8608",38.835999999999999,0.19977806064166584,41.9,6.9852723723901347E-2,46.347000000000001,0.26216059925496576,42.287999999999997,0.16883693400414324,46.665999999999997,0.36389691357319842]
[null,"h8609",40.857999999999997,0.17877541695225041,43.415999999999997,5.9368900455432659E-2,48.036000000000001,0.23613819443510536,43.805999999999997,0.15580299891486632,48.149000000000001,0.35523025451888052]
[null,"h8610",43.85,0.17993407095531838,45.78,5.0940438871473356E-2,51.195,0.21470165010287928,46.692999999999998,0.16470602742428728,50.457999999999998,0.34752275140733296]
[null,"h8611",44.817,0.19416430040144914,46.155999999999999,4.5587626426923759E-2,51.819000000000003,0.19204131308920239,47.253,0.18089671500443918,50.76,0.34124256368681277]
[null,"h8612",43.493000000000002,0.21864290610006853,45.512,4.3665345714792692E-2,50.896999999999998,0.17646821501096033,46.345999999999997,0.20082371510308769,50.3,0.34378889434440552]
[null,"h8613",41.323,0.23809523809523808,44.228999999999999,3.9258886851599929E-2,49.350999999999999,0.16237442676743905,44.183,0.21655815329979283,48.627000000000002,0.34217888258332668]
[null,"h8614",40.270000000000003,0.26884036685270407,43.863999999999997,3.4793280889572363E-2,48.353999999999999,0.14230960610013582,42.853000000000002,0.23239124001183784,47.18,0.33925574066250269]
[null,"h8615",40.353000000000002,0.29517934658441858,43.655999999999999,2.5610693795469333E-2,47.981999999999999,0.11264271977837249,42.384999999999998,0.2532800631350498,46.793999999999997,0.33263299724813594]
[null,"h8616",37.100999999999999,0.3005320016971833,40.938000000000002,2.1736558821789792E-2,45.061,8.4428246748880428E-2,39.384,0.28407073098549868,43.55,0.33079461502449276]
[null,"h8617",32.758000000000003,0.2867050702524519,37.747999999999998,2.2150588513633405E-2,41.718000000000004,6.8579727294731468E-2,36.348999999999997,0.30696951760876001,40.606999999999999,0.32565627961679439]
[null,"h8618",30.271000000000001,0.27968798446449844,35.594999999999999,2.6852782871000177E-2,39.527999999999999,5.2416426861737891E-2,35.703000000000003,0.32504685804478645,38.393999999999998,0.31649862406796303]
[null,"h8619",29.277999999999999,0.27294831834723149,34.652999999999999,3.0786064943514522E-2,38.652999999999999,4.2828712045827395E-2,34.755000000000003,0.33795748248988855,37.494999999999997,0.31785742832022107]
[null,"h8620",29.201000000000001,0.26114982294097489,34.667000000000002,3.2649198556810789E-2,38.457000000000001,3.4195734609902377E-2,35.075000000000003,0.34704547696557164,37.569000000000003,0.31829133219909339]
[null,"h8621",29.844999999999999,0.24745834625238664,35.082999999999998,3.0490329449340509E-2,38.518000000000001,2.7283973859021596E-2,35.470999999999997,0.34894446088586367,37.868000000000002,0.31440903433549905]
[null,"h8622",30.030999999999999,0.23203707632304704,34.771999999999998,2.8213166144200628E-2,38.405000000000001,2.6140978404109404E-2,35.423000000000002,0.34446828450231826,37.853999999999999,0.30748940931979857]
[null,"h8623",29.637,0.22519949738083192,34.095999999999997,2.4457325368190692E-2,38.174999999999997,2.5199688029475836E-2,34.844999999999999,0.33895629870770444,37.287999999999997,0.31282185962067666]
[null,"h8624",31.344000000000001,0.22139721601201065,35.819000000000003,1.9725557461406518E-2,40.009,2.1138692413199579E-2,36.593000000000004,0.33602150537634407,39.244999999999997,0.3201982255615059]
[null,"h8625",34.508000000000003,0.21082263091760636,38.859000000000002,2.0760631691015555E-2,43.125999999999998,1.8193798241131699E-2,39.384999999999998,0.34144717372003552,42.668999999999997,0.33247313792434086]
[null,"h8626",38.07,0.20861959235627214,41.676000000000002,3.1791565623706157E-2,46.622999999999998,2.8991743538713928E-2,42.62,0.37085676235572657,46.567999999999998,0.34487365404158626]
[null,"h8627",41.069000000000003,0.2229964588194977,44.155999999999999,4.5587626426923759E-2,49.109000000000002,4.7024177715622728E-2,44.819000000000003,0.4104271480714215,49.16,0.36981170855361567]
[null,"h8628",43.948,0.23807503386151863,46.558999999999997,5.6869935529662269E-2,51.396000000000001,6.4868353817604821E-2,46.63,0.43484265561803292,51.744,0.39648537858113431]
[null,"h8629",44.137999999999998,0.25930579807111737,46.100999999999999,5.7313538770923288E-2,50.454000000000001,7.0206814942312346E-2,46.066000000000003,0.44611324849561013,51.3,0.40829213149571236]
[null,"h8630",41.694000000000003,0.25475285171102663,43.777999999999999,4.6578340332406695E-2,48.076000000000001,6.2299975795390365E-2,43.511000000000003,0.42264723290914474,49.448,0.40578005640750425]
[null,"h8631",40.597999999999999,0.24187731523033992,42.610999999999997,3.4423611521854851E-2,47.051000000000002,4.3460721297367076E-2,42.03,0.37273108414718359,47.792999999999999,0.37791885997465086]
[null,"h8632",40.258000000000003,0.22015698689600027,42.386000000000003,2.6971077068669781E-2,46.741,2.1837936691498805E-2,41.368000000000002,0.32054601953240602,47.125,0.35686310332621579]
[null,"h8633",41.540999999999997,0.20535583152466588,44.093000000000004,2.3067368545572838E-2,48.999000000000002,1.4146249630207353E-2,43.753,0.29841175890302851,49.286000000000001,0.35185037167292782]
[null,"h8634",44.584000000000003,0.21096950015502863,46.643999999999998,2.1189448157567872E-2,52.454000000000001,1.6593604604254634E-2,47.418999999999997,0.30196310545526289,51.969000000000001,0.35245555339872342]
[null,"h8635",45.283999999999999,0.22023858091679041,47.325000000000003,2.1411249778198381E-2,53.301000000000002,1.8933383535486646E-2,48.600999999999999,0.30287560422215648,52.817,0.35318633887892942]
[null,"h8636",44.502000000000002,0.22697824703405733,46.414000000000001,2.6630981250369671E-2,52.383000000000003,2.1636231611220181E-2,47.722000000000001,0.29700601755943573,52.078000000000003,0.35480776916313644]
[null,"h8637",43.02,0.23952740743158341,44.923000000000002,3.4837641213698471E-2,50.671999999999997,2.6342683484388028E-2,45.843000000000004,0.28894150143040348,49.920999999999999,0.35770807403770394]
[null,"h8638",42.021999999999998,0.2469687821276457,44.406999999999996,4.7406399716093929E-2,49.604999999999997,2.8292499260414706E-2,44.41,0.27772023281049618,49.061,0.35781084074585795]
[null,"h8639",41.716999999999999,0.23928262536921294,44.433999999999997,5.8097237830484413E-2,49.41,3.154667455557647E-2,43.588000000000001,0.26561112755253036,48.670999999999999,0.349246948399694]
[null,"h8640",38.457999999999998,0.24827428646028818,41.752000000000002,6.6244750694978413E-2,46.713000000000001,3.5916951294946618E-2,40.591999999999999,0.25950725066587749,45.725000000000001,0.35025177843497723]
[null,"h8641",34.6,0.25716429351992304,38.451000000000001,7.4575469606727451E-2,43.825000000000003,4.3566539821699904E-2,38.030999999999999,0.25237977805178791,42.762,0.34934094151212552]
[null,"h8642",32.555999999999997,0.27045717734174946,36.393999999999998,8.3590736443846708E-2,41.848999999999997,4.8541731097634766E-2,36.037999999999997,0.25235511713933417,40.755000000000003,0.35211412268188302]
[null,"h8643",31.286999999999999,0.28254309993312782,35.765000000000001,9.6212110015813659E-2,40.866999999999997,6.4260646237007349E-2,35.313000000000002,0.24665844636251541,40.301000000000002,0.35137232524964335]
[null,"h8644",30.885999999999999,0.31183637520183982,36.027999999999999,0.11872071885668682,40.473999999999997,7.3444580403124959E-2,35.552999999999997,0.24327990135635019,40.186,0.35013980028530672]
[null,"h8645",31.582000000000001,0.33087048001174341,37.076999999999998,0.13311558754415265,40.561999999999998,8.351598112116608E-2,35.908000000000001,0.24023427866831074,41.414999999999999,0.35082453637660482]
[null,"h8646",32.494999999999997,0.33224054411117093,38.463000000000001,0.1430619393169088,40.823,0.10328228159582621,36.146999999999998,0.24387176325524043,43.183,0.34446790299572039]
[null,"h8647",34.052,0.33338226419402717,41.351999999999997,0.17974372995581042,41.537999999999997,0.12409740617730505,35.484999999999999,0.25866831072749691,46.707000000000001,0.34377175463623394]
[null,"h8648",38.238,0.32234019996411739,45.13,0.19271980255087715,44.328000000000003,0.13075340531673144,37.311999999999998,0.26897657213316895,51.671999999999997,0.34564336661911554]
[null,"h8649",43.735999999999997,0.30709008171453733,48.884999999999998,0.21901186763814787,47.997999999999998,0.13812206699027821,40.07,0.27965474722564737,55.095999999999997,0.34525534950071329]
[null,"h8650",46.691000000000003,0.30428471236809057,51.38,0.27886732778623474,51.408999999999999,0.15328967715042557,43.151000000000003,0.31590628853267572,57.145000000000003,0.35585734664764623]
[null,"h8651",48.604999999999997,0.31389147135098106,53.634,0.37042401312386386,53.454999999999998,0.15791526039075421,45.316000000000003,0.34933415536374846,58.173999999999999,0.37709557774607705]
[null,"h8652",50.137999999999998,0.31723508016506008,54.918999999999997,0.41632797836335961,54.982999999999997,0.1597574258091409,47.313000000000002,0.37002466091245378,59.749000000000002,0.39388302425106991]
[null,"h8653",49.765999999999998,0.28766453001908304,55.542000000000002,0.42711674031597774,55.524999999999999,0.16008014091893127,47.298000000000002,0.37096177558569665,60.067999999999998,0.39112125534950071]
[null,"h8654",49.493000000000002,0.23199752083639152,54.304000000000002,0.41046066535625081,54.311999999999998,0.16810767927496673,45.734000000000002,0.34631319358816276,58.564,0.37297574893009988]
[null,"h8655",49.399000000000001,0.17562916931708827,53.738,0.38650370217105362,53.451000000000001,0.1695195578802996,44.186999999999998,0.30558569667077684,57.487000000000002,0.33811126961483595]
[null,"h8656",49.753,0.12878602534618583,53.533999999999999,0.34308263009325629,53.533999999999999,0.17102556172598798,44.042000000000002,0.2634648581997534,56.8,0.3017061340941512]
[null,"h8657",53.048000000000002,0.10326042635089951,55.597000000000001,0.3233081595554439,55.883000000000003,0.17469644609985344,46.295000000000002,0.23924784217016029,58.189,0.28197432239657633]
[null,"h8658",56.453000000000003,9.0815677447766308E-2,58.664999999999999,0.31330269127883775,59.107999999999997,0.17928168995145827,50.182000000000002,0.2364858199753391,61.481000000000002,0.27693009985734662]
[null,"h8659",56.994999999999997,8.9461923635236737E-2,58.642000000000003,0.31219425683165097,59.417999999999999,0.17719748820072881,50.523000000000003,0.21657213316892726,61.012999999999998,0.26834807417974321]
[null,"h8660",55.012999999999998,9.1141883185725234E-2,56.877000000000002,0.31823891935030962,57.566000000000003,0.18201132192176847,49.387999999999998,0.19272503082614056,59.276000000000003,0.26284736091298144]
[null,"h8661",51.454000000000001,0.10061815987343217,53.155999999999999,0.31113015976235164,54.252000000000002,0.18702685258642715,46.832000000000001,0.17123304562268804,55.198999999999998,0.25109272467902993]
[null,"h8662",49.005000000000003,0.10357032180196049,50.938000000000002,0.30244003369640721,52.06,0.1870940849009668,45.542999999999999,0.15157829839704068,51.9,0.23783166904422254]
[null,"h8663",46.994,0.1078109963954266,49.569000000000003,0.28210395637202018,51.44,0.17335179980906024,44.604999999999997,0.12950678175092478,49.856999999999999,0.2329129814550642]
[null,"h8664",42.789000000000001,0.10973561024938429,45.326000000000001,0.257275024755036,48.499000000000002,0.15441918003469188,41.34,0.11277435265104808,46.292999999999999,0.23081312410841653]
[null,"h8665",38.189,9.5953342890655546E-2,41.637,0.235713019325099,45.5,0.14065062508401666,38.076999999999998,0.10107733648891848,43.445999999999998,0.22440765318920891]
[null,"h8666",35.948999999999998,9.2613710413136971E-2,39.281999999999996,0.22619821523550618,43.421999999999997,0.13085092082269123,36.286999999999999,8.759214062076276E-2,41.274000000000001,0.21777154454858499]
[null,"h8667",35.368000000000002,8.2285286068030761E-2,37.999000000000002,0.21780627622480941,42.158000000000001,0.12408925930904692,35.677999999999997,7.3231762936666417E-2,40.197000000000003,0.20749811862899364]
[null,"h8668",35.780999999999999,8.1747686693600941E-2,37.506999999999998,0.20134743809467526,41.444000000000003,0.11371152036564054,36.128,5.9906811626358997E-2,40.020000000000003,0.19753255341953432]
[null,"h8669",36.505000000000003,6.9757591554802559E-2,37.704999999999998,0.18973464925240824,41.359000000000002,0.10356230676166152,37.531999999999996,5.0403076695510689E-2,40.661000000000001,0.18561720371257212]
[null,"h8670",37.941000000000003,5.379251922325036E-2,38.140999999999998,0.18948348206370783,40.954000000000001,9.6746874579916653E-2,39.475999999999999,4.6988634962897222E-2,42.005000000000003,0.17428336868030375]
[null,"h8671",40.164000000000001,4.1509188062035712E-2,38.875,0.18964600200933751,39.889000000000003,9.2270466460545777E-2,42.526000000000003,4.6668145847200651E-2,45.006999999999998,0.16765866228820323]
[null,"h8672",44.665999999999997,3.5383813371562621E-2,41.405999999999999,0.17921517640801371,41.326999999999998,7.9459604785589458E-2,46.643999999999998,4.6668145847200651E-2,49.545000000000002,0.15423821577615104]
[null,"h8673",48.692,3.7599374429818845E-2,44.734999999999999,0.17797411500502333,44.058999999999997,7.3154993950799843E-2,49.65,5.638143135369672E-2,53.219000000000001,0.14207201660167385]
[null,"h8674",50.692,6.878013814674834E-2,47.75,0.1911530051415401,47.252000000000002,8.0521575480575341E-2,51.83,9.3225353154352486E-2,55.435000000000002,0.13621126086064173]
[null,"h8675",51.66,0.10883943698683696,50.115000000000002,0.22082028248921459,49.817,8.2430434198144914E-2,53.018999999999998,0.13052535561965337,56.363,0.139928393879273]
[null,"h8676",52.673999999999999,0.12617294408966506,51.66,0.21969741741031854,52.48,8.7968813012501687E-2,54.225000000000001,0.15848186771195424,57.084000000000003,0.13548151695514354]
[null,"h8677",52.694000000000003,0.13943372865893391,51.457000000000001,0.20517404408722889,52.531999999999996,8.6288479634359455E-2,54.26,0.17146167689766537,57.225999999999999,0.13123988050443547]
[null,"h8678",51.411000000000001,0.12920304965463314,49.826999999999998,0.17577270846876661,50.713999999999999,7.841107675762872E-2,53.002000000000002,0.16444789586569042,55.460999999999999,0.11841235091560055]
[null,"h8679",50.981999999999999,0.1140199400495243,48.76,0.13925004432362154,49.67,6.2226105659362818E-2,51.66,0.14367773586766264,54.152999999999999,9.8230371029166957E-2]
[null,"h8680",50.582000000000001,0.10031930144663104,47.938000000000002,9.3271674250930803E-2,49.637999999999998,4.5772281220594166E-2,51.563000000000002,0.12423883835022065,53.898000000000003,7.1640327472577592E-2]
[null,"h8681",52.220999999999997,0.11595855597549851,49.829000000000001,7.0504107322262283E-2,52.247999999999998,4.3769323833848635E-2,53.570999999999998,0.12820797278307816,55.707999999999998,5.3180087113178717E-2]
[null,"h8682",54.66,0.14432099569920501,53.091000000000001,6.9913125701790674E-2,56.771999999999998,4.7640811937088315E-2,56.786000000000001,0.14651283189113232,58.774999999999999,4.7946455040934075E-2]
[null,"h8683",53.875,0.1657598071158608,53.29,6.8612966136753148E-2,57.607999999999997,5.8139534883720929E-2,57.002000000000002,0.16596405591302418,58.514000000000003,4.0968278944607875E-2]
[null,"h8684",51.91,0.17537143229506061,51.23,5.9615270965072985E-2,56.453000000000003,7.1178921898104583E-2,55.323999999999998,0.1787096615141878,56.618000000000002,3.7741442612483182E-2]
[null,"h8685",48.621000000000002,0.1844128763195621,47.573999999999998,5.6409195674014541E-2,54.311,7.9768786127167632E-2,52.430999999999997,0.18981584202351898,52.875999999999998,3.832295728717703E-2]
[null,"h8686",46.698999999999998,0.19755962465789131,45.732999999999997,6.1196146799834525E-2,52.932000000000002,8.8654389030783709E-2,49.826000000000001,0.20018243226585805,50.17,3.8516795512074979E-2]
[null,"h8687",45.69,0.20438550762413657,45.127000000000002,6.2097393771053722E-2,53.061,9.927409598064256E-2,48.177999999999997,0.19899908783867071,48.578000000000003,3.8619415748785663E-2]
[null,"h8688",41.871000000000002,0.20283787306138407,42.088999999999999,6.1831452041841498E-2,50.371000000000002,0.1137652910337411,44.292000000000002,0.19928259744101767,44.963000000000001,4.6213313265375935E-2]
[null,"h8689",38.116,0.20422546673828473,38.67,6.4628562989218721E-2,47.607999999999997,0.12199185735592491,40.838999999999999,0.19393035806698045,41.639000000000003,5.3745316219263581E-2]
[null,"h8690",35.795999999999999,0.21000374367237984,36.530999999999999,7.4405553094077689E-2,45.45,0.12351020517850664,38.58,0.19158924566894206,39.555,5.751511907338018E-2]
[null,"h8691",34.387,0.20123052883441575,35.692999999999998,8.8568896765618077E-2,44.378,0.13235155798610646,37.975999999999999,0.19273515857956086,39.002000000000002,5.9713221643907383E-2]
[null,"h8692",33.853999999999999,0.19945635366310205,35.573,9.4579825727366715E-2,43.676000000000002,0.13794122784623034,38.387999999999998,0.19367160353877622,39.679000000000002,5.9724610776397159E-2]
[null,"h8693",34.182000000000002,0.19540342139101843,35.914000000000001,0.10474080638015064,44.2,0.14310092310172931,39.192999999999998,0.19490376795879641,40.688000000000002,5.720761249615617E-2]
[null,"h8694",34.433,0.18485603138174064,35.621000000000002,0.11499040023630187,45.457999999999998,0.14492831517138519,40.720999999999997,0.20106459005889746,41.811,5.8654032322358003E-2]
[null,"h8695",34.783999999999999,0.18488858505460878,34.731999999999999,0.11705804164820559,47.829000000000001,0.14236190425003023,43.195,0.2161216392715444,44.468000000000004,6.7491999134425926E-2]
[null,"h8696",37.564999999999998,0.18887640998095609,36.432000000000002,0.11818047555752474,52.317,0.13540169033766444,47.113,0.21449518223711772,49.078000000000003,7.3311845836702624E-2]
[null,"h8697",40.651000000000003,0.19024366424141803,38.893000000000001,0.12395510264362723,55.737000000000002,0.12408798355347138,50.106000000000002,0.21295497671209246,52.158000000000001,8.0316162317916245E-2]
[null,"h8698",43.561,0.21415433696306785,42.173999999999999,0.13294934278540835,58.107999999999997,0.10370449995297153,52.209000000000003,0.22899775746075557,53.746000000000002,0.10659089097183468]
[null,"h8699",45.572000000000003,0.2486612302032977,44.834000000000003,0.16171909614532565,59.433999999999997,9.4621286430270207E-2,53.481000000000002,0.24836738214347323,54.536000000000001,0.13969909911962006]
[null,"h8700",47.034999999999997,0.27988020248384526,47.542000000000002,0.1960419435829272,60.427,8.5887427273826644E-2,54.34,0.2554400059143892,55.247,0.16662300832545585]
[null,"h8701",47.401000000000003,0.29592916320783891,48.070999999999998,0.21360212671688081,60.963000000000001,7.8806283003910085E-2,53.835000000000001,0.24659306537864412,55.515000000000001,0.17491429677801443]
[null,"h8702",46.3,0.28611423083809429,46.183999999999997,0.20531679220203811,60.024999999999999,6.4133399621084886E-2,53.158999999999999,0.21432267921831488,54.168999999999997,0.16403767525027618]
[null,"h8703",45.802,0.26018523039861974,44.854999999999997,0.18146507162900605,59.085999999999999,5.0333902153904035E-2,51.667000000000002,0.16462948815889991,52.98,0.13245561085612109]
[null,"h8704",45.226999999999997,0.20894574930416523,44.671999999999997,0.15680106335844041,58.691000000000003,4.1317872163175361E-2,51.197000000000003,0.12940190739052218,52.823999999999998,9.1819186132592281E-2]
[null,"h8705",46.542999999999999,0.19305955694451227,46.488999999999997,0.13709939447644365,60.698999999999998,3.1992797925372532E-2,53.816000000000003,0.11870672022474679,54.744999999999997,7.7172761750737451E-2]
[null,"h8706",50.762999999999998,0.21257548382896299,50.337000000000003,0.14736375719982278,64.031000000000006,3.3108044556118404E-2,56.936,0.12406663545183469,58.768000000000001,9.2798651526713211E-2]
[null,"h8707",51.131999999999998,0.22001399807933331,51.15,0.15002215330084182,64.069000000000003,3.9208309259234374E-2,56.981999999999999,0.12735651445328866,59.119,0.10370944045192078]
[null,"h8708",49.902999999999999,0.23155427511108942,50.401000000000003,0.15784965293162015,62.225000000000001,4.5120460072826947E-2,54.984999999999999,0.12417753024963651,57.81,0.10702367800644624]
[null,"h8709",46.177,0.23939971027231147,48.08,0.16414119037069858,58.548000000000002,5.3464654743829193E-2,51.356000000000002,0.12208285073560216,54.066000000000003,0.10837898477272986]
[null,"h8710",44.406999999999996,0.24719631492423133,46.662999999999997,0.15976960567124501,56.097999999999999,6.2803165688026547E-2,49.42,0.12025924739397226,51.616999999999997,0.10852704349509698]
[null,"h8711",43.429000000000002,0.24509660302423622,46.671999999999997,0.15926746418549698,54.83,6.6175778993053228E-2,47.573,0.11242268168264373,50.317,0.10396000136669589]
[null,"h8712",39.817999999999998,0.24166219053664731,43.683999999999997,0.15855855855855855,51.518999999999998,6.8043481181892698E-2,43.656999999999996,0.10897262130658715,46.89,0.1049052993633475]
[null,"h8713",35.828000000000003,0.23454962502643523,39.951999999999998,0.15076718796105046,48.295000000000002,6.9312780299164808E-2,40.049999999999997,0.10449984610649431,43.518000000000001,0.1019779119891721]
[null,"h8714",33.14,0.23028745261993461,37.622999999999998,0.14257893183830039,45.856000000000002,7.3582726857695305E-2,37.713999999999999,0.10196368113265621,41.259,0.10220538892869735]
[null,"h8715",31.704999999999998,0.23137739747197866,36.866,0.12983180879315431,44.485999999999997,7.4818057308590924E-2,37.063000000000002,0.10366266543551862,40.543999999999997,0.10076091036271198]
[null,"h8716",31.515000000000001,0.23443575019114704,37.189,0.12575981115373266,43.951000000000001,7.524773746542418E-2,37.045000000000002,0.10779932286857495,40.374000000000002,0.10122723808873875]
[null,"h8717",31.916,0.23864911909680989,37.976999999999997,0.12068456771909118,44.491999999999997,7.5999677739882379E-2,37.950000000000003,0.1186580486303478,40.936,0.10506022451973931]
[null,"h8718",31.71,0.24209789982268062,38.932000000000002,0.11659781646503393,45.521000000000001,7.3824421945914015E-2,39.834000000000003,0.13080947983995075,42.314999999999998,0.11075852185484697]
[null,"h8719",30.594000000000001,0.24808446259211661,40.963000000000001,0.11565358512835645,47.73,7.4737492279184678E-2,42.515999999999998,0.14438904278239459,44.698,0.11815152238941777]
[null,"h8720",32.182000000000002,0.25706430674627062,45.314,0.12488934789023311,51.805999999999997,6.865483255901389E-2,46.582999999999998,0.15240381655894122,48.844000000000001,0.12346310892733249]
[null,"h8721",34.762,0.26726423842136943,48.295999999999999,0.14160519327235171,55.237000000000002,6.6264736686628897E-2,49.86,0.16267159125884886,51.912999999999997,0.13243707419160383]
[null,"h8722",37.979999999999997,0.29311382603178737,50.116999999999997,0.1771761581587489,57.691000000000003,6.8211724897279585E-2,52.143999999999998,0.1757956294244383,54.564,0.16639938126272449]
[null,"h8723",40.402000000000001,0.34619576710969402,51.621000000000002,0.23532015343759222,59.000999999999998,7.0037865563820925E-2,53.256999999999998,0.19900277008310249,55.110999999999997,0.19842813434788048]
[null,"h8724",44.085000000000001,0.39934277952205105,52.938000000000002,0.28250221304219536,59.999000000000002,7.2871069097940222E-2,54.430999999999997,0.22267774699907664,55.107999999999997,0.21447663243138726]
[null,"h8725",44.79,0.42154837240324705,53.136000000000003,0.29539687223369726,60.241,7.1864006230362279E-2,54.585000000000001,0.2383133271775931,54.944000000000003,0.21363496775514382]
[null,"h8726",42.81,0.40892453351987118,51.679000000000002,0.26950427854824432,59.183999999999997,7.2360823911700733E-2,53.308999999999997,0.2339304401354263,53.588999999999999,0.19232037852162737]
[null,"h8727",41.805,0.37951229034829431,51.075000000000003,0.22279433461197992,58.427,6.6049896608212255E-2,51.951000000000001,0.21446598953524162,52.311,0.1499527985350485]
[null,"h8728",41.25,0.32849636413918759,50.978000000000002,0.17927117143700205,58.302999999999997,6.1444262427155782E-2,51.497999999999998,0.20834718374884581,51.914000000000001,0.11057654030322676]
[null,"h8729",43.165999999999997,0.28846122561858439,53.136000000000003,0.16729123635290646,60.173000000000002,6.4854848672019766E-2,53.759,0.22757771622037551,54.408999999999999,0.10546968301088477]
[null,"h8730",46.814,0.2895999739714662,56.923000000000002,0.19113307760401299,63.128,6.8345999946289981E-2,57.042999999999999,0.25132656201908282,58.491999999999997,0.11812877469546525]
[null,"h8731",47.582999999999998,0.29565160807535262,57.262999999999998,0.20687518442018293,62.957999999999998,6.8037167333566073E-2,57.22,0.26597722376115729,58.734000000000002,0.12255320116923146]
[null,"h8732",46.418999999999997,0.29485448422833532,55.853999999999999,0.21773384479197402,61.006,6.5794774015092511E-2,55.781999999999996,0.26836565096952908,56.908999999999999,0.12644305683511334]
[null,"h8733",44.191000000000003,0.29760374810886436,52.994,0.22040424904101505,57.329000000000001,6.6224454171925767E-2,52.646999999999998,0.26568174823022467,53.207000000000001,0.12990070631589723]
[null,"h8734",42.607999999999997,0.30739698394364823,50.753999999999998,0.21506344054293303,54.789000000000001,6.7218089534602676E-2,50.204000000000001,0.26154509079716837,51.247,0.13343797272551494]
[null,"h8735",41.837000000000003,0.28668803175481122,49.497999999999998,0.19616406019474772,53.3,6.9554475387383519E-2,48.475000000000001,0.25889812249923055,50.18,0.13223234494603109]
[null,"h8736",38.482999999999997,0.28654162125229782,45.9,0.18332841546178813,49.625999999999998,7.1125493460805114E-2,44.786999999999999,0.25871345029239767,46.805999999999997,0.13240295265067503]
[null,"h8737",35.039000000000001,0.287400806556524,42.070999999999998,0.16635704175513091,46.133000000000003,7.3542047041134137E-2,41.603000000000002,0.25860222334387967,44.052999999999997,0.13289074311957894]
[null,"h8738",32.789000000000001,0.28622999869910237,39.6,0.14934241566407172,43.820999999999998,7.2776823112447639E-2,39.405999999999999,0.25579534402737936,42.152999999999999,0.13412984414610024]
[null,"h8739",31.850999999999999,0.29042539352152985,38.058,0.13213611700872849,42.536000000000001,7.0373751476747931E-2,38.463000000000001,0.25991948688276356,40.792000000000002,0.13295895051553425]
[null,"h8740",31.600999999999999,0.29829582411864186,37.582999999999998,0.11929405520169852,41.918999999999997,6.9380302867575988E-2,38.338000000000001,0.26554555638995925,39.753,0.13308399740811896]
[null,"h8741",32.76,0.31239430206842722,37.807000000000002,0.10480066053314462,42.121000000000002,7.2293523789066699E-2,38.762,0.2701621342131505,39.624000000000002,0.13171984948901291]
[null,"h8742",33.473999999999997,0.32405359698191755,37.808,9.3801604151922624E-2,41.872,6.7796155085382878E-2,39.341999999999999,0.27010057984217462,39.442999999999998,0.13299305421351187]
[null,"h8743",33.122999999999998,0.3333550149603226,38.009,8.7564873790988443E-2,42.085999999999999,6.5688433036193747E-2,39.393999999999998,0.27017444508734567,39.142000000000003,0.138449645889936]
[null,"h8744",35.701000000000001,0.33688369975282945,40.331000000000003,8.4365416371785795E-2,44.648000000000003,6.536623348727312E-2,42.29,0.2644621994607837,41.682000000000002,0.14106426273488923]
[null,"h8745",39.073,0.33372902302588786,43.003999999999998,8.6768695447039398E-2,47.975000000000001,7.0373751476747931E-2,45.219000000000001,0.25753117728889929,44.924999999999997,0.14954471563199837]
[null,"h8746",41.828000000000003,0.35602315597762457,45.627000000000002,0.11641896673743808,51.210999999999999,7.5381269466222742E-2,48.692,0.26143372440877027,48.302999999999997,0.17248513647163141]
[null,"h8747",43.121000000000002,0.3796344477689606,47.488999999999997,0.16121137060627508,53.152000000000001,7.8871764579529588E-2,50.594999999999999,0.25588152014674564,50.204999999999998,0.20091625268566621]
[null,"h8748",44.548999999999999,0.40150578899440614,48.149000000000001,0.1953585751356452,54.497,8.2979808828267637E-2,51.411000000000001,0.2422164497900996,51.441000000000003,0.21890026941921403]
[null,"h8749",45.634999999999998,0.40765253024586967,48.555999999999997,0.20461783439490447,54.801000000000002,8.437600687359037E-2,51.307000000000002,0.22711100715261789,52.283000000000001,0.22620982868575715]
[null,"h8750",45.503999999999998,0.38108169637049566,47.527999999999999,0.19176102854446803,53.773000000000003,8.3060358715497801E-2,50.323,0.20938334831156361,51.411999999999999,0.20946491297873066]
[null,"h8751",44.283000000000001,0.33730649147912062,46.131,0.15842474640245341,52.512999999999998,8.1771560519815267E-2,48.978999999999999,0.17623016410395304,49.453000000000003,0.17913535757727331]
[null,"h8752",44.109000000000002,0.29569402887992713,45.866,0.12362880396319886,52.347999999999999,7.6884867361185688E-2,48.786000000000001,0.14291693853180515,49.329000000000001,0.15728625507292507]
[null,"h8753",46.389000000000003,0.27286327566020552,48.826000000000001,0.11784913894786506,54.366999999999997,7.6737192567930407E-2,50.43,0.12703591082002733,51.863999999999997,0.15121579683290326]
[null,"h8754",49.823,0.27720502146481074,52.841999999999999,0.13364000943618778,57.917000000000002,8.553055525722264E-2,53.667000000000002,0.12342882468084058,55.42,0.15995771141450771]
[null,"h8755",49.396000000000001,0.28515675816313257,52.281999999999996,0.14074663835810333,57.094000000000001,9.3035119750832354E-2,52.787999999999997,0.12062194536434032,55.052,0.16865415439880865]
[null,"h8756",46.326000000000001,0.29120593209314427,49.084000000000003,0.14135114413776834,53.945999999999998,9.2055096122865429E-2,49.710999999999999,0.11771657905427864,52.485999999999997,0.17274659815612672]
[null,"h8757",42.07,0.28834395733055806,45.970999999999997,0.14257489974050483,50.122,9.4283643002899792E-2,46.261000000000003,0.10888968225633702,49.235999999999997,0.17396296338399628]
[null,"h8758",40.591999999999999,0.29442565370105372,44.546999999999997,0.13882991271526304,48.582000000000001,0.10343948018472775,44.438000000000002,0.10626746605276441,47.31,0.17454272624961634]
[null,"h8759",40.652000000000001,0.29128723819435409,44.762999999999998,0.13565994338287332,48.84,0.11033992052411126,44.113,0.1104777850275148,47.204999999999998,0.16877920129139337]
[null,"h8760",38.656999999999996,0.29475087810589307,43.082000000000001,0.12703467799009199,47.347000000000001,0.11459563956610461,42.313000000000002,0.11058858289527139,45.548000000000002,0.17115509225050302]