{"text_format":"1","workbook":"xlsx","n_sheets":54,"sheets":["Content","1_Data","2_Coding","3_Power generation","3.2_Final Power Generation","4_Installed Capacity","4.2_Installed Capacity","4.2_Final Installed Capacity ","5_Residential","5.2_Residential","6_Transport","6.2_Transport","7_Industry","7.2_Industry","8_Commercial","8.2_Commercial","9_Other Energy","9.2_Other Energy","10_Final_Emissions","11_Emissions by source","12_Capital Cost","12.2_Capital Cost","13_Fixed Cost","13.2_Fixed Costs","14_Variable Cost","14.2_Variable Cost","15_Annual Costs","15.2_Annual Costs","16_New Capacity","R2_base","T2_base","I2_base","C2_base","OE2_base","NC_base","PG2_base","IC2_base","PG_base","IC_base","R_base","T_base","I_base","C_base","OE_base","E_base","ES_base","CC_base","CC2_base ","AC2_base","FC2_base","VC2_base","FC_base","VC_base","AC_base"],"not_rendered":{"charts":51,"images":0,"macros":1,"external_links":0,"defined_names":87,"comments":0,"pivot_tables":25},"unopened":[],"bounds":{"document_bytes":16777216,"sheet_cells":100000,"rows_first":2000,"rows_last":500,"rows_between":2000,"halvings":0,"cell_chars":16384,"cell_head_chars":4096},"cells_cut":0,"cells_raw":0,"read":"whole","date_system":"1900"}

{"sheet":"Content","index":0,"n_rows":28,"n_cols":3,"rows_kept":28,"cut":false,"hidden":false,"merged":[]}
["ID","SHEET","DESCRIPTION"]
[1,"1_Data","Raw results data from OSeMOSYS Cloud classified by scenario"]
[2,"2_Coding","Macro to replace technology codes by technology names according to naming convention"]
[3,"3_Power generation","Graph of power generation by technology, year, and scenario"]
[3.2,"3.2_Power generation","Graph of power generation by technology, scenario, and year"]
[4,"4_Installed Capacity","Graph of installed capacity for power generation by technology, year, and scenario"]
[4.2,"4.2_Installed Capacity","Graph of installed capacity for power generation by technology, scenario, and year"]
[5,"5_Residential","Graph of energy production in the residential sector by technology, scenario, and year"]
[5.2,"5.2_Residential","Graph of energy consumption in the residential sector by technology, scenario, and year"]
[6,"6_Transport","Graph of energy production in the transport sector by technology, scenario, and year"]
[6.2,"6.2_Transport","Graph of energy consumption in the transport sector by technology, scenario, and year"]
[7,"7_Industry","Graph of energy production in the industrial sector by technology, scenario, and year"]
[7.2,"7.2_Industry","Graph of energy consumption in the industrial sector by technology, scenario, and year"]
[8,"8_Commercial","Graph of energy production in the commercial sector by technology, scenario, and year"]
[8.1999999999999993,"8.2_Commercial","Graph of energy consumptionin the commercial sector by technology, scenario, and year"]
[9,"9_Other Energy","Graph of energy production in other sector by technology, scenario, and year. It can be used for specific uses such hydrogen production, CCS technologies, biofuel production, etc."]
[9.1999999999999993,"9.2_Other Energy","Graph of energy consumption in other sector by technology, scenario, and year. It can be used for specific uses such hydrogen production, CCS technologies, biofuel production, etc."]
[10,"10_Emissions","Graph of annual emissions by emission, year, and scenario"]
[11.2,"11_Emissions by source","Graph of annual emissions by source, emission, scenario, and year"]
[12,"12_Capital Cost","Graph of capital cost by technology, year, and scenario"]
[12.2,"12.2_Capital Cost","Graph of capital cost by technology, scenario, and year"]
[13,"13_Fixed Cost","Graph of fixed cost by technology, year, and scenario"]
[13.2,"13.2_Fixed Cost","Graph of fixed cost by technology, scenario, and year"]
[14,"14_Variable Cost","Graph of variable cost by technology, year, and scenario"]
[14.2,"14.2_Variable Cost","Graph of variable cost by technology, scenario, and year"]
[15,"15_Annual Costs","Graph of costs by type, year, and scenario"]
[15.2,"15.2_Annual Costs","Graph of costs by type, scenario, and year"]
[16,"16_New Capacity","Graph of new installed capacity by technology, scenario, and year"]

{"sheet":"1_Data","index":1,"n_rows":104488,"n_cols":13,"rows_kept":4500,"cut":true,"hidden":false,"merged":[],"bounds":{"rows_first":2000,"rows_last":500,"rows_between":2000,"halvings":0}}
["Scenario","Variable","Dim1","Dim2","Dim3","Dim4","Dim5","Dim6","Dim7","Dim8","Dim9","Dim10","ResultValue"]
["BAU","NewCapacity","RE1","Crude Oil Refinery Option 1",2015,null,null,null,null,null,null,null,87.512146999999999]
["BAU","NewCapacity","RE1","Crude Oil Refinery Option 1",2027,null,null,null,null,null,null,null,99.944018]
["BAU","NewCapacity","RE1","Crude Oil Refinery Option 1",2028,null,null,null,null,null,null,null,94.812777999999994]
["BAU","NewCapacity","RE1","Crude Oil Refinery Option 1",2029,null,null,null,null,null,null,null,58.21754]
["BAU","NewCapacity","RE1","Crude Oil Refinery Option 1",2030,null,null,null,null,null,null,null,10.128392]
["BAU","NewCapacity","RE1","Biomass Power Plant",2015,null,null,null,null,null,null,null,1.8943743E-4]
["BAU","NewCapacity","RE1","Biomass Power Plant",2045,null,null,null,null,null,null,null,4.4109768999999998E-5]
["BAU","NewCapacity","RE1","Coal Power Plant",2015,null,null,null,null,null,null,null,1.9378299999999999]
["BAU","NewCapacity","RE1","Coal Power Plant",2017,null,null,null,null,null,null,null,0.20142204]
["BAU","NewCapacity","RE1","Geothermal Power Plant",2039,null,null,null,null,null,null,null,0.45]
["BAU","NewCapacity","RE1","Geothermal Power Plant",2064,null,null,null,null,null,null,null,0.45]
["BAU","NewCapacity","RE1","Oil Fired Gas Turbine (SCGT)",2015,null,null,null,null,null,null,null,0.12198085]
["BAU","NewCapacity","RE1","Oil Fired Gas Turbine (SCGT)",2027,null,null,null,null,null,null,null,0.13930930999999999]
["BAU","NewCapacity","RE1","Oil Fired Gas Turbine (SCGT)",2028,null,null,null,null,null,null,null,0.13215700999999999]
["BAU","NewCapacity","RE1","Oil Fired Gas Turbine (SCGT)",2029,null,null,null,null,null,null,null,8.1147879000000006E-2]
["BAU","NewCapacity","RE1","Oil Fired Gas Turbine (SCGT)",2030,null,null,null,null,null,null,null,1.4117696000000001E-2]
["BAU","NewCapacity","RE1","Oil Fired Gas Turbine (SCGT)",2040,null,null,null,null,null,null,null,0.12198085]
["BAU","NewCapacity","RE1","Oil Fired Gas Turbine (SCGT)",2053,null,null,null,null,null,null,null,0.14071913]
["BAU","NewCapacity","RE1","Oil Fired Gas Turbine (SCGT)",2054,null,null,null,null,null,null,null,8.9914207999999995E-2]
["BAU","NewCapacity","RE1","Oil Fired Gas Turbine (SCGT)",2055,null,null,null,null,null,null,null,1.4117696000000001E-2]
["BAU","NewCapacity","RE1","Gas Power Plant (CCGT)",2050,null,null,null,null,null,null,null,1.642579]
["BAU","NewCapacity","RE1","Gas Power Plant (CCGT)",2051,null,null,null,null,null,null,null,1.7017888999999999]
["BAU","NewCapacity","RE1","Gas Power Plant (CCGT)",2052,null,null,null,null,null,null,null,2.1203732999999998]
["BAU","NewCapacity","RE1","Gas Power Plant (CCGT)",2053,null,null,null,null,null,null,null,1.6206653]
["BAU","NewCapacity","RE1","Gas Power Plant (CCGT)",2054,null,null,null,null,null,null,null,1.5873032]
["BAU","NewCapacity","RE1","Gas Power Plant (CCGT)",2055,null,null,null,null,null,null,null,1.7129905999999999]
["BAU","NewCapacity","RE1","Gas Power Plant (CCGT)",2056,null,null,null,null,null,null,null,1.6836557000000001]
["BAU","NewCapacity","RE1","Gas Power Plant (CCGT)",2057,null,null,null,null,null,null,null,1.6544190999999999]
["BAU","NewCapacity","RE1","Gas Power Plant (CCGT)",2058,null,null,null,null,null,null,null,1.6250355999999999]
["BAU","NewCapacity","RE1","Gas Power Plant (CCGT)",2059,null,null,null,null,null,null,null,1.5953394000000001]
["BAU","NewCapacity","RE1","Gas Power Plant (CCGT)",2060,null,null,null,null,null,null,null,1.5654751]
["BAU","NewCapacity","RE1","Gas Power Plant (CCGT)",2061,null,null,null,null,null,null,null,1.6621840999999999]
["BAU","NewCapacity","RE1","Gas Power Plant (CCGT)",2062,null,null,null,null,null,null,null,3.7065177]
["BAU","NewCapacity","RE1","Gas Power Plant (CCGT)",2063,null,null,null,null,null,null,null,3.5570968999999999]
["BAU","NewCapacity","RE1","Gas Power Plant (CCGT)",2064,null,null,null,null,null,null,null,2.7102103999999998]
["BAU","NewCapacity","RE1","Gas Power Plant (CCGT)",2065,null,null,null,null,null,null,null,1.8067690000000001]
["BAU","NewCapacity","RE1","Gas Power Plant (CCGT)",2066,null,null,null,null,null,null,null,1.5714345999999999]
["BAU","NewCapacity","RE1","Gas Power Plant (CCGT)",2067,null,null,null,null,null,null,null,1.4980880000000001]
["BAU","NewCapacity","RE1","Gas Power Plant (CCGT)",2068,null,null,null,null,null,null,null,1.2982974]
["BAU","NewCapacity","RE1","Gas Power Plant (CCGT)",2069,null,null,null,null,null,null,null,0.55964913000000005]
["BAU","NewCapacity","RE1","Solar PV (Utility)",2015,null,null,null,null,null,null,null,4.2205526E-2]
["BAU","NewCapacity","RE1","Solar PV (Utility)",2018,null,null,null,null,null,null,null,0.92218323999999996]
["BAU","NewCapacity","RE1","Solar PV (Utility)",2020,null,null,null,null,null,null,null,3.4366974000000002E-2]
["BAU","NewCapacity","RE1","Solar PV (Utility)",2021,null,null,null,null,null,null,null,0.56120871999999999]
["BAU","NewCapacity","RE1","Solar PV (Utility)",2029,null,null,null,null,null,null,null,0.52175163000000002]
["BAU","NewCapacity","RE1","Solar PV (Utility)",2030,null,null,null,null,null,null,null,10.507001000000001]
["BAU","NewCapacity","RE1","Solar PV (Utility)",2031,null,null,null,null,null,null,null,10.493734]
["BAU","NewCapacity","RE1","Solar PV (Utility)",2032,null,null,null,null,null,null,null,7.5781679999999998]
["BAU","NewCapacity","RE1","Solar PV (Utility)",2033,null,null,null,null,null,null,null,2.0297046999999999]
["BAU","NewCapacity","RE1","Solar PV (Utility)",2034,null,null,null,null,null,null,null,1.9597144]
["BAU","NewCapacity","RE1","Solar PV (Utility)",2035,null,null,null,null,null,null,null,1.8922730000000001]
["BAU","NewCapacity","RE1","Solar PV (Utility)",2036,null,null,null,null,null,null,null,1.8272851999999999]
["BAU","NewCapacity","RE1","Solar PV (Utility)",2037,null,null,null,null,null,null,null,1.7646594]
["BAU","NewCapacity","RE1","Solar PV (Utility)",2038,null,null,null,null,null,null,null,1.7043077]
["BAU","NewCapacity","RE1","Solar PV (Utility)",2039,null,null,null,null,null,null,null,1.2995915]
["BAU","NewCapacity","RE1","Solar PV (Utility)",2040,null,null,null,null,null,null,null,7.7901017000000001]
["BAU","NewCapacity","RE1","Solar PV (Utility)",2041,null,null,null,null,null,null,null,7.5474291999999998]
["BAU","NewCapacity","RE1","Solar PV (Utility)",2042,null,null,null,null,null,null,null,8.3623768999999992]
["BAU","NewCapacity","RE1","Solar PV (Utility)",2043,null,null,null,null,null,null,null,19.512599000000002]
["BAU","NewCapacity","RE1","Solar PV (Utility)",2044,null,null,null,null,null,null,null,7.1208258999999998]
["BAU","NewCapacity","RE1","Solar PV (Utility)",2045,null,null,null,null,null,null,null,7.8864716000000001]
["BAU","NewCapacity","RE1","Solar PV (Utility)",2046,null,null,null,null,null,null,null,6.5637759000000004]
["BAU","NewCapacity","RE1","Solar PV (Utility)",2048,null,null,null,null,null,null,null,2.0107694999999999]
["BAU","NewCapacity","RE1","Solar PV (Utility)",2049,null,null,null,null,null,null,null,18.119814000000002]
["BAU","NewCapacity","RE1","Solar PV (Utility)",2050,null,null,null,null,null,null,null,30.266044000000001]
["BAU","NewCapacity","RE1","Solar PV (Utility)",2051,null,null,null,null,null,null,null,4.1468803999999997]
["BAU","NewCapacity","RE1","Solar PV (Utility)",2052,null,null,null,null,null,null,null,3.4793549000000001]
["BAU","NewCapacity","RE1","Solar PV (Utility)",2053,null,null,null,null,null,null,null,4.6281695999999997]
["BAU","NewCapacity","RE1","Solar PV (Utility)",2054,null,null,null,null,null,null,null,14.586357]
["BAU","NewCapacity","RE1","Solar PV (Utility)",2055,null,null,null,null,null,null,null,14.80208]
["BAU","NewCapacity","RE1","Solar PV (Utility)",2056,null,null,null,null,null,null,null,11.866128]
["BAU","NewCapacity","RE1","Solar PV (Utility)",2057,null,null,null,null,null,null,null,6.2975745999999999]
["BAU","NewCapacity","RE1","Solar PV (Utility)",2058,null,null,null,null,null,null,null,6.2072760999999996]
["BAU","NewCapacity","RE1","Solar PV (Utility)",2059,null,null,null,null,null,null,null,6.1190132000000004]
["BAU","NewCapacity","RE1","Solar PV (Utility)",2060,null,null,null,null,null,null,null,6.0330393000000004]
["BAU","NewCapacity","RE1","Solar PV (Utility)",2061,null,null,null,null,null,null,null,5.8924126000000001]
["BAU","NewCapacity","RE1","Solar PV (Utility)",2062,null,null,null,null,null,null,null,14.893929999999999]
["BAU","NewCapacity","RE1","Solar PV (Utility)",2063,null,null,null,null,null,null,null,8.9296933999999997]
["BAU","NewCapacity","RE1","Solar PV (Utility)",2064,null,null,null,null,null,null,null,13.944955]
["BAU","NewCapacity","RE1","Solar PV (Utility)",2065,null,null,null,null,null,null,null,11.78083]
["BAU","NewCapacity","RE1","Solar PV (Utility)",2066,null,null,null,null,null,null,null,12.514448]
["BAU","NewCapacity","RE1","Solar PV (Utility)",2067,null,null,null,null,null,null,null,23.566475000000001]
["BAU","NewCapacity","RE1","Solar PV (Utility)",2068,null,null,null,null,null,null,null,10.873298]
["BAU","NewCapacity","RE1","Solar PV (Utility)",2069,null,null,null,null,null,null,null,8.4020531999999992]
["BAU","NewCapacity","RE1","Solar PV (Utility)",2070,null,null,null,null,null,null,null,15.143394000000001]
["BAU","NewCapacity","RE1","Large Hydropower Plant (Dam) (>100MW)",2029,null,null,null,null,null,null,null,1.0236776999999999]
["BAU","NewCapacity","RE1","Large Hydropower Plant (Dam) (>100MW)",2030,null,null,null,null,null,null,null,0.11606366]
["BAU","NewCapacity","RE1","Large Hydropower Plant (Dam) (>100MW)",2031,null,null,null,null,null,null,null,0.11026047999999999]
["BAU","NewCapacity","RE1","Large Hydropower Plant (Dam) (>100MW)",2032,null,null,null,null,null,null,null,0.10474745000000001]
["BAU","NewCapacity","RE1","Large Hydropower Plant (Dam) (>100MW)",2033,null,null,null,null,null,null,null,9.9510079000000001E-2]
["BAU","NewCapacity","RE1","Large Hydropower Plant (Dam) (>100MW)",2034,null,null,null,null,null,null,null,9.4534574999999996E-2]
["BAU","NewCapacity","RE1","Large Hydropower Plant (Dam) (>100MW)",2035,null,null,null,null,null,null,null,8.9807846999999996E-2]
["BAU","NewCapacity","RE1","Large Hydropower Plant (Dam) (>100MW)",2036,null,null,null,null,null,null,null,8.5317454000000001E-2]
["BAU","NewCapacity","RE1","Large Hydropower Plant (Dam) (>100MW)",2037,null,null,null,null,null,null,null,8.1051581999999997E-2]
["BAU","NewCapacity","RE1","Large Hydropower Plant (Dam) (>100MW)",2038,null,null,null,null,null,null,null,7.6999001999999997E-2]
["BAU","NewCapacity","RE1","Large Hydropower Plant (Dam) (>100MW)",2039,null,null,null,null,null,null,null,7.3149052000000006E-2]
["BAU","NewCapacity","RE1","Large Hydropower Plant (Dam) (>100MW)",2040,null,null,null,null,null,null,null,6.9491600000000001E-2]
["BAU","NewCapacity","RE1","Large Hydropower Plant (Dam) (>100MW)",2041,null,null,null,null,null,null,null,6.6017019999999996E-2]
["BAU","NewCapacity","RE1","Large Hydropower Plant (Dam) (>100MW)",2042,null,null,null,null,null,null,null,6.2716169000000002E-2]
["BAU","NewCapacity","RE1","Large Hydropower Plant (Dam) (>100MW)",2043,null,null,null,null,null,null,null,5.9580359999999999E-2]
["BAU","NewCapacity","RE1","Large Hydropower Plant (Dam) (>100MW)",2045,null,null,null,null,null,null,null,5.3771275E-2]
["BAU","NewCapacity","RE1","Large Hydropower Plant (Dam) (>100MW)",2046,null,null,null,null,null,null,null,5.1082711000000003E-2]
["BAU","NewCapacity","RE1","Large Hydropower Plant (Dam) (>100MW)",2047,null,null,null,null,null,null,null,4.8528575999999997E-2]
["BAU","NewCapacity","RE1","Large Hydropower Plant (Dam) (>100MW)",2049,null,null,null,null,null,null,null,2.3159438000000001E-2]
["BAU","NewCapacity","RE1","Large Hydropower Plant (Dam) (>100MW)",2050,null,null,null,null,null,null,null,4.1607188000000003E-2]
["BAU","NewCapacity","RE1","Large Hydropower Plant (Dam) (>100MW)",2051,null,null,null,null,null,null,null,3.9526828E-2]
["BAU","NewCapacity","RE1","Large Hydropower Plant (Dam) (>100MW)",2052,null,null,null,null,null,null,null,3.7550487E-2]
["BAU","NewCapacity","RE1","Large Hydropower Plant (Dam) (>100MW)",2053,null,null,null,null,null,null,null,3.5672963000000002E-2]
["BAU","NewCapacity","RE1","Large Hydropower Plant (Dam) (>100MW)",2054,null,null,null,null,null,null,null,3.3889313999999997E-2]
["BAU","NewCapacity","RE1","Large Hydropower Plant (Dam) (>100MW)",2055,null,null,null,null,null,null,null,3.2194848999999998E-2]
["BAU","NewCapacity","RE1","Large Hydropower Plant (Dam) (>100MW)",2056,null,null,null,null,null,null,null,3.0585106000000001E-2]
["BAU","NewCapacity","RE1","Large Hydropower Plant (Dam) (>100MW)",2059,null,null,null,null,null,null,null,2.6222905000000001E-2]
["BAU","NewCapacity","RE1","Large Hydropower Plant (Dam) (>100MW)",2060,null,null,null,null,null,null,null,2.4911760000000002E-2]
["BAU","NewCapacity","RE1","Large Hydropower Plant (Dam) (>100MW)",2061,null,null,null,null,null,null,null,2.3666171999999999E-2]
["BAU","NewCapacity","RE1","Large Hydropower Plant (Dam) (>100MW)",2062,null,null,null,null,null,null,null,2.2482864000000002E-2]
["BAU","NewCapacity","RE1","Large Hydropower Plant (Dam) (>100MW)",2063,null,null,null,null,null,null,null,2.1358720000000001E-2]
["BAU","NewCapacity","RE1","Large Hydropower Plant (Dam) (>100MW)",2064,null,null,null,null,null,null,null,2.0290783999999999E-2]
["BAU","NewCapacity","RE1","Large Hydropower Plant (Dam) (>100MW)",2065,null,null,null,null,null,null,null,1.9276245000000001E-2]
["BAU","NewCapacity","RE1","Large Hydropower Plant (Dam) (>100MW)",2066,null,null,null,null,null,null,null,1.8312432999999999E-2]
["BAU","NewCapacity","RE1","Large Hydropower Plant (Dam) (>100MW)",2067,null,null,null,null,null,null,null,1.7396811000000002E-2]
["BAU","NewCapacity","RE1","Large Hydropower Plant (Dam) (>100MW)",2068,null,null,null,null,null,null,null,1.6526971000000001E-2]
["BAU","NewCapacity","RE1","Large Hydropower Plant (Dam) (>100MW)",2069,null,null,null,null,null,null,null,1.5700622000000001E-2]
["BAU","NewCapacity","RE1","Large Hydropower Plant (Dam) (>100MW)",2070,null,null,null,null,null,null,null,1.4915591000000001E-2]
["BAU","NewCapacity","RE1","Medium Hydropower Plant (10-100MW)",2015,null,null,null,null,null,null,null,0.45541400999999998]
["BAU","NewCapacity","RE1","Medium Hydropower Plant (10-100MW)",2065,null,null,null,null,null,null,null,0.45541400999999998]
["BAU","NewCapacity","RE1","Small Hydropower Plant (<10MW)",2044,null,null,null,null,null,null,null,5.6601341999999999E-2]
["BAU","NewCapacity","RE1","Small Hydropower Plant (<10MW)",2048,null,null,null,null,null,null,null,4.6102147000000003E-2]
["BAU","NewCapacity","RE1","Small Hydropower Plant (<10MW)",2049,null,null,null,null,null,null,null,2.0637600999999998E-2]
["BAU","NewCapacity","RE1","Small Hydropower Plant (<10MW)",2057,null,null,null,null,null,null,null,2.9055851000000001E-2]
["BAU","NewCapacity","RE1","Small Hydropower Plant (<10MW)",2058,null,null,null,null,null,null,null,2.7603058E-2]
["BAU","NewCapacity","RE1","Onshore Wind",2016,null,null,null,null,null,null,null,3.2003946000000001]
["BAU","NewCapacity","RE1","Onshore Wind",2017,null,null,null,null,null,null,null,0.26584731]
["BAU","NewCapacity","RE1","Onshore Wind",2018,null,null,null,null,null,null,null,3.9118072000000002]
["BAU","NewCapacity","RE1","Onshore Wind",2023,null,null,null,null,null,null,null,0.43523613]
["BAU","NewCapacity","RE1","Onshore Wind",2024,null,null,null,null,null,null,null,4.6632495]
["BAU","NewCapacity","RE1","Onshore Wind",2025,null,null,null,null,null,null,null,4.6313063000000003]
["BAU","NewCapacity","RE1","Onshore Wind",2026,null,null,null,null,null,null,null,4.9489967999999998]
["BAU","NewCapacity","RE1","Onshore Wind",2027,null,null,null,null,null,null,null,4.6101649]
["BAU","NewCapacity","RE1","Onshore Wind",2028,null,null,null,null,null,null,null,0.95373973999999995]
["BAU","NewCapacity","RE1","Onshore Wind",2029,null,null,null,null,null,null,null,0.12496562]
["BAU","NewCapacity","RE1","Onshore Wind",2030,null,null,null,null,null,null,null,0.11871734]
["BAU","NewCapacity","RE1","Onshore Wind",2031,null,null,null,null,null,null,null,0.11278146999999999]
["BAU","NewCapacity","RE1","Onshore Wind",2032,null,null,null,null,null,null,null,0.1071424]
["BAU","NewCapacity","RE1","Onshore Wind",2033,null,null,null,null,null,null,null,0.10178528000000001]
["BAU","NewCapacity","RE1","Onshore Wind",2034,null,null,null,null,null,null,null,9.6696015999999996E-2]
["BAU","NewCapacity","RE1","Onshore Wind",2035,null,null,null,null,null,null,null,9.1861214999999996E-2]
["BAU","NewCapacity","RE1","Onshore Wind",2036,null,null,null,null,null,null,null,8.7268154000000001E-2]
["BAU","NewCapacity","RE1","Onshore Wind",2037,null,null,null,null,null,null,null,8.2904746000000001E-2]
["BAU","NewCapacity","RE1","Onshore Wind",2038,null,null,null,null,null,null,null,7.8759509000000005E-2]
["BAU","NewCapacity","RE1","Onshore Wind",2039,null,null,null,null,null,null,null,0.16321985999999999]
["BAU","NewCapacity","RE1","Onshore Wind",2040,null,null,null,null,null,null,null,2.9864188999999999]
["BAU","NewCapacity","RE1","Onshore Wind",2041,null,null,null,null,null,null,null,6.1299029000000003]
["BAU","NewCapacity","RE1","Onshore Wind",2042,null,null,null,null,null,null,null,3.1392479]
["BAU","NewCapacity","RE1","Onshore Wind",2043,null,null,null,null,null,null,null,6.7300433000000002]
["BAU","NewCapacity","RE1","Onshore Wind",2044,null,null,null,null,null,null,null,2.7639371000000001]
["BAU","NewCapacity","RE1","Onshore Wind",2045,null,null,null,null,null,null,null,2.8763198999999999]
["BAU","NewCapacity","RE1","Onshore Wind",2046,null,null,null,null,null,null,null,2.4922214999999999]
["BAU","NewCapacity","RE1","Onshore Wind",2047,null,null,null,null,null,null,null,2.6057849000000002]
["BAU","NewCapacity","RE1","Onshore Wind",2048,null,null,null,null,null,null,null,2.989722]
["BAU","NewCapacity","RE1","Onshore Wind",2049,null,null,null,null,null,null,null,7.1670394999999996]
["BAU","NewCapacity","RE1","Onshore Wind",2050,null,null,null,null,null,null,null,7.8718576999999996]
["BAU","NewCapacity","RE1","Onshore Wind",2051,null,null,null,null,null,null,null,4.9894274000000003]
["BAU","NewCapacity","RE1","Onshore Wind",2052,null,null,null,null,null,null,null,4.648574]
["BAU","NewCapacity","RE1","Onshore Wind",2053,null,null,null,null,null,null,null,0.99022832999999999]
["BAU","NewCapacity","RE1","Onshore Wind",2054,null,null,null,null,null,null,null,0.15962978]
["BAU","NewCapacity","RE1","Onshore Wind",2055,null,null,null,null,null,null,null,0.15164828999999999]
["BAU","NewCapacity","RE1","Onshore Wind",2056,null,null,null,null,null,null,null,0.14406588000000001]
["BAU","NewCapacity","RE1","Onshore Wind",2057,null,null,null,null,null,null,null,0.13686258000000001]
["BAU","NewCapacity","RE1","Onshore Wind",2058,null,null,null,null,null,null,null,0.13001945000000001]
["BAU","NewCapacity","RE1","Onshore Wind",2059,null,null,null,null,null,null,null,0.12351848]
["BAU","NewCapacity","RE1","Onshore Wind",2060,null,null,null,null,null,null,null,0.11734256]
["BAU","NewCapacity","RE1","Onshore Wind",2061,null,null,null,null,null,null,null,0.11147543]
["BAU","NewCapacity","RE1","Onshore Wind",2062,null,null,null,null,null,null,null,0.10590165999999999]
["BAU","NewCapacity","RE1","Onshore Wind",2063,null,null,null,null,null,null,null,0.10060658]
["BAU","NewCapacity","RE1","Onshore Wind",2064,null,null,null,null,null,null,null,0.18397458]
["BAU","NewCapacity","RE1","Onshore Wind",2065,null,null,null,null,null,null,null,3.0061358]
["BAU","NewCapacity","RE1","Onshore Wind",2066,null,null,null,null,null,null,null,6.1486340000000004]
["BAU","NewCapacity","RE1","Onshore Wind",2067,null,null,null,null,null,null,null,3.1570425000000002]
["BAU","NewCapacity","RE1","Onshore Wind",2068,null,null,null,null,null,null,null,6.7469481]
["BAU","NewCapacity","RE1","Nuclear Power Plant",2016,null,null,null,null,null,null,null,0.12606875000000001]
["BAU","NewCapacity","RE1","Nuclear Power Plant",2017,null,null,null,null,null,null,null,0.10032792]
["BAU","NewCapacity","RE1","Electricity Imports",2015,null,null,null,null,null,null,null,2.7272853000000001]
["BAU","NewCapacity","RE1","Electricity Imports",2016,null,null,null,null,null,null,null,2.9445252000000002]
["BAU","NewCapacity","RE1","Electricity Imports",2017,null,null,null,null,null,null,null,3.0453065000000001]
["BAU","NewCapacity","RE1","Electricity Imports",2018,null,null,null,null,null,null,null,1.7830956]
["BAU","NewCapacity","RE1","Electricity Imports",2019,null,null,null,null,null,null,null,1.0902750999999999]
["BAU","NewCapacity","RE1","Electricity Imports",2020,null,null,null,null,null,null,null,1.1366246]
["BAU","NewCapacity","RE1","Electricity Imports",2021,null,null,null,null,null,null,null,1.1710677]
["BAU","NewCapacity","RE1","Electricity Imports",2022,null,null,null,null,null,null,null,1.2399541000000001]
["BAU","NewCapacity","RE1","Electricity Imports",2023,null,null,null,null,null,null,null,1.2399541000000001]
["BAU","NewCapacity","RE1","Electricity Imports",2024,null,null,null,null,null,null,null,1.2399541000000001]
["BAU","NewCapacity","RE1","Electricity Imports",2025,null,null,null,null,null,null,null,1.2399541000000001]
["BAU","NewCapacity","RE1","Electricity Imports",2026,null,null,null,null,null,null,null,1.1159587]
["BAU","NewCapacity","RE1","Electricity Imports",2027,null,null,null,null,null,null,null,0.99196326000000001]
["BAU","NewCapacity","RE1","Electricity Imports",2028,null,null,null,null,null,null,null,0.90583031000000003]
["BAU","NewCapacity","RE1","Electricity Imports",2029,null,null,null,null,null,null,null,2.0169793999999999]
["BAU","NewCapacity","RE1","Electricity Imports",2030,null,null,null,null,null,null,null,0.61997703999999998]
["BAU","NewCapacity","RE1","Electricity Imports",2031,null,null,null,null,null,null,null,0.49598163000000001]
["BAU","NewCapacity","RE1","Electricity Imports",2032,null,null,null,null,null,null,null,1.6265107000000001]
["BAU","NewCapacity","RE1","Electricity Imports",2033,null,null,null,null,null,null,null,1.7110414]
["BAU","NewCapacity","RE1","Electricity Imports",2034,null,null,null,null,null,null,null,0.49598163000000001]
["BAU","NewCapacity","RE1","Backstop Technology for ELC001",2016,null,null,null,null,null,null,null,0.59399999999999997]
["BAU","NewCapacity","RE1","Backstop Technology for ELC001",2017,null,null,null,null,null,null,null,1.1412]
["BAU","NewCapacity","RE1","Backstop Technology for ELC001",2018,null,null,null,null,null,null,null,0.83879999999999999]
["BAU","NewCapacity","RE1","Backstop Technology for ELC001",2019,null,null,null,null,null,null,null,1.0764]
["BAU","NewCapacity","RE1","Backstop Technology for ELC001",2020,null,null,null,null,null,null,null,1.0764]
["BAU","NewCapacity","RE1","Backstop Technology for ELC001",2021,null,null,null,null,null,null,null,1.0764]
["BAU","NewCapacity","RE1","Backstop Technology for ELC001",2022,null,null,null,null,null,null,null,1.0764]
["BAU","NewCapacity","RE1","Backstop Technology for ELC001",2023,null,null,null,null,null,null,null,1.0764]
["BAU","NewCapacity","RE1","Backstop Technology for ELC001",2024,null,null,null,null,null,null,null,1.0764]
["BAU","NewCapacity","RE1","Backstop Technology for ELC001",2025,null,null,null,null,null,null,null,1.0764]
["BAU","NewCapacity","RE1","Backstop Technology for ELC001",2026,null,null,null,null,null,null,null,1.0764]
["BAU","NewCapacity","RE1","Backstop Technology for ELC001",2027,null,null,null,null,null,null,null,1.0764]
["BAU","NewCapacity","RE1","Backstop Technology for ELC001",2028,null,null,null,null,null,null,null,1.0764]
["BAU","NewCapacity","RE1","Backstop Technology for ELC001",2029,null,null,null,null,null,null,null,1.0764]
["BAU","NewCapacity","RE1","Backstop Technology for ELC001",2030,null,null,null,null,null,null,null,1.0764]
["BAU","NewCapacity","RE1","Backstop Technology for ELC001",2031,null,null,null,null,null,null,null,1.0764]
["BAU","NewCapacity","RE1","Backstop Technology for ELC001",2032,null,null,null,null,null,null,null,1.0764]
["BAU","NewCapacity","RE1","Backstop Technology for ELC001",2033,null,null,null,null,null,null,null,1.0764]
["BAU","NewCapacity","RE1","Backstop Technology for ELC001",2034,null,null,null,null,null,null,null,1.0764]
["BAU","NewCapacity","RE1","Backstop Technology for ELC001",2035,null,null,null,null,null,null,null,1.0764]
["BAU","NewCapacity","RE1","Backstop Technology for ELC001",2036,null,null,null,null,null,null,null,1.0764]
["BAU","NewCapacity","RE1","Backstop Technology for ELC001",2037,null,null,null,null,null,null,null,1.0764]
["BAU","NewCapacity","RE1","Backstop Technology for ELC001",2038,null,null,null,null,null,null,null,1.0764]
["BAU","NewCapacity","RE1","Backstop Technology for ELC001",2039,null,null,null,null,null,null,null,1.0764]
["BAU","NewCapacity","RE1","Backstop Technology for ELC001",2040,null,null,null,null,null,null,null,1.0764]
["BAU","NewCapacity","RE1","Backstop Technology for ELC001",2041,null,null,null,null,null,null,null,1.0764]
["BAU","NewCapacity","RE1","Backstop Technology for ELC001",2042,null,null,null,null,null,null,null,1.0764]
["BAU","NewCapacity","RE1","Backstop Technology for ELC001",2043,null,null,null,null,null,null,null,1.0764]
["BAU","NewCapacity","RE1","Backstop Technology for ELC001",2044,null,null,null,null,null,null,null,1.0764]
["BAU","NewCapacity","RE1","Backstop Technology for ELC001",2045,null,null,null,null,null,null,null,1.0764]
["BAU","NewCapacity","RE1","Backstop Technology for ELC001",2046,null,null,null,null,null,null,null,1.0764]
["BAU","NewCapacity","RE1","Backstop Technology for ELC001",2047,null,null,null,null,null,null,null,1.0764]
["BAU","NewCapacity","RE1","Backstop Technology for ELC001",2048,null,null,null,null,null,null,null,1.0764]
["BAU","NewCapacity","RE1","Backstop Technology for ELC001",2049,null,null,null,null,null,null,null,1.0764]
["BAU","NewCapacity","RE1","Backstop Technology for ELC001",2050,null,null,null,null,null,null,null,1.0764]
["BAU","NewCapacity","RE1","Backstop Technology for ELC001",2051,null,null,null,null,null,null,null,1.0764]
["BAU","NewCapacity","RE1","Backstop Technology for ELC001",2052,null,null,null,null,null,null,null,1.0764]
["BAU","NewCapacity","RE1","Backstop Technology for ELC001",2053,null,null,null,null,null,null,null,1.0764]
["BAU","NewCapacity","RE1","Backstop Technology for ELC001",2054,null,null,null,null,null,null,null,1.0764]
["BAU","NewCapacity","RE1","Backstop Technology for ELC001",2055,null,null,null,null,null,null,null,1.0764]
["BAU","NewCapacity","RE1","Backstop Technology for ELC001",2056,null,null,null,null,null,null,null,1.0764]
["BAU","NewCapacity","RE1","Backstop Technology for ELC001",2057,null,null,null,null,null,null,null,1.0764]
["BAU","NewCapacity","RE1","Backstop Technology for ELC001",2058,null,null,null,null,null,null,null,1.0764]
["BAU","NewCapacity","RE1","Backstop Technology for ELC001",2059,null,null,null,null,null,null,null,1.0764]
["BAU","NewCapacity","RE1","Backstop Technology for ELC001",2060,null,null,null,null,null,null,null,1.0764]
["BAU","NewCapacity","RE1","Backstop Technology for ELC001",2061,null,null,null,null,null,null,null,1.0764]
["BAU","NewCapacity","RE1","Backstop Technology for ELC001",2062,null,null,null,null,null,null,null,1.0764]
["BAU","NewCapacity","RE1","Backstop Technology for ELC001",2063,null,null,null,null,null,null,null,1.0764]
["BAU","NewCapacity","RE1","Backstop Technology for ELC001",2064,null,null,null,null,null,null,null,1.0764]
["BAU","NewCapacity","RE1","Backstop Technology for ELC001",2065,null,null,null,null,null,null,null,1.0764]
["BAU","NewCapacity","RE1","Backstop Technology for ELC001",2066,null,null,null,null,null,null,null,1.0764]
["BAU","NewCapacity","RE1","Backstop Technology for ELC001",2067,null,null,null,null,null,null,null,1.0764]
["BAU","NewCapacity","RE1","Backstop Technology for ELC001",2068,null,null,null,null,null,null,null,1.0764]
["BAU","NewCapacity","RE1","Backstop Technology for ELC001",2069,null,null,null,null,null,null,null,1.0764]
["BAU","NewCapacity","RE1","Backstop Technology for ELC001",2070,null,null,null,null,null,null,null,1.0764]
["BAU","NewCapacity","RE1","Electricity Transmission",2015,null,null,null,null,null,null,null,1.6503152E-5]
["BAU","NewCapacity","RE1","Electricity Transmission",2017,null,null,null,null,null,null,null,1.9298717000000001E-4]
["BAU","NewCapacity","RE1","Electricity Transmission",2026,null,null,null,null,null,null,null,2.0019786E-4]
["BAU","NewCapacity","RE1","Electricity Transmission",2027,null,null,null,null,null,null,null,0.40351898000000003]
["BAU","NewCapacity","RE1","Electricity Transmission",2028,null,null,null,null,null,null,null,0.86655629000000001]
["BAU","NewCapacity","RE1","Electricity Transmission",2029,null,null,null,null,null,null,null,0.73364766000000003]
["BAU","NewCapacity","RE1","Electricity Transmission",2030,null,null,null,null,null,null,null,1.0268267]
["BAU","NewCapacity","RE1","Electricity Transmission",2031,null,null,null,null,null,null,null,0.86215874000000003]
["BAU","NewCapacity","RE1","Electricity Transmission",2032,null,null,null,null,null,null,null,7.6283177999999993E-2]
["BAU","NewCapacity","RE1","Electricity Transmission",2039,null,null,null,null,null,null,null,0.19857442]
["BAU","NewCapacity","RE1","Electricity Transmission",2040,null,null,null,null,null,null,null,0.85010171000000001]
["BAU","NewCapacity","RE1","Electricity Transmission",2041,null,null,null,null,null,null,null,0.81189191000000005]
["BAU","NewCapacity","RE1","Electricity Transmission",2042,null,null,null,null,null,null,null,0.81368359000000001]
["BAU","NewCapacity","RE1","Electricity Transmission",2043,null,null,null,null,null,null,null,0.81515212999999997]
["BAU","NewCapacity","RE1","Electricity Transmission",2044,null,null,null,null,null,null,null,0.81629678999999999]
["BAU","NewCapacity","RE1","Electricity Transmission",2045,null,null,null,null,null,null,null,0.86047779999999996]
["BAU","NewCapacity","RE1","Electricity Transmission",2046,null,null,null,null,null,null,null,0.77646216000000001]
["BAU","NewCapacity","RE1","Electricity Transmission",2047,null,null,null,null,null,null,null,0.82002447000000001]
["BAU","NewCapacity","RE1","Electricity Transmission",2048,null,null,null,null,null,null,null,0.81994301999999997]
["BAU","NewCapacity","RE1","Electricity Transmission",2049,null,null,null,null,null,null,null,0.81956505000000002]
["BAU","NewCapacity","RE1","Electricity Transmission",2050,null,null,null,null,null,null,null,8.6483579000000006]
["BAU","NewCapacity","RE1","Electricity Transmission",2051,null,null,null,null,null,null,null,1.4121079000000001]
["BAU","NewCapacity","RE1","Electricity Transmission",2052,null,null,null,null,null,null,null,0.88112250000000003]
["BAU","NewCapacity","RE1","Electricity Transmission",2053,null,null,null,null,null,null,null,0.96823031999999998]
["BAU","NewCapacity","RE1","Electricity Transmission",2054,null,null,null,null,null,null,null,0.96927198999999997]
["BAU","NewCapacity","RE1","Electricity Transmission",2055,null,null,null,null,null,null,null,1.0401775]
["BAU","NewCapacity","RE1","Electricity Transmission",2056,null,null,null,null,null,null,null,1.0424312]
["BAU","NewCapacity","RE1","Electricity Transmission",2057,null,null,null,null,null,null,null,1.0444709000000001]
["BAU","NewCapacity","RE1","Electricity Transmission",2058,null,null,null,null,null,null,null,1.0461529000000001]
["BAU","NewCapacity","RE1","Electricity Transmission",2059,null,null,null,null,null,null,null,1.0473988999999999]
["BAU","NewCapacity","RE1","Electricity Transmission",2060,null,null,null,null,null,null,null,1.0483244]
["BAU","NewCapacity","RE1","Electricity Transmission",2061,null,null,null,null,null,null,null,1.0318094]
["BAU","NewCapacity","RE1","Electricity Transmission",2062,null,null,null,null,null,null,null,3.6608915999999998]
["BAU","NewCapacity","RE1","Electricity Transmission",2063,null,null,null,null,null,null,null,1.9977849999999999]
["BAU","NewCapacity","RE1","Electricity Transmission",2064,null,null,null,null,null,null,null,1.5991176]
["BAU","NewCapacity","RE1","Electricity Transmission",2065,null,null,null,null,null,null,null,1.1070274]
["BAU","NewCapacity","RE1","Electricity Transmission",2066,null,null,null,null,null,null,null,0.81753480999999995]
["BAU","NewCapacity","RE1","Electricity Transmission",2067,null,null,null,null,null,null,null,0.58687186999999996]
["BAU","NewCapacity","RE1","Electricity Transmission",2068,null,null,null,null,null,null,null,0.66928957]
["BAU","NewCapacity","RE1","Electricity Transmission",2069,null,null,null,null,null,null,null,0.48806286999999998]
["BAU","NewCapacity","RE1","Electricity Distribution",2015,null,null,null,null,null,null,null,27.410979000000001]
["BAU","NewCapacity","RE1","Electricity Distribution",2016,null,null,null,null,null,null,null,1.5301977]
["BAU","NewCapacity","RE1","Electricity Distribution",2026,null,null,null,null,null,null,null,0.51451212000000002]
["BAU","NewCapacity","RE1","Electricity Distribution",2027,null,null,null,null,null,null,null,0.75647724999999999]
["BAU","NewCapacity","RE1","Electricity Distribution",2028,null,null,null,null,null,null,null,0.77383477000000001]
["BAU","NewCapacity","RE1","Electricity Distribution",2029,null,null,null,null,null,null,null,0.65514735999999996]
["BAU","NewCapacity","RE1","Electricity Distribution",2030,null,null,null,null,null,null,null,0.91695627000000002]
["BAU","NewCapacity","RE1","Electricity Distribution",2031,null,null,null,null,null,null,null,0.76990776000000005]
["BAU","NewCapacity","RE1","Electricity Distribution",2032,null,null,null,null,null,null,null,6.8120877999999996E-2]
["BAU","NewCapacity","RE1","Electricity Distribution",2039,null,null,null,null,null,null,null,0.17732696000000001]
["BAU","NewCapacity","RE1","Electricity Distribution",2040,null,null,null,null,null,null,null,0.75914082999999999]
["BAU","NewCapacity","RE1","Electricity Distribution",2041,null,null,null,null,null,null,null,0.72501948000000005]
["BAU","NewCapacity","RE1","Electricity Distribution",2042,null,null,null,null,null,null,null,0.72661944000000001]
["BAU","NewCapacity","RE1","Electricity Distribution",2043,null,null,null,null,null,null,null,0.72793085999999996]
["BAU","NewCapacity","RE1","Electricity Distribution",2044,null,null,null,null,null,null,null,0.72895304000000005]
["BAU","NewCapacity","RE1","Electricity Distribution",2045,null,null,null,null,null,null,null,0.76840666999999996]
["BAU","NewCapacity","RE1","Electricity Distribution",2046,null,null,null,null,null,null,null,0.69338071000000001]
["BAU","NewCapacity","RE1","Electricity Distribution",2047,null,null,null,null,null,null,null,0.73228185000000001]
["BAU","NewCapacity","RE1","Electricity Distribution",2048,null,null,null,null,null,null,null,0.73220912000000005]
["BAU","NewCapacity","RE1","Electricity Distribution",2049,null,null,null,null,null,null,null,0.73187159000000002]
["BAU","NewCapacity","RE1","Electricity Distribution",2050,null,null,null,null,null,null,null,7.7229836000000001]
["BAU","NewCapacity","RE1","Electricity Distribution",2051,null,null,null,null,null,null,null,1.2867449]
["BAU","NewCapacity","RE1","Electricity Distribution",2052,null,null,null,null,null,null,null,0.78684239]
["BAU","NewCapacity","RE1","Electricity Distribution",2053,null,null,null,null,null,null,null,0.86462967000000002]
["BAU","NewCapacity","RE1","Electricity Distribution",2054,null,null,null,null,null,null,null,0.86555989]
["BAU","NewCapacity","RE1","Electricity Distribution",2055,null,null,null,null,null,null,null,0.92887847000000001]
["BAU","NewCapacity","RE1","Electricity Distribution",2056,null,null,null,null,null,null,null,0.93089107000000004]
["BAU","NewCapacity","RE1","Electricity Distribution",2057,null,null,null,null,null,null,null,0.93271249000000001]
["BAU","NewCapacity","RE1","Electricity Distribution",2058,null,null,null,null,null,null,null,0.93421454000000004]
["BAU","NewCapacity","RE1","Electricity Distribution",2059,null,null,null,null,null,null,null,0.93532725000000005]
["BAU","NewCapacity","RE1","Electricity Distribution",2060,null,null,null,null,null,null,null,0.93615366]
["BAU","NewCapacity","RE1","Electricity Distribution",2061,null,null,null,null,null,null,null,0.92140577999999995]
["BAU","NewCapacity","RE1","Electricity Distribution",2062,null,null,null,null,null,null,null,3.2691762]
["BAU","NewCapacity","RE1","Electricity Distribution",2063,null,null,null,null,null,null,null,1.784022]
["BAU","NewCapacity","RE1","Electricity Distribution",2064,null,null,null,null,null,null,null,1.4280120000000001]
["BAU","NewCapacity","RE1","Electricity Distribution",2065,null,null,null,null,null,null,null,0.96284232999999997]
["BAU","NewCapacity","RE1","Electricity Distribution",2066,null,null,null,null,null,null,null,0.86311559000000004]
["BAU","NewCapacity","RE1","Electricity Distribution",2067,null,null,null,null,null,null,null,0.86065453999999997]
["BAU","NewCapacity","RE1","Electricity Distribution",2068,null,null,null,null,null,null,null,0.85825298000000005]
["BAU","NewCapacity","RE1","Electricity Distribution",2069,null,null,null,null,null,null,null,0.85885423999999999]
["BAU","NewCapacity","RE1","Electricity Distribution",2070,null,null,null,null,null,null,null,1.2993414000000001]
["BAU","NewCapacity","RE1","Off-grid Hydropower",2015,null,null,null,null,null,null,null,1.6036000000000002E-2]
["BAU","NewCapacity","RE1","Off-grid Hydropower",2019,null,null,null,null,null,null,null,4.0000000000000003E-5]
["BAU","NewCapacity","RE1","Off-grid Hydropower",2065,null,null,null,null,null,null,null,1.6036000000000002E-2]
["BAU","NewCapacity","RE1","Off-grid Hydropower",2069,null,null,null,null,null,null,null,4.0000000000000003E-5]
["BAU","NewCapacity","RE1","EV Charger",2015,null,null,null,null,null,null,null,0.58097604000000003]
["BAU","NewCapacity","RE1","EV Charger",2016,null,null,null,null,null,null,null,0.34453015999999997]
["BAU","NewCapacity","RE1","EV Charger",2023,null,null,null,null,null,null,null,3.0561872E-2]
["BAU","NewCapacity","RE1","EV Charger",2024,null,null,null,null,null,null,null,3.2081537E-2]
["BAU","NewCapacity","RE1","EV Charger",2025,null,null,null,null,null,null,null,3.8257062000000001E-2]
["BAU","NewCapacity","RE1","EV Charger",2026,null,null,null,null,null,null,null,0.10863965]
["BAU","NewCapacity","RE1","EV Charger",2027,null,null,null,null,null,null,null,3.6321264999999998E-2]
["BAU","NewCapacity","RE1","EV Charger",2028,null,null,null,null,null,null,null,3.8156048999999997E-2]
["BAU","NewCapacity","RE1","EV Charger",2029,null,null,null,null,null,null,null,0.14235987999999999]
["BAU","NewCapacity","RE1","EV Charger",2032,null,null,null,null,null,null,null,0.32599730999999998]
["BAU","NewCapacity","RE1","EV Charger",2034,null,null,null,null,null,null,null,9.9033359000000001E-2]
["BAU","NewCapacity","RE1","EV Charger",2036,null,null,null,null,null,null,null,0.20187509000000001]
["BAU","NewCapacity","RE1","EV Charger",2037,null,null,null,null,null,null,null,0.19990735000000001]
["BAU","NewCapacity","RE1","EV Charger",2038,null,null,null,null,null,null,null,0.19539330999999999]
["BAU","NewCapacity","RE1","EV Charger",2039,null,null,null,null,null,null,null,0.13153333]
["BAU","NewCapacity","RE1","EV Charger",2040,null,null,null,null,null,null,null,0.12694674]
["BAU","NewCapacity","RE1","EV Charger",2041,null,null,null,null,null,null,null,0.10089679]
["BAU","NewCapacity","RE1","EV Charger",2042,null,null,null,null,null,null,null,0.10399917]
["BAU","NewCapacity","RE1","EV Charger",2043,null,null,null,null,null,null,null,0.10719239999999999]
["BAU","NewCapacity","RE1","EV Charger",2044,null,null,null,null,null,null,null,0.11047707]
["BAU","NewCapacity","RE1","EV Charger",2045,null,null,null,null,null,null,null,0.1033912]
["BAU","NewCapacity","RE1","EV Charger",2046,null,null,null,null,null,null,null,0.12934793]
["BAU","NewCapacity","RE1","EV Charger",2047,null,null,null,null,null,null,null,0.12242618]
["BAU","NewCapacity","RE1","EV Charger",2048,null,null,null,null,null,null,null,0.12606059]
["BAU","NewCapacity","RE1","EV Charger",2049,null,null,null,null,null,null,null,0.12978569000000001]
["BAU","NewCapacity","RE1","EV Charger",2050,null,null,null,null,null,null,null,5.8356976999999999]
["BAU","NewCapacity","RE1","EV Charger",2051,null,null,null,null,null,null,null,0.24845413]
["BAU","NewCapacity","RE1","EV Charger",2052,null,null,null,null,null,null,null,0.19528019999999999]
["BAU","NewCapacity","RE1","EV Charger",2053,null,null,null,null,null,null,null,0.26415245999999998]
["BAU","NewCapacity","RE1","EV Charger",2054,null,null,null,null,null,null,null,0.27045734999999999]
["BAU","NewCapacity","RE1","EV Charger",2055,null,null,null,null,null,null,null,0.32815941999999998]
["BAU","NewCapacity","RE1","EV Charger",2056,null,null,null,null,null,null,null,0.3359394]
["BAU","NewCapacity","RE1","EV Charger",2057,null,null,null,null,null,null,null,0.34390915]
["BAU","NewCapacity","RE1","EV Charger",2058,null,null,null,null,null,null,null,0.35206050999999999]
["BAU","NewCapacity","RE1","EV Charger",2059,null,null,null,null,null,null,null,0.36040116]
["BAU","NewCapacity","RE1","EV Charger",2060,null,null,null,null,null,null,null,0.36894175000000001]
["BAU","NewCapacity","RE1","EV Charger",2061,null,null,null,null,null,null,null,0.31142642999999998]
["BAU","NewCapacity","RE1","EV Charger",2062,null,null,null,null,null,null,null,2.3140641]
["BAU","NewCapacity","RE1","EV Charger",2063,null,null,null,null,null,null,null,1.0975942999999999]
["BAU","NewCapacity","RE1","EV Charger",2064,null,null,null,null,null,null,null,0.81296162000000005]
["BAU","NewCapacity","RE1","EV Charger",2065,null,null,null,null,null,null,null,1.0179208]
["BAU","NewCapacity","RE1","EV Charger",2066,null,null,null,null,null,null,null,0.70796512]
["BAU","NewCapacity","RE1","EV Charger",2067,null,null,null,null,null,null,null,0.37074702999999998]
["BAU","NewCapacity","RE1","EV Charger",2068,null,null,null,null,null,null,null,0.37822003999999998]
["BAU","NewCapacity","RE1","EV Charger",2069,null,null,null,null,null,null,null,0.44677210000000001]
["BAU","NewCapacity","RE1","EV Charger",2070,null,null,null,null,null,null,null,0.33274348999999998]
["BAU","NewCapacity","RE1","Electric Motorcycle",2015,null,null,null,null,null,null,null,0.52340184000000001]
["BAU","NewCapacity","RE1","Electric Motorcycle",2016,null,null,null,null,null,null,null,0.31038753000000002]
["BAU","NewCapacity","RE1","Electric Motorcycle",2023,null,null,null,null,null,null,null,2.7533218000000002E-2]
["BAU","NewCapacity","RE1","Electric Motorcycle",2024,null,null,null,null,null,null,null,2.8902285E-2]
["BAU","NewCapacity","RE1","Electric Motorcycle",2025,null,null,null,null,null,null,null,3.4465822E-2]
["BAU","NewCapacity","RE1","Electric Motorcycle",2026,null,null,null,null,null,null,null,9.7873557E-2]
["BAU","NewCapacity","RE1","Electric Motorcycle",2027,null,null,null,null,null,null,null,3.2721859999999998E-2]
["BAU","NewCapacity","RE1","Electric Motorcycle",2028,null,null,null,null,null,null,null,3.4374819000000001E-2]
["BAU","NewCapacity","RE1","Electric Motorcycle",2029,null,null,null,null,null,null,null,0.12825213999999999]
["BAU","NewCapacity","RE1","Electric Motorcycle",2030,null,null,null,null,null,null,null,0.46885324]
["BAU","NewCapacity","RE1","Electric Motorcycle",2031,null,null,null,null,null,null,null,0.36493613000000003]
["BAU","NewCapacity","RE1","Electric Motorcycle",2032,null,null,null,null,null,null,null,0.29369127]
["BAU","NewCapacity","RE1","Electric Motorcycle",2034,null,null,null,null,null,null,null,8.9219243000000004E-2]
["BAU","NewCapacity","RE1","Electric Motorcycle",2036,null,null,null,null,null,null,null,0.18186944999999999]
["BAU","NewCapacity","RE1","Electric Motorcycle",2037,null,null,null,null,null,null,null,0.18009670999999999]
["BAU","NewCapacity","RE1","Electric Motorcycle",2038,null,null,null,null,null,null,null,0.20356323000000001]
["BAU","NewCapacity","RE1","Electric Motorcycle",2039,null,null,null,null,null,null,null,0.14740078000000001]
["BAU","NewCapacity","RE1","Electric Motorcycle",2040,null,null,null,null,null,null,null,0.14883225]
["BAU","NewCapacity","RE1","Electric Motorcycle",2041,null,null,null,null,null,null,null,0.18877156]
["BAU","NewCapacity","RE1","Electric Motorcycle",2042,null,null,null,null,null,null,null,0.12641480999999999]
["BAU","NewCapacity","RE1","Electric Motorcycle",2043,null,null,null,null,null,null,null,0.13094454999999999]
["BAU","NewCapacity","RE1","Electric Motorcycle",2044,null,null,null,null,null,null,null,0.22778103999999999]
["BAU","NewCapacity","RE1","Electric Motorcycle",2045,null,null,null,null,null,null,null,0.56199845999999998]
["BAU","NewCapacity","RE1","Electric Motorcycle",2046,null,null,null,null,null,null,null,0.4814658]
["BAU","NewCapacity","RE1","Electric Motorcycle",2047,null,null,null,null,null,null,null,0.40398513000000003]
["BAU","NewCapacity","RE1","Electric Motorcycle",2048,null,null,null,null,null,null,null,0.11356809]
["BAU","NewCapacity","RE1","Electric Motorcycle",2049,null,null,null,null,null,null,null,0.20614329000000001]
["BAU","NewCapacity","RE1","Electric Motorcycle",2050,null,null,null,null,null,null,null,0.44614657000000002]
["BAU","NewCapacity","RE1","Electric Motorcycle",2051,null,null,null,null,null,null,null,0.16325108999999999]
["BAU","NewCapacity","RE1","Electric Motorcycle",2052,null,null,null,null,null,null,null,0.29683860000000001]
["BAU","NewCapacity","RE1","Electric Motorcycle",2053,null,null,null,null,null,null,null,0.1972932]
["BAU","NewCapacity","RE1","Electric Motorcycle",2054,null,null,null,null,null,null,null,0.39105604999999999]
["BAU","NewCapacity","RE1","Electric Motorcycle",2055,null,null,null,null,null,null,null,0.39827175999999997]
["BAU","NewCapacity","RE1","Electric Motorcycle",2056,null,null,null,null,null,null,null,0.44412541]
["BAU","NewCapacity","RE1","Electric Motorcycle",2057,null,null,null,null,null,null,null,0.38782719999999998]
["BAU","NewCapacity","RE1","Electric Motorcycle",2058,null,null,null,null,null,null,null,0.62748786999999995]
["BAU","NewCapacity","RE1","Electric Motorcycle",2059,null,null,null,null,null,null,null,0.21166815999999999]
["BAU","NewCapacity","RE1","Electric Motorcycle",2060,null,null,null,null,null,null,null,0.46172502999999998]
["BAU","NewCapacity","RE1","Electric Motorcycle",2061,null,null,null,null,null,null,null,0.55165735999999999]
["BAU","NewCapacity","RE1","Electric Motorcycle",2062,null,null,null,null,null,null,null,0.82046558000000003]
["BAU","NewCapacity","RE1","Electric Motorcycle",2063,null,null,null,null,null,null,null,0.14750979]
["BAU","NewCapacity","RE1","Electric Motorcycle",2064,null,null,null,null,null,null,null,0.41110570000000002]
["BAU","NewCapacity","RE1","Electric Motorcycle",2065,null,null,null,null,null,null,null,0.62552949999999996]
["BAU","NewCapacity","RE1","Electric Motorcycle",2066,null,null,null,null,null,null,null,0.15447125]
["BAU","NewCapacity","RE1","Electric Motorcycle",2067,null,null,null,null,null,null,null,0.47207701000000002]
["BAU","NewCapacity","RE1","Electric Motorcycle",2068,null,null,null,null,null,null,null,0.27889666000000002]
["BAU","NewCapacity","RE1","Electric Motorcycle",2069,null,null,null,null,null,null,null,0.52339497000000001]
["BAU","NewCapacity","RE1","Electric Motorcycle",2070,null,null,null,null,null,null,null,0.66401500000000002]
["BAU","NewCapacity","RE1","Electric Car",2050,null,null,null,null,null,null,null,4.8112387999999999]
["BAU","NewCapacity","RE1","Electric Car",2051,null,null,null,null,null,null,null,0.24245090999999999]
["BAU","NewCapacity","RE1","Electric Car",2052,null,null,null,null,null,null,null,5.9186225000000002E-2]
["BAU","NewCapacity","RE1","Electric Car",2053,null,null,null,null,null,null,null,0.24424522000000001]
["BAU","NewCapacity","RE1","Electric Car",2059,null,null,null,null,null,null,null,6.1127842000000002E-2]
["BAU","NewCapacity","RE1","Electric Car",2060,null,null,null,null,null,null,null,0.38071508999999998]
["BAU","NewCapacity","RE1","Electric Car",2061,null,null,null,null,null,null,null,0.16463955]
["BAU","NewCapacity","RE1","Electric Car",2062,null,null,null,null,null,null,null,0.90443910999999999]
["BAU","NewCapacity","RE1","Electric Car",2063,null,null,null,null,null,null,null,0.22693136999999999]
["BAU","NewCapacity","RE1","Electric Car",2064,null,null,null,null,null,null,null,6.1108296999999999E-2]
["BAU","NewCapacity","RE1","Electric Car",2065,null,null,null,null,null,null,null,9.2010391999999996E-2]
["BAU","NewCapacity","RE1","Electric Car",2066,null,null,null,null,null,null,null,0.28560967999999998]
["BAU","NewCapacity","RE1","Electric Car",2067,null,null,null,null,null,null,null,0.10714131]
["BAU","NewCapacity","RE1","Electric Car",2068,null,null,null,null,null,null,null,0.20644836]
["BAU","NewCapacity","RE1","Electric Car",2069,null,null,null,null,null,null,null,0.16151082]
["BAU","NewCapacity","RE1","Electric Car",2070,null,null,null,null,null,null,null,4.8452643999999996]
["BAU","NewCapacity","RE1","Electric Bus + Rail",2055,null,null,null,null,null,null,null,4.6199608000000003E-2]
["BAU","NewCapacity","RE1","Electric Bus + Rail",2056,null,null,null,null,null,null,null,4.7294266000000001E-2]
["BAU","NewCapacity","RE1","Electric Bus + Rail",2057,null,null,null,null,null,null,null,4.8415664999999997E-2]
["BAU","NewCapacity","RE1","Electric Bus + Rail",2058,null,null,null,null,null,null,null,4.9562676999999999E-2]
["BAU","NewCapacity","RE1","Electric Bus + Rail",2059,null,null,null,null,null,null,null,5.0736391999999998E-2]
["BAU","NewCapacity","RE1","Electric Bus + Rail",2060,null,null,null,null,null,null,null,5.1938297000000001E-2]
["BAU","NewCapacity","RE1","Electric Bus + Rail",2061,null,null,null,null,null,null,null,4.5733243999999999E-2]
["BAU","NewCapacity","RE1","Electric Bus + Rail",2062,null,null,null,null,null,null,null,0.76382285999999999]
["BAU","NewCapacity","RE1","Electric Bus + Rail",2063,null,null,null,null,null,null,null,0.72795067999999996]
["BAU","NewCapacity","RE1","Electric Bus + Rail",2064,null,null,null,null,null,null,null,0.46632715000000002]
["BAU","NewCapacity","RE1","Electric Bus + Rail",2065,null,null,null,null,null,null,null,0.12225063999999999]
["BAU","NewCapacity","RE1","Electric Bus + Rail",2066,null,null,null,null,null,null,null,5.0589040000000002E-2]
["BAU","NewCapacity","RE1","Electric Bus + Rail",2067,null,null,null,null,null,null,null,5.1626612000000002E-2]
["BAU","NewCapacity","RE1","Electric Bus + Rail",2068,null,null,null,null,null,null,null,5.2686959999999998E-2]
["BAU","NewCapacity","RE1","Electric Bus + Rail",2069,null,null,null,null,null,null,null,0.10864764]
["BAU","NewCapacity","RE1","Gasoline Motorcycle",2016,null,null,null,null,null,null,null,1.3894004999999999E-2]
["BAU","NewCapacity","RE1","Gasoline Motorcycle",2018,null,null,null,null,null,null,null,2.9884789E-3]
["BAU","NewCapacity","RE1","Gasoline Car",2015,null,null,null,null,null,null,null,0.89961740000000001]
["BAU","NewCapacity","RE1","Gasoline Car",2016,null,null,null,null,null,null,null,0.36958535999999997]
["BAU","NewCapacity","RE1","Gasoline Car",2030,null,null,null,null,null,null,null,2.4655898999999999]
["BAU","NewCapacity","RE1","Gasoline Bus + Rail",2015,null,null,null,null,null,null,null,0.37257431000000002]
["BAU","NewCapacity","RE1","Gasoline Bus + Rail",2016,null,null,null,null,null,null,null,2.8345839000000001E-2]
["BAU","NewCapacity","RE1","Gasoline Bus + Rail",2017,null,null,null,null,null,null,null,5.9872731999999998E-2]
["BAU","NewCapacity","RE1","Gasoline Bus + Rail",2018,null,null,null,null,null,null,null,5.9872731999999998E-2]
["BAU","NewCapacity","RE1","Gasoline Bus + Rail",2019,null,null,null,null,null,null,null,0.10729181]
["BAU","NewCapacity","RE1","Gasoline Bus + Rail",2020,null,null,null,null,null,null,null,1.245365E-2]
["BAU","NewCapacity","RE1","Gasoline Bus + Rail",2021,null,null,null,null,null,null,null,2.0350228000000001E-2]
["BAU","NewCapacity","RE1","Gasoline Bus + Rail",2022,null,null,null,null,null,null,null,0.67869500999999999]
["BAU","NewCapacity","RE1","Gasoline Bus + Rail",2023,null,null,null,null,null,null,null,0.64069777000000006]
["BAU","NewCapacity","RE1","Gasoline Bus + Rail",2042,null,null,null,null,null,null,null,0.71716431000000003]
["BAU","NewCapacity","RE1","Gasoline Bus + Rail",2043,null,null,null,null,null,null,null,0.68034428000000002]
["BAU","NewCapacity","RE1","Gasoline Bus + Rail",2044,null,null,null,null,null,null,null,8.2960449000000006E-2]
["BAU","NewCapacity","RE1","Gasoline Bus + Rail",2046,null,null,null,null,null,null,null,4.3957713000000002E-2]
["BAU","NewCapacity","RE1","Gasoline Bus + Rail",2047,null,null,null,null,null,null,null,4.5263774999999999E-2]
["BAU","NewCapacity","RE1","Gasoline Bus + Rail",2048,null,null,null,null,null,null,null,4.6604300000000001E-2]
["BAU","NewCapacity","RE1","Gasoline Bus + Rail",2049,null,null,null,null,null,null,null,4.7978392000000002E-2]
["BAU","NewCapacity","RE1","Gasoline Bus + Rail",2050,null,null,null,null,null,null,null,4.9387552000000001E-2]
["BAU","NewCapacity","RE1","Gasoline Bus + Rail",2051,null,null,null,null,null,null,null,4.2025248000000001E-2]
["BAU","NewCapacity","RE1","Gasoline Bus + Rail",2052,null,null,null,null,null,null,null,4.3042869999999997E-2]
["BAU","NewCapacity","RE1","Gasoline Bus + Rail",2053,null,null,null,null,null,null,null,4.4077821000000003E-2]
["BAU","NewCapacity","RE1","Gasoline Bus + Rail",2054,null,null,null,null,null,null,null,4.5129060999999998E-2]
["BAU","NewCapacity","RE1","Industry Standard Efficiency Appliances",2015,null,null,null,null,null,null,null,13.995056999999999]
["BAU","NewCapacity","RE1","Industry Standard Efficiency Appliances",2025,null,null,null,null,null,null,null,14.237259]
["BAU","NewCapacity","RE1","Industry Standard Efficiency Appliances",2026,null,null,null,null,null,null,null,0.37280160000000001]
["BAU","NewCapacity","RE1","Industry Standard Efficiency Appliances",2027,null,null,null,null,null,null,null,0.38354305999999999]
["BAU","NewCapacity","RE1","Industry Standard Efficiency Appliances",2028,null,null,null,null,null,null,null,0.39221377000000002]
["BAU","NewCapacity","RE1","Industry Standard Efficiency Appliances",2029,null,null,null,null,null,null,null,0.39712111999999999]
["BAU","NewCapacity","RE1","Industry Standard Efficiency Appliances",2030,null,null,null,null,null,null,null,0.39919732000000002]
["BAU","NewCapacity","RE1","Industry Standard Efficiency Appliances",2031,null,null,null,null,null,null,null,0.40103011999999999]
["BAU","NewCapacity","RE1","Industry Standard Efficiency Appliances",2035,null,null,null,null,null,null,null,4.6053777]
["BAU","NewCapacity","RE1","Industry Standard Efficiency Appliances",2045,null,null,null,null,null,null,null,4.3998347999999998]
["BAU","NewCapacity","RE1","Industry Standard Efficiency Appliances",2047,null,null,null,null,null,null,null,4.0493439999999999E-2]
["BAU","NewCapacity","RE1","Industry Standard Efficiency Appliances",2048,null,null,null,null,null,null,null,7.7710588999999997E-2]
["BAU","NewCapacity","RE1","Industry Standard Efficiency Appliances",2049,null,null,null,null,null,null,null,7.7310734000000006E-2]
["BAU","NewCapacity","RE1","Industry Standard Efficiency Appliances",2050,null,null,null,null,null,null,null,7.6865799999999998E-2]
["BAU","NewCapacity","RE1","Industry Standard Efficiency Appliances",2051,null,null,null,null,null,null,null,7.6371870999999994E-2]
["BAU","NewCapacity","RE1","Industry Standard Efficiency Appliances",2052,null,null,null,null,null,null,null,7.5833908000000005E-2]
["BAU","NewCapacity","RE1","Industry Standard Efficiency Appliances",2053,null,null,null,null,null,null,null,7.5264446999999998E-2]
["BAU","NewCapacity","RE1","Industry Standard Efficiency Appliances",2054,null,null,null,null,null,null,null,7.4666832000000002E-2]
["BAU","NewCapacity","RE1","Industry Standard Efficiency Appliances",2055,null,null,null,null,null,null,null,4.4738707]
["BAU","NewCapacity","RE1","Industry Standard Efficiency Appliances",2056,null,null,null,null,null,null,null,7.3367446000000003E-2]
["BAU","NewCapacity","RE1","Industry Standard Efficiency Appliances",2057,null,null,null,null,null,null,null,0.11314021]
["BAU","NewCapacity","RE1","Industry Standard Efficiency Appliances",2058,null,null,null,null,null,null,null,0.14956939999999999]
["BAU","NewCapacity","RE1","Industry Standard Efficiency Appliances",2059,null,null,null,null,null,null,null,0.14830412000000001]
["BAU","NewCapacity","RE1","Industry Standard Efficiency Appliances",2060,null,null,null,null,null,null,null,0.14692748]
["BAU","NewCapacity","RE1","Industry Standard Efficiency Appliances",2061,null,null,null,null,null,null,null,0.29366846000000002]
["BAU","NewCapacity","RE1","Industry Standard Efficiency Appliances",2062,null,null,null,null,null,null,null,0.14574748000000001]
["BAU","NewCapacity","RE1","Industry Standard Efficiency Appliances",2063,null,null,null,null,null,null,null,0.14410075999999999]
["BAU","NewCapacity","RE1","Industry Standard Efficiency Appliances",2064,null,null,null,null,null,null,null,0.14239531]
["BAU","NewCapacity","RE1","Industry Standard Efficiency Appliances",2065,null,null,null,null,null,null,null,4.5404587999999997]
["BAU","NewCapacity","RE1","Industry Standard Efficiency Appliances",2066,null,null,null,null,null,null,null,0.13877634]
["BAU","NewCapacity","RE1","Industry Standard Efficiency Appliances",2067,null,null,null,null,null,null,null,0.17733655000000001]
["BAU","NewCapacity","RE1","Industry Standard Efficiency Appliances",2068,null,null,null,null,null,null,null,0.21253456000000001]
["BAU","NewCapacity","RE1","Industry Standard Efficiency Appliances",2069,null,null,null,null,null,null,null,4.7917790000000002E-2]
["BAU","NewCapacity","RE1","Industry Standard Efficiency Appliances",2070,null,null,null,null,null,null,null,1.4062322]
["BAU","NewCapacity","RE1","Industry Deep Efficiency",2032,null,null,null,null,null,null,null,0.88623651000000003]
["BAU","NewCapacity","RE1","Industry Deep Efficiency",2033,null,null,null,null,null,null,null,2.4602512000000001]
["BAU","NewCapacity","RE1","Industry Deep Efficiency",2034,null,null,null,null,null,null,null,2.9247896]
["BAU","NewCapacity","RE1","Industry Deep Efficiency",2035,null,null,null,null,null,null,null,2.3897976000000001]
["BAU","NewCapacity","RE1","Industry Deep Efficiency",2036,null,null,null,null,null,null,null,0.60273520999999997]
["BAU","NewCapacity","RE1","Industry Deep Efficiency",2037,null,null,null,null,null,null,null,0.80476146000000004]
["BAU","NewCapacity","RE1","Industry Deep Efficiency",2038,null,null,null,null,null,null,null,0.42558238999999998]
["BAU","NewCapacity","RE1","Industry Deep Efficiency",2039,null,null,null,null,null,null,null,1.8502921999999999]
["BAU","NewCapacity","RE1","Industry Deep Efficiency",2040,null,null,null,null,null,null,null,0.25660653]
["BAU","NewCapacity","RE1","Industry Deep Efficiency",2041,null,null,null,null,null,null,null,0.25658333999999999]
["BAU","NewCapacity","RE1","Industry Deep Efficiency",2042,null,null,null,null,null,null,null,1.1426042000000001]
["BAU","NewCapacity","RE1","Industry Deep Efficiency",2043,null,null,null,null,null,null,null,2.7162448000000001]
["BAU","NewCapacity","RE1","Industry Deep Efficiency",2044,null,null,null,null,null,null,null,3.1802492]
["BAU","NewCapacity","RE1","Industry Deep Efficiency",2045,null,null,null,null,null,null,null,2.5553810000000001]
["BAU","NewCapacity","RE1","Industry Deep Efficiency",2046,null,null,null,null,null,null,null,0.94584500999999999]
["BAU","NewCapacity","RE1","Industry Deep Efficiency",2047,null,null,null,null,null,null,null,1.0576945]
["BAU","NewCapacity","RE1","Industry Deep Efficiency",2048,null,null,null,null,null,null,null,0.67737205]
["BAU","NewCapacity","RE1","Industry Deep Efficiency",2049,null,null,null,null,null,null,null,2.1007863000000002]
["BAU","NewCapacity","RE1","Industry Deep Efficiency",2050,null,null,null,null,null,null,null,0.50565899000000003]
["BAU","NewCapacity","RE1","Industry Deep Efficiency",2051,null,null,null,null,null,null,null,0.50403542000000001]
["BAU","NewCapacity","RE1","Industry Deep Efficiency",2052,null,null,null,null,null,null,null,1.3883133000000001]
["BAU","NewCapacity","RE1","Industry Deep Efficiency",2053,null,null,null,null,null,null,null,2.9601087000000001]
["BAU","NewCapacity","RE1","Industry Deep Efficiency",2054,null,null,null,null,null,null,null,3.4221767999999999]
["BAU","NewCapacity","RE1","Industry Deep Efficiency",2055,null,null,null,null,null,null,null,2.7952642999999999]
["BAU","NewCapacity","RE1","Industry Deep Efficiency",2056,null,null,null,null,null,null,null,1.1835625000000001]
["BAU","NewCapacity","RE1","Industry Deep Efficiency",2057,null,null,null,null,null,null,null,1.2930769]
["BAU","NewCapacity","RE1","Industry Deep Efficiency",2058,null,null,null,null,null,null,null,0.91020137999999995]
["BAU","NewCapacity","RE1","Industry Deep Efficiency",2059,null,null,null,null,null,null,null,2.3308116000000001]
["BAU","NewCapacity","RE1","Industry Deep Efficiency",2060,null,null,null,null,null,null,null,0.73266545999999999]
["BAU","NewCapacity","RE1","Industry Deep Efficiency",2061,null,null,null,null,null,null,null,0.61385942999999998]
["BAU","NewCapacity","RE1","Industry Deep Efficiency",2062,null,null,null,null,null,null,null,1.6074535000000001]
["BAU","NewCapacity","RE1","Industry Deep Efficiency",2063,null,null,null,null,null,null,null,3.1758723]
["BAU","NewCapacity","RE1","Industry Deep Efficiency",2064,null,null,null,null,null,null,null,3.634468]
["BAU","NewCapacity","RE1","Industry Deep Efficiency",2065,null,null,null,null,null,null,null,3.0039812000000001]
["BAU","NewCapacity","RE1","Industry Deep Efficiency",2066,null,null,null,null,null,null,null,1.3885831]
["BAU","NewCapacity","RE1","Industry Deep Efficiency",2067,null,null,null,null,null,null,null,1.4942968000000001]
["BAU","NewCapacity","RE1","Industry Deep Efficiency",2068,null,null,null,null,null,null,null,1.1075622000000001]
["BAU","NewCapacity","RE1","Industry Deep Efficiency",2069,null,null,null,null,null,null,null,2.6489821999999998]
["BAU","NewCapacity","RE1","Industry Coal Heating",2015,null,null,null,null,null,null,null,0.47483134999999999]
["BAU","NewCapacity","RE1","Industry Coal Heating",2016,null,null,null,null,null,null,null,3.6125659999999997E-2]
["BAU","NewCapacity","RE1","Industry Coal Heating",2017,null,null,null,null,null,null,null,7.6305447999999998E-2]
["BAU","NewCapacity","RE1","Industry Coal Heating",2018,null,null,null,null,null,null,null,7.6305447999999998E-2]
["BAU","NewCapacity","RE1","Industry Coal Heating",2019,null,null,null,null,null,null,null,7.6305447999999998E-2]
["BAU","NewCapacity","RE1","Industry Coal Heating",2020,null,null,null,null,null,null,null,7.6305447999999998E-2]
["BAU","NewCapacity","RE1","Industry Coal Heating",2021,null,null,null,null,null,null,null,2.5935567999999999E-2]
["BAU","NewCapacity","RE1","Industry Coal Heating",2022,null,null,null,null,null,null,null,2.7311689E-2]
["BAU","NewCapacity","RE1","Industry Coal Heating",2023,null,null,null,null,null,null,null,2.8710005E-2]
["BAU","NewCapacity","RE1","Industry Coal Heating",2024,null,null,null,null,null,null,null,3.0137587E-2]
["BAU","NewCapacity","RE1","Industry Coal Heating",2025,null,null,null,null,null,null,null,3.1598437E-2]
["BAU","NewCapacity","RE1","Industry Coal Heating",2026,null,null,null,null,null,null,null,3.0478549000000001E-2]
["BAU","NewCapacity","RE1","Industry Coal Heating",2027,null,null,null,null,null,null,null,3.2147882000000003E-2]
["BAU","NewCapacity","RE1","Industry Coal Heating",2028,null,null,null,null,null,null,null,3.3826896000000002E-2]
["BAU","NewCapacity","RE1","Industry Coal Heating",2029,null,null,null,null,null,null,null,3.5520245999999998E-2]
["BAU","NewCapacity","RE1","Industry Coal Heating",2030,null,null,null,null,null,null,null,0.51206938000000002]
["BAU","NewCapacity","RE1","Industry Coal Heating",2031,null,null,null,null,null,null,null,7.4636387999999998E-2]
["BAU","NewCapacity","RE1","Industry Coal Heating",2032,null,null,null,null,null,null,null,0.11650310999999999]
["BAU","NewCapacity","RE1","Industry Coal Heating",2033,null,null,null,null,null,null,null,0.11821558]
["BAU","NewCapacity","RE1","Industry Coal Heating",2034,null,null,null,null,null,null,null,0.11996284]
["BAU","NewCapacity","RE1","Industry Coal Heating",2035,null,null,null,null,null,null,null,0.13806576000000001]
["BAU","NewCapacity","RE1","Industry Coal Heating",2036,null,null,null,null,null,null,null,7.7838479000000002E-2]
["BAU","NewCapacity","RE1","Industry Coal Heating",2037,null,null,null,null,null,null,null,8.1057480000000001E-2]
["BAU","NewCapacity","RE1","Industry Coal Heating",2038,null,null,null,null,null,null,null,8.4384793999999999E-2]
["BAU","NewCapacity","RE1","Industry Coal Heating",2039,null,null,null,null,null,null,null,8.7832483000000003E-2]
["BAU","NewCapacity","RE1","Industry Coal Heating",2040,null,null,null,null,null,null,null,9.1404307000000004E-2]
["BAU","NewCapacity","RE1","Industry Coal Heating",2041,null,null,null,null,null,null,null,7.8048707999999994E-2]
["BAU","NewCapacity","RE1","Industry Coal Heating",2042,null,null,null,null,null,null,null,8.1175495E-2]
["BAU","NewCapacity","RE1","Industry Coal Heating",2043,null,null,null,null,null,null,null,8.4354819999999997E-2]
["BAU","NewCapacity","RE1","Industry Coal Heating",2044,null,null,null,null,null,null,null,8.7591626000000006E-2]
["BAU","NewCapacity","RE1","Industry Coal Heating",2045,null,null,null,null,null,null,null,0.56572783000000004]
["BAU","NewCapacity","RE1","Industry Coal Heating",2046,null,null,null,null,null,null,null,0.13065877000000001]
["BAU","NewCapacity","RE1","Industry Coal Heating",2047,null,null,null,null,null,null,null,0.17419002]
["BAU","NewCapacity","RE1","Industry Coal Heating",2048,null,null,null,null,null,null,null,0.17761093]
["BAU","NewCapacity","RE1","Industry Coal Heating",2049,null,null,null,null,null,null,null,0.18110941999999999]
["BAU","NewCapacity","RE1","Industry Coal Heating",2050,null,null,null,null,null,null,null,0.20100825999999999]
["BAU","NewCapacity","RE1","Industry Coal Heating",2051,null,null,null,null,null,null,null,0.13139801000000001]
["BAU","NewCapacity","RE1","Industry Coal Heating",2052,null,null,null,null,null,null,null,0.13591392999999999]
["BAU","NewCapacity","RE1","Industry Coal Heating",2053,null,null,null,null,null,null,null,0.14056025]
["BAU","NewCapacity","RE1","Industry Coal Heating",2054,null,null,null,null,null,null,null,0.1453477]
["BAU","NewCapacity","RE1","Industry Coal Heating",2055,null,null,null,null,null,null,null,0.1502839]
["BAU","NewCapacity","RE1","Industry Coal Heating",2056,null,null,null,null,null,null,null,0.13832338999999999]
["BAU","NewCapacity","RE1","Industry Coal Heating",2057,null,null,null,null,null,null,null,0.14287936000000001]
["BAU","NewCapacity","RE1","Industry Coal Heating",2058,null,null,null,null,null,null,null,0.14752050999999999]
["BAU","NewCapacity","RE1","Industry Coal Heating",2059,null,null,null,null,null,null,null,0.15225316999999999]
["BAU","NewCapacity","RE1","Industry Coal Heating",2060,null,null,null,null,null,null,null,0.63192115000000004]
["BAU","NewCapacity","RE1","Industry Coal Heating",2061,null,null,null,null,null,null,null,0.18894399000000001]
["BAU","NewCapacity","RE1","Industry Coal Heating",2062,null,null,null,null,null,null,null,0.23365452]
["BAU","NewCapacity","RE1","Industry Coal Heating",2063,null,null,null,null,null,null,null,0.23828342]
["BAU","NewCapacity","RE1","Industry Coal Heating",2064,null,null,null,null,null,null,null,0.24302000000000001]
["BAU","NewCapacity","RE1","Industry Coal Heating",2065,null,null,null,null,null,null,null,0.26418677000000002]
["BAU","NewCapacity","RE1","Industry Coal Heating",2066,null,null,null,null,null,null,null,0.19587176000000001]
["BAU","NewCapacity","RE1","Industry Coal Heating",2067,null,null,null,null,null,null,null,0.20171001999999999]
["BAU","NewCapacity","RE1","Industry Coal Heating",2068,null,null,null,null,null,null,null,0.20770770999999999]
["BAU","NewCapacity","RE1","Industry Coal Heating",2069,null,null,null,null,null,null,null,0.21387630999999999]
["BAU","NewCapacity","RE1","Industry Coal Heating",2070,null,null,null,null,null,null,null,0.22022244999999999]
["BAU","NewCapacity","RE1","Industry Biomass Heating ",2015,null,null,null,null,null,null,null,1.3674838]
["BAU","NewCapacity","RE1","Industry Biomass Heating ",2016,null,null,null,null,null,null,null,5.8737659999999997E-2]
["BAU","NewCapacity","RE1","Industry Biomass Heating ",2017,null,null,null,null,null,null,null,6.1260624999999999E-2]
["BAU","NewCapacity","RE1","Industry Biomass Heating ",2018,null,null,null,null,null,null,null,6.3891957999999999E-2]
["BAU","NewCapacity","RE1","Industry Biomass Heating ",2019,null,null,null,null,null,null,null,6.6636315000000002E-2]
["BAU","NewCapacity","RE1","Industry Biomass Heating ",2020,null,null,null,null,null,null,null,6.9498551000000006E-2]
["BAU","NewCapacity","RE1","Industry Biomass Heating ",2021,null,null,null,null,null,null,null,1.0521163E-2]
["BAU","NewCapacity","RE1","Industry Biomass Heating ",2022,null,null,null,null,null,null,null,1.1672195999999999E-2]
["BAU","NewCapacity","RE1","Industry Biomass Heating ",2023,null,null,null,null,null,null,null,1.2735368E-2]
["BAU","NewCapacity","RE1","Industry Biomass Heating ",2024,null,null,null,null,null,null,null,1.3727097000000001E-2]
["BAU","NewCapacity","RE1","Industry Biomass Heating ",2025,null,null,null,null,null,null,null,1.4656504000000001E-2]
["BAU","NewCapacity","RE1","Industry Biomass Heating ",2026,null,null,null,null,null,null,null,1.0874745999999999E-2]
["BAU","NewCapacity","RE1","Industry Biomass Heating ",2027,null,null,null,null,null,null,null,1.2159367000000001E-2]
["BAU","NewCapacity","RE1","Industry Biomass Heating ",2028,null,null,null,null,null,null,null,1.3318409999999999E-2]
["BAU","NewCapacity","RE1","Industry Biomass Heating ",2029,null,null,null,null,null,null,null,1.4365948E-2]
["BAU","NewCapacity","RE1","Industry Biomass Heating ",2030,null,null,null,null,null,null,null,1.3828073999999999]
["BAU","NewCapacity","RE1","Industry Biomass Heating ",2031,null,null,null,null,null,null,null,5.8466621000000003E-2]
["BAU","NewCapacity","RE1","Industry Biomass Heating ",2032,null,null,null,null,null,null,null,6.1551357000000001E-2]
["BAU","NewCapacity","RE1","Industry Biomass Heating ",2033,null,null,null,null,null,null,null,6.4660604999999996E-2]
["BAU","NewCapacity","RE1","Industry Biomass Heating ",2034,null,null,null,null,null,null,null,6.7817308000000007E-2]
["BAU","NewCapacity","RE1","Industry Biomass Heating ",2035,null,null,null,null,null,null,null,9.3221108999999996E-2]
["BAU","NewCapacity","RE1","Industry Biomass Heating ",2036,null,null,null,null,null,null,null,1.7716890999999999E-2]
["BAU","NewCapacity","RE1","Industry Biomass Heating ",2037,null,null,null,null,null,null,null,1.8711624E-2]
["BAU","NewCapacity","RE1","Industry Biomass Heating ",2038,null,null,null,null,null,null,null,1.9649193999999998E-2]
["BAU","NewCapacity","RE1","Industry Biomass Heating ",2039,null,null,null,null,null,null,null,2.0545645000000001E-2]
["BAU","NewCapacity","RE1","Industry Biomass Heating ",2040,null,null,null,null,null,null,null,2.1403378000000001E-2]
["BAU","NewCapacity","RE1","Industry Biomass Heating ",2041,null,null,null,null,null,null,null,7.5411510000000003E-3]
["BAU","NewCapacity","RE1","Industry Biomass Heating ",2042,null,null,null,null,null,null,null,8.9100751999999991E-3]
["BAU","NewCapacity","RE1","Industry Biomass Heating ",2043,null,null,null,null,null,null,null,1.0149010999999999E-2]
["BAU","NewCapacity","RE1","Industry Biomass Heating ",2044,null,null,null,null,null,null,null,1.1271236E-2]
["BAU","NewCapacity","RE1","Industry Biomass Heating ",2045,null,null,null,null,null,null,null,1.3797816000000001]
["BAU","NewCapacity","RE1","Industry Biomass Heating ",2046,null,null,null,null,null,null,null,5.6204893999999998E-2]
["BAU","NewCapacity","RE1","Industry Biomass Heating ",2047,null,null,null,null,null,null,null,5.9293420999999999E-2]
["BAU","NewCapacity","RE1","Industry Biomass Heating ",2048,null,null,null,null,null,null,null,6.2401439000000003E-2]
["BAU","NewCapacity","RE1","Industry Biomass Heating ",2049,null,null,null,null,null,null,null,6.5550209999999998E-2]
["BAU","NewCapacity","RE1","Industry Biomass Heating ",2050,null,null,null,null,null,null,null,9.0940544999999998E-2]
["BAU","NewCapacity","RE1","Industry Biomass Heating ",2051,null,null,null,null,null,null,null,1.4838311E-2]
["BAU","NewCapacity","RE1","Industry Biomass Heating ",2052,null,null,null,null,null,null,null,1.5824201999999999E-2]
["BAU","NewCapacity","RE1","Industry Biomass Heating ",2053,null,null,null,null,null,null,null,1.6746001E-2]
["BAU","NewCapacity","RE1","Industry Biomass Heating ",2054,null,null,null,null,null,null,null,1.7618893E-2]
["BAU","NewCapacity","RE1","Industry Biomass Heating ",2055,null,null,null,null,null,null,null,1.8448412000000001E-2]
["BAU","NewCapacity","RE1","Industry Biomass Heating ",2056,null,null,null,null,null,null,null,4.5577393000000004E-3]
["BAU","NewCapacity","RE1","Industry Biomass Heating ",2057,null,null,null,null,null,null,null,5.8999129999999997E-3]
["BAU","NewCapacity","RE1","Industry Biomass Heating ",2058,null,null,null,null,null,null,null,7.1121632000000004E-3]
["BAU","NewCapacity","RE1","Industry Biomass Heating ",2059,null,null,null,null,null,null,null,8.2082222999999999E-3]
["BAU","NewCapacity","RE1","Industry Biomass Heating ",2060,null,null,null,null,null,null,null,1.3766936999999999]
["BAU","NewCapacity","RE1","Industry Biomass Heating ",2061,null,null,null,null,null,null,null,5.2441217999999998E-2]
["BAU","NewCapacity","RE1","Industry Biomass Heating ",2062,null,null,null,null,null,null,null,5.5511071000000002E-2]
["BAU","NewCapacity","RE1","Industry Biomass Heating ",2063,null,null,null,null,null,null,null,5.8604096000000001E-2]
["BAU","NewCapacity","RE1","Industry Biomass Heating ",2064,null,null,null,null,null,null,null,6.1741808000000002E-2]
["BAU","NewCapacity","RE1","Industry Biomass Heating ",2065,null,null,null,null,null,null,null,8.7124251999999999E-2]
["BAU","NewCapacity","RE1","Industry Biomass Heating ",2066,null,null,null,null,null,null,null,1.1015308E-2]
["BAU","NewCapacity","RE1","Industry Biomass Heating ",2067,null,null,null,null,null,null,null,1.1995185E-2]
["BAU","NewCapacity","RE1","Industry Biomass Heating ",2068,null,null,null,null,null,null,null,1.2912375E-2]
["BAU","NewCapacity","RE1","Industry Biomass Heating ",2069,null,null,null,null,null,null,null,1.3782061999999999E-2]
["BAU","NewCapacity","RE1","Industry Biomass Heating ",2070,null,null,null,null,null,null,null,1.4608873E-2]
["BAU","NewCapacity","RE1","Residential Standard Efficiency Appliances",2015,null,null,null,null,null,null,null,6.0321717000000001]
["BAU","NewCapacity","RE1","Residential Standard Efficiency Appliances",2016,null,null,null,null,null,null,null,0.89613005999999995]
["BAU","NewCapacity","RE1","Residential Standard Efficiency Appliances",2025,null,null,null,null,null,null,null,4.7734927000000003]
["BAU","NewCapacity","RE1","Residential Standard Efficiency Appliances",2026,null,null,null,null,null,null,null,1.0445887]
["BAU","NewCapacity","RE1","Residential Standard Efficiency Appliances",2027,null,null,null,null,null,null,null,0.15273617]
["BAU","NewCapacity","RE1","Residential Standard Efficiency Appliances",2028,null,null,null,null,null,null,null,0.15618905999999999]
["BAU","NewCapacity","RE1","Residential Standard Efficiency Appliances",2029,null,null,null,null,null,null,null,0.15814328999999999]
["BAU","NewCapacity","RE1","Residential Standard Efficiency Appliances",2030,null,null,null,null,null,null,null,0.15897008000000001]
["BAU","NewCapacity","RE1","Residential Standard Efficiency Appliances",2031,null,null,null,null,null,null,null,0.15969995000000001]
["BAU","NewCapacity","RE1","Residential Standard Efficiency Appliances",2035,null,null,null,null,null,null,null,3.6672761]
["BAU","NewCapacity","RE1","Residential Standard Efficiency Appliances",2045,null,null,null,null,null,null,null,1.7521211999999999]
["BAU","NewCapacity","RE1","Residential Standard Efficiency Appliances",2047,null,null,null,null,null,null,null,1.6125471999999998E-2]
["BAU","NewCapacity","RE1","Residential Standard Efficiency Appliances",2048,null,null,null,null,null,null,null,3.0946246E-2]
["BAU","NewCapacity","RE1","Residential Standard Efficiency Appliances",2049,null,null,null,null,null,null,null,3.0787014000000001E-2]
["BAU","NewCapacity","RE1","Residential Standard Efficiency Appliances",2050,null,null,null,null,null,null,null,3.0609831000000001E-2]
["BAU","NewCapacity","RE1","Residential Standard Efficiency Appliances",2051,null,null,null,null,null,null,null,3.0413136E-2]
["BAU","NewCapacity","RE1","Residential Standard Efficiency Appliances",2052,null,null,null,null,null,null,null,3.0198906000000001E-2]
["BAU","NewCapacity","RE1","Residential Standard Efficiency Appliances",2053,null,null,null,null,null,null,null,2.9972133000000001E-2]
["BAU","NewCapacity","RE1","Residential Standard Efficiency Appliances",2054,null,null,null,null,null,null,null,2.9734147999999998E-2]
["BAU","NewCapacity","RE1","Residential Standard Efficiency Appliances",2055,null,null,null,null,null,null,null,1.7816041]
["BAU","NewCapacity","RE1","Residential Standard Efficiency Appliances",2056,null,null,null,null,null,null,null,2.9216701000000001E-2]
["BAU","NewCapacity","RE1","Residential Standard Efficiency Appliances",2057,null,null,null,null,null,null,null,4.5055181E-2]
["BAU","NewCapacity","RE1","Residential Standard Efficiency Appliances",2058,null,null,null,null,null,null,null,5.9562170999999997E-2]
["BAU","NewCapacity","RE1","Residential Standard Efficiency Appliances",2059,null,null,null,null,null,null,null,5.9058306999999997E-2]
["BAU","NewCapacity","RE1","Residential Standard Efficiency Appliances",2060,null,null,null,null,null,null,null,5.8510094999999998E-2]
["BAU","NewCapacity","RE1","Residential Standard Efficiency Appliances",2061,null,null,null,null,null,null,null,0.11694591999999999]
["BAU","NewCapacity","RE1","Residential Standard Efficiency Appliances",2062,null,null,null,null,null,null,null,5.8040190999999998E-2]
["BAU","NewCapacity","RE1","Residential Standard Efficiency Appliances",2063,null,null,null,null,null,null,null,5.7384428000000001E-2]
["BAU","NewCapacity","RE1","Residential Standard Efficiency Appliances",2064,null,null,null,null,null,null,null,5.6705275999999999E-2]
["BAU","NewCapacity","RE1","Residential Standard Efficiency Appliances",2065,null,null,null,null,null,null,null,1.8081210999999999]
["BAU","NewCapacity","RE1","Residential Standard Efficiency Appliances",2066,null,null,null,null,null,null,null,5.5264112999999997E-2]
["BAU","NewCapacity","RE1","Residential Standard Efficiency Appliances",2067,null,null,null,null,null,null,null,7.0619723999999995E-2]
["BAU","NewCapacity","RE1","Residential Standard Efficiency Appliances",2068,null,null,null,null,null,null,null,8.4636430999999998E-2]
["BAU","NewCapacity","RE1","Residential Standard Efficiency Appliances",2069,null,null,null,null,null,null,null,1.9082029E-2]
["BAU","NewCapacity","RE1","Residential Standard Efficiency Appliances",2070,null,null,null,null,null,null,null,0.55999586999999995]
["BAU","NewCapacity","RE1","Residential Deep Efficiency",2032,null,null,null,null,null,null,null,0.12369044]
["BAU","NewCapacity","RE1","Residential Deep Efficiency",2033,null,null,null,null,null,null,null,0.12439999]
["BAU","NewCapacity","RE1","Residential Deep Efficiency",2034,null,null,null,null,null,null,null,0.1249907]
["BAU","NewCapacity","RE1","Residential Deep Efficiency",2035,null,null,null,null,null,null,null,0.97640585000000002]
["BAU","NewCapacity","RE1","Residential Deep Efficiency",2036,null,null,null,null,null,null,null,1.3705617999999999]
["BAU","NewCapacity","RE1","Residential Deep Efficiency",2037,null,null,null,null,null,null,null,1.9613795999999999]
["BAU","NewCapacity","RE1","Residential Deep Efficiency",2039,null,null,null,null,null,null,null,0.23443027]
["BAU","NewCapacity","RE1","Residential Deep Efficiency",2040,null,null,null,null,null,null,null,0.10218695999999999]
["BAU","NewCapacity","RE1","Residential Deep Efficiency",2041,null,null,null,null,null,null,null,0.10217772999999999]
["BAU","NewCapacity","RE1","Residential Deep Efficiency",2042,null,null,null,null,null,null,null,0.22578229999999999]
["BAU","NewCapacity","RE1","Residential Deep Efficiency",2043,null,null,null,null,null,null,null,0.22634282999999999]
["BAU","NewCapacity","RE1","Residential Deep Efficiency",2044,null,null,null,null,null,null,null,0.2267209]
["BAU","NewCapacity","RE1","Residential Deep Efficiency",2045,null,null,null,null,null,null,null,1.0423452]
["BAU","NewCapacity","RE1","Residential Deep Efficiency",2046,null,null,null,null,null,null,null,1.5071965000000001]
["BAU","NewCapacity","RE1","Residential Deep Efficiency",2047,null,null,null,null,null,null,null,2.0621037000000002]
["BAU","NewCapacity","RE1","Residential Deep Efficiency",2048,null,null,null,null,null,null,null,0.10026876]
["BAU","NewCapacity","RE1","Residential Deep Efficiency",2049,null,null,null,null,null,null,null,0.33418311000000001]
["BAU","NewCapacity","RE1","Residential Deep Efficiency",2050,null,null,null,null,null,null,null,0.20136570000000001]
["BAU","NewCapacity","RE1","Residential Deep Efficiency",2051,null,null,null,null,null,null,null,0.20071916000000001]
["BAU","NewCapacity","RE1","Residential Deep Efficiency",2052,null,null,null,null,null,null,null,0.32362961000000001]
["BAU","NewCapacity","RE1","Residential Deep Efficiency",2053,null,null,null,null,null,null,null,0.32345538000000001]
["BAU","NewCapacity","RE1","Residential Deep Efficiency",2054,null,null,null,null,null,null,null,0.32306235]
["BAU","NewCapacity","RE1","Residential Deep Efficiency",2055,null,null,null,null,null,null,null,1.1378725000000001]
["BAU","NewCapacity","RE1","Residential Deep Efficiency",2056,null,null,null,null,null,null,null,1.6018612999999999]
["BAU","NewCapacity","RE1","Residential Deep Efficiency",2057,null,null,null,null,null,null,null,2.1558386999999999]
["BAU","NewCapacity","RE1","Residential Deep Efficiency",2058,null,null,null,null,null,null,null,0.19298705999999999]
["BAU","NewCapacity","RE1","Residential Deep Efficiency",2059,null,null,null,null,null,null,null,0.42578476999999998]
["BAU","NewCapacity","RE1","Residential Deep Efficiency",2060,null,null,null,null,null,null,null,0.2917652]
["BAU","NewCapacity","RE1","Residential Deep Efficiency",2061,null,null,null,null,null,null,null,0.24445375]
["BAU","NewCapacity","RE1","Residential Deep Efficiency",2062,null,null,null,null,null,null,null,0.41089658000000001]
["BAU","NewCapacity","RE1","Residential Deep Efficiency",2063,null,null,null,null,null,null,null,0.40937771000000001]
["BAU","NewCapacity","RE1","Residential Deep Efficiency",2064,null,null,null,null,null,null,null,0.40760186999999998]
["BAU","NewCapacity","RE1","Residential Deep Efficiency",2065,null,null,null,null,null,null,null,1.2209886999999999]
["BAU","NewCapacity","RE1","Residential Deep Efficiency",2066,null,null,null,null,null,null,null,1.6835055000000001]
["BAU","NewCapacity","RE1","Residential Deep Efficiency",2067,null,null,null,null,null,null,null,2.2359692999999998]
["BAU","NewCapacity","RE1","Residential Deep Efficiency",2068,null,null,null,null,null,null,null,0.27158094999999999]
["BAU","NewCapacity","RE1","Residential Deep Efficiency",2069,null,null,null,null,null,null,null,0.55248803000000002]
["BAU","NewCapacity","RE1","Residential Electric Stove",2022,null,null,null,null,null,null,null,0.42953503999999998]
["BAU","NewCapacity","RE1","Residential Biomass Stove",2015,null,null,null,null,null,null,null,8.2632551999999997]
["BAU","NewCapacity","RE1","Residential Biomass Stove",2016,null,null,null,null,null,null,null,0.35531576999999998]
["BAU","NewCapacity","RE1","Residential Biomass Stove",2017,null,null,null,null,null,null,null,0.37151914000000003]
["BAU","NewCapacity","RE1","Residential Biomass Stove",2018,null,null,null,null,null,null,null,0.38739716000000002]
["BAU","NewCapacity","RE1","Residential Biomass Stove",2019,null,null,null,null,null,null,null,0.40395718000000003]
["BAU","NewCapacity","RE1","Residential Biomass Stove",2020,null,null,null,null,null,null,null,0.42122851]
["BAU","NewCapacity","RE1","Residential Biomass Stove",2021,null,null,null,null,null,null,null,6.4119008000000005E-2]
["BAU","NewCapacity","RE1","Residential Biomass Stove",2023,null,null,null,null,null,null,null,0.14864572000000001]
["BAU","NewCapacity","RE1","Residential Biomass Stove",2024,null,null,null,null,null,null,null,8.3566696999999995E-2]
["BAU","NewCapacity","RE1","Residential Biomass Stove",2025,null,null,null,null,null,null,null,8.3524656999999998]
["BAU","NewCapacity","RE1","Residential Biomass Stove",2026,null,null,null,null,null,null,null,0.42167908999999998]
["BAU","NewCapacity","RE1","Residential Biomass Stove",2027,null,null,null,null,null,null,null,0.44567483000000002]
["BAU","NewCapacity","RE1","Residential Biomass Stove",2028,null,null,null,null,null,null,null,0.46858767000000001]
["BAU","NewCapacity","RE1","Residential Biomass Stove",2029,null,null,null,null,null,null,null,0.49151002999999999]
["BAU","NewCapacity","RE1","Residential Biomass Stove",2030,null,null,null,null,null,null,null,0.51460194999999997]
["BAU","NewCapacity","RE1","Residential Biomass Stove",2031,null,null,null,null,null,null,null,6.3422100999999995E-2]
["BAU","NewCapacity","RE1","Residential Biomass Stove",2032,null,null,null,null,null,null,null,2.7340529000000001E-3]
["BAU","NewCapacity","RE1","Residential Biomass Stove",2033,null,null,null,null,null,null,null,0.15430535000000001]
["BAU","NewCapacity","RE1","Residential Biomass Stove",2034,null,null,null,null,null,null,null,9.1757089999999999E-2]
["BAU","NewCapacity","RE1","Residential Biomass Stove",2035,null,null,null,null,null,null,null,8.4971178999999992]
["BAU","NewCapacity","RE1","Residential Biomass Stove",2036,null,null,null,null,null,null,null,0.46636462000000001]
["BAU","NewCapacity","RE1","Residential Biomass Stove",2037,null,null,null,null,null,null,null,0.48946212]
["BAU","NewCapacity","RE1","Residential Biomass Stove",2038,null,null,null,null,null,null,null,0.51166407000000003]
["BAU","NewCapacity","RE1","Residential Biomass Stove",2039,null,null,null,null,null,null,null,0.53406072999999998]
["BAU","NewCapacity","RE1","Residential Biomass Stove",2040,null,null,null,null,null,null,null,0.55677160999999997]
["BAU","NewCapacity","RE1","Residential Biomass Stove",2041,null,null,null,null,null,null,null,4.4465892999999999E-2]
["BAU","NewCapacity","RE1","Residential Biomass Stove",2043,null,null,null,null,null,null,null,0.12073409]
["BAU","NewCapacity","RE1","Residential Biomass Stove",2044,null,null,null,null,null,null,null,7.4352058999999998E-2]
["BAU","NewCapacity","RE1","Residential Biomass Stove",2045,null,null,null,null,null,null,null,8.4801677000000009]
["BAU","NewCapacity","RE1","Residential Biomass Stove",2046,null,null,null,null,null,null,null,0.45408228]
["BAU","NewCapacity","RE1","Residential Biomass Stove",2047,null,null,null,null,null,null,null,0.47724323000000002]
["BAU","NewCapacity","RE1","Residential Biomass Stove",2048,null,null,null,null,null,null,null,0.49947939000000002]
["BAU","NewCapacity","RE1","Residential Biomass Stove",2049,null,null,null,null,null,null,null,0.52187088000000004]
["BAU","NewCapacity","RE1","Residential Biomass Stove",2050,null,null,null,null,null,null,null,0.54454427000000005]
["BAU","NewCapacity","RE1","Residential Biomass Stove",2051,null,null,null,null,null,null,null,2.8401315E-2]
["BAU","NewCapacity","RE1","Residential Biomass Stove",2053,null,null,null,null,null,null,null,8.8498435E-2]
["BAU","NewCapacity","RE1","Residential Biomass Stove",2054,null,null,null,null,null,null,null,5.8093208E-2]
["BAU","NewCapacity","RE1","Residential Biomass Stove",2055,null,null,null,null,null,null,null,8.4637718999999993]
["BAU","NewCapacity","RE1","Residential Biomass Stove",2056,null,null,null,null,null,null,null,0.43754880000000002]
["BAU","NewCapacity","RE1","Residential Biomass Stove",2057,null,null,null,null,null,null,null,0.46058315]
["BAU","NewCapacity","RE1","Residential Biomass Stove",2058,null,null,null,null,null,null,null,0.48269391]
["BAU","NewCapacity","RE1","Residential Biomass Stove",2059,null,null,null,null,null,null,null,0.50496397000000004]
["BAU","NewCapacity","RE1","Residential Biomass Stove",2060,null,null,null,null,null,null,null,0.52752429999999995]
["BAU","NewCapacity","RE1","Residential Biomass Stove",2061,null,null,null,null,null,null,null,7.1110553999999999E-3]
["BAU","NewCapacity","RE1","Residential Biomass Stove",2063,null,null,null,null,null,null,null,4.5689023000000002E-2]
["BAU","NewCapacity","RE1","Residential Biomass Stove",2064,null,null,null,null,null,null,null,3.6621421000000001E-2]
["BAU","NewCapacity","RE1","Residential Biomass Stove",2065,null,null,null,null,null,null,null,8.4422834000000009]
["BAU","NewCapacity","RE1","Residential Biomass Stove",2066,null,null,null,null,null,null,null,0.41605138000000003]
["BAU","NewCapacity","RE1","Residential Biomass Stove",2067,null,null,null,null,null,null,null,0.43908166999999998]
["BAU","NewCapacity","RE1","Residential Biomass Stove",2068,null,null,null,null,null,null,null,0.46119756000000001]
["BAU","NewCapacity","RE1","Residential Biomass Stove",2069,null,null,null,null,null,null,null,0.48348194]
["BAU","NewCapacity","RE1","Residential Biomass Stove",2070,null,null,null,null,null,null,null,0.50606030000000002]
["BAU","NewCapacity","RE1","Residential Biomass Heating",2015,null,null,null,null,null,null,null,3.5413950999999999]
["BAU","NewCapacity","RE1","Residential Biomass Heating",2016,null,null,null,null,null,null,null,0.15227819000000001]
["BAU","NewCapacity","RE1","Residential Biomass Heating",2017,null,null,null,null,null,null,null,0.15922248999999999]
["BAU","NewCapacity","RE1","Residential Biomass Heating",2018,null,null,null,null,null,null,null,0.16602734999999999]
["BAU","NewCapacity","RE1","Residential Biomass Heating",2019,null,null,null,null,null,null,null,0.17312451000000001]
["BAU","NewCapacity","RE1","Residential Biomass Heating",2020,null,null,null,null,null,null,null,0.18052651]
["BAU","NewCapacity","RE1","Residential Biomass Heating",2021,null,null,null,null,null,null,null,2.7479574999999999E-2]
["BAU","NewCapacity","RE1","Residential Biomass Heating",2022,null,null,null,null,null,null,null,3.0470622999999999E-2]
["BAU","NewCapacity","RE1","Residential Biomass Heating",2023,null,null,null,null,null,null,null,3.3234686999999999E-2]
["BAU","NewCapacity","RE1","Residential Biomass Heating",2024,null,null,null,null,null,null,null,3.5814299000000001E-2]
["BAU","NewCapacity","RE1","Residential Biomass Heating",2025,null,null,null,null,null,null,null,3.8233085999999999E-2]
["BAU","NewCapacity","RE1","Residential Biomass Heating",2026,null,null,null,null,null,null,null,2.8441424E-2]
["BAU","NewCapacity","RE1","Residential Biomass Heating",2027,null,null,null,null,null,null,null,3.1781006000000001E-2]
["BAU","NewCapacity","RE1","Residential Biomass Heating",2028,null,null,null,null,null,null,null,3.4795933000000001E-2]
["BAU","NewCapacity","RE1","Residential Biomass Heating",2029,null,null,null,null,null,null,null,3.7522646999999999E-2]
["BAU","NewCapacity","RE1","Residential Biomass Heating",2030,null,null,null,null,null,null,null,3.5814123000000002]
["BAU","NewCapacity","RE1","Residential Biomass Heating",2031,null,null,null,null,null,null,null,0.15197951000000001]
["BAU","NewCapacity","RE1","Residential Biomass Heating",2032,null,null,null,null,null,null,null,0.16039423]
["BAU","NewCapacity","RE1","Residential Biomass Heating",2033,null,null,null,null,null,null,null,0.16845291000000001]
["BAU","NewCapacity","RE1","Residential Biomass Heating",2034,null,null,null,null,null,null,null,0.17663467999999999]
["BAU","NewCapacity","RE1","Residential Biomass Heating",2035,null,null,null,null,null,null,null,0.24252027000000001]
["BAU","NewCapacity","RE1","Residential Biomass Heating",2036,null,null,null,null,null,null,null,4.6630511999999999E-2]
["BAU","NewCapacity","RE1","Residential Biomass Heating",2037,null,null,null,null,null,null,null,4.9236605000000003E-2]
["BAU","NewCapacity","RE1","Residential Biomass Heating",2038,null,null,null,null,null,null,null,5.1695998999999999E-2]
["BAU","NewCapacity","RE1","Residential Biomass Heating",2039,null,null,null,null,null,null,null,5.4050315000000002E-2]
["BAU","NewCapacity","RE1","Residential Biomass Heating",2040,null,null,null,null,null,null,null,5.6305797999999997E-2]
["BAU","NewCapacity","RE1","Residential Biomass Heating",2041,null,null,null,null,null,null,null,2.0317334999999999E-2]
["BAU","NewCapacity","RE1","Residential Biomass Heating",2042,null,null,null,null,null,null,null,2.3890155999999999E-2]
["BAU","NewCapacity","RE1","Residential Biomass Heating",2043,null,null,null,null,null,null,null,2.7127365000000001E-2]
["BAU","NewCapacity","RE1","Residential Biomass Heating",2044,null,null,null,null,null,null,null,3.0063348E-2]
["BAU","NewCapacity","RE1","Residential Biomass Heating",2045,null,null,null,null,null,null,null,3.5741478999999998]
["BAU","NewCapacity","RE1","Residential Biomass Heating",2046,null,null,null,null,null,null,null,0.14671566]
["BAU","NewCapacity","RE1","Residential Biomass Heating",2047,null,null,null,null,null,null,null,0.15515756]
["BAU","NewCapacity","RE1","Residential Biomass Heating",2048,null,null,null,null,null,null,null,0.16323091000000001]
["BAU","NewCapacity","RE1","Residential Biomass Heating",2049,null,null,null,null,null,null,null,0.17141044999999999]
["BAU","NewCapacity","RE1","Residential Biomass Heating",2050,null,null,null,null,null,null,null,0.23727998]
["BAU","NewCapacity","RE1","Residential Biomass Heating",2051,null,null,null,null,null,null,null,3.9745692999999999E-2]
["BAU","NewCapacity","RE1","Residential Biomass Heating",2052,null,null,null,null,null,null,null,4.2342467000000002E-2]
["BAU","NewCapacity","RE1","Residential Biomass Heating",2053,null,null,null,null,null,null,null,4.4774855000000002E-2]
["BAU","NewCapacity","RE1","Residential Biomass Heating",2054,null,null,null,null,null,null,null,4.7082236E-2]
["BAU","NewCapacity","RE1","Residential Biomass Heating",2055,null,null,null,null,null,null,null,4.9279006E-2]
["BAU","NewCapacity","RE1","Residential Biomass Heating",2056,null,null,null,null,null,null,null,1.3231554E-2]
["BAU","NewCapacity","RE1","Residential Biomass Heating",2057,null,null,null,null,null,null,null,1.6750124000000002E-2]
["BAU","NewCapacity","RE1","Residential Biomass Heating",2058,null,null,null,null,null,null,null,1.9933589000000002E-2]
["BAU","NewCapacity","RE1","Residential Biomass Heating",2059,null,null,null,null,null,null,null,2.2817529999999999E-2]
["BAU","NewCapacity","RE1","Residential Biomass Heating",2060,null,null,null,null,null,null,null,3.5668536999999998]
["BAU","NewCapacity","RE1","Residential Biomass Heating",2061,null,null,null,null,null,null,null,0.13759125999999999]
["BAU","NewCapacity","RE1","Residential Biomass Heating",2062,null,null,null,null,null,null,null,0.14599719]
["BAU","NewCapacity","RE1","Residential Biomass Heating",2063,null,null,null,null,null,null,null,0.15404438000000001]
["BAU","NewCapacity","RE1","Residential Biomass Heating",2064,null,null,null,null,null,null,null,0.16220825999999999]
["BAU","NewCapacity","RE1","Residential Biomass Heating",2065,null,null,null,null,null,null,null,0.22807063]
["BAU","NewCapacity","RE1","Residential Biomass Heating",2066,null,null,null,null,null,null,null,3.0532515999999999E-2]
["BAU","NewCapacity","RE1","Residential Biomass Heating",2067,null,null,null,null,null,null,null,3.3127547E-2]
["BAU","NewCapacity","RE1","Residential Biomass Heating",2068,null,null,null,null,null,null,null,3.5562130999999997E-2]
["BAU","NewCapacity","RE1","Residential Biomass Heating",2069,null,null,null,null,null,null,null,3.7875652000000003E-2]
["BAU","NewCapacity","RE1","Residential Biomass Heating",2070,null,null,null,null,null,null,null,4.0080148000000003E-2]
["BAU","NewCapacity","RE1","Commercial Standard Efficiency Appliances",2015,null,null,null,null,null,null,null,3.6661085999999998]
["BAU","NewCapacity","RE1","Commercial Standard Efficiency Appliances",2016,null,null,null,null,null,null,null,1.0384682000000001]
["BAU","NewCapacity","RE1","Commercial Standard Efficiency Appliances",2017,null,null,null,null,null,null,null,3.5319646000000002E-4]
["BAU","NewCapacity","RE1","Commercial Standard Efficiency Appliances",2025,null,null,null,null,null,null,null,3.7747392999999998]
["BAU","NewCapacity","RE1","Commercial Standard Efficiency Appliances",2026,null,null,null,null,null,null,null,1.1645110000000001]
["BAU","NewCapacity","RE1","Commercial Standard Efficiency Appliances",2027,null,null,null,null,null,null,null,0.13002758]
["BAU","NewCapacity","RE1","Commercial Standard Efficiency Appliances",2028,null,null,null,null,null,null,null,0.13260590999999999]
["BAU","NewCapacity","RE1","Commercial Standard Efficiency Appliances",2029,null,null,null,null,null,null,null,0.13426506999999999]
["BAU","NewCapacity","RE1","Commercial Standard Efficiency Appliances",2030,null,null,null,null,null,null,null,0.13496702999999999]
["BAU","NewCapacity","RE1","Commercial Standard Efficiency Appliances",2031,null,null,null,null,null,null,null,0.13558669000000001]
["BAU","NewCapacity","RE1","Commercial Standard Efficiency Appliances",2035,null,null,null,null,null,null,null,3.9132220000000002]
["BAU","NewCapacity","RE1","Commercial Standard Efficiency Appliances",2045,null,null,null,null,null,null,null,1.4875666999999999]
["BAU","NewCapacity","RE1","Commercial Standard Efficiency Appliances",2047,null,null,null,null,null,null,null,1.3690671E-2]
["BAU","NewCapacity","RE1","Commercial Standard Efficiency Appliances",2048,null,null,null,null,null,null,null,2.6273641E-2]
["BAU","NewCapacity","RE1","Commercial Standard Efficiency Appliances",2049,null,null,null,null,null,null,null,2.6138452E-2]
["BAU","NewCapacity","RE1","Commercial Standard Efficiency Appliances",2050,null,null,null,null,null,null,null,2.5988022E-2]
["BAU","NewCapacity","RE1","Commercial Standard Efficiency Appliances",2051,null,null,null,null,null,null,null,2.5821026E-2]
["BAU","NewCapacity","RE1","Commercial Standard Efficiency Appliances",2052,null,null,null,null,null,null,null,2.5639143E-2]
["BAU","NewCapacity","RE1","Commercial Standard Efficiency Appliances",2053,null,null,null,null,null,null,null,2.5446610000000001E-2]
["BAU","NewCapacity","RE1","Commercial Standard Efficiency Appliances",2054,null,null,null,null,null,null,null,2.5244559E-2]
["BAU","NewCapacity","RE1","Commercial Standard Efficiency Appliances",2055,null,null,null,null,null,null,null,1.5125979000000001]
["BAU","NewCapacity","RE1","Commercial Standard Efficiency Appliances",2056,null,null,null,null,null,null,null,2.4805242000000002E-2]
["BAU","NewCapacity","RE1","Commercial Standard Efficiency Appliances",2057,null,null,null,null,null,null,null,3.8252253999999999E-2]
["BAU","NewCapacity","RE1","Commercial Standard Efficiency Appliances",2058,null,null,null,null,null,null,null,5.0568819000000001E-2]
["BAU","NewCapacity","RE1","Commercial Standard Efficiency Appliances",2059,null,null,null,null,null,null,null,5.0141034000000001E-2]
["BAU","NewCapacity","RE1","Commercial Standard Efficiency Appliances",2060,null,null,null,null,null,null,null,4.9675597000000002E-2]
["BAU","NewCapacity","RE1","Commercial Standard Efficiency Appliances",2061,null,null,null,null,null,null,null,9.9288139999999997E-2]
["BAU","NewCapacity","RE1","Commercial Standard Efficiency Appliances",2062,null,null,null,null,null,null,null,4.9276644000000001E-2]
["BAU","NewCapacity","RE1","Commercial Standard Efficiency Appliances",2063,null,null,null,null,null,null,null,4.8719895999999999E-2]
["BAU","NewCapacity","RE1","Commercial Standard Efficiency Appliances",2064,null,null,null,null,null,null,null,4.8143289999999998E-2]
["BAU","NewCapacity","RE1","Commercial Standard Efficiency Appliances",2065,null,null,null,null,null,null,null,1.5351111]
["BAU","NewCapacity","RE1","Commercial Standard Efficiency Appliances",2066,null,null,null,null,null,null,null,4.6919729E-2]
["BAU","NewCapacity","RE1","Commercial Standard Efficiency Appliances",2067,null,null,null,null,null,null,null,5.9956781000000001E-2]
["BAU","NewCapacity","RE1","Commercial Standard Efficiency Appliances",2068,null,null,null,null,null,null,null,7.1857090999999998E-2]
["BAU","NewCapacity","RE1","Commercial Standard Efficiency Appliances",2069,null,null,null,null,null,null,null,1.6200814000000001E-2]
["BAU","NewCapacity","RE1","Commercial Standard Efficiency Appliances",2070,null,null,null,null,null,null,null,0.47544153]
["BAU","NewCapacity","RE1","Commercial Deep Efficiency",2032,null,null,null,null,null,null,null,0.10501429]
["BAU","NewCapacity","RE1","Commercial Deep Efficiency",2033,null,null,null,null,null,null,null,0.10561671]
["BAU","NewCapacity","RE1","Commercial Deep Efficiency",2034,null,null,null,null,null,null,null,0.10611822999999999]
["BAU","NewCapacity","RE1","Commercial Deep Efficiency",2036,null,null,null,null,null,null,null,1.0026041000000001]
["BAU","NewCapacity","RE1","Commercial Deep Efficiency",2037,null,null,null,null,null,null,null,0.20705588]
["BAU","NewCapacity","RE1","Commercial Deep Efficiency",2038,null,null,null,null,null,null,null,2.53423]
["BAU","NewCapacity","RE1","Commercial Deep Efficiency",2039,null,null,null,null,null,null,null,0.11296903]
["BAU","NewCapacity","RE1","Commercial Deep Efficiency",2040,null,null,null,null,null,null,null,8.6757646999999993E-2]
["BAU","NewCapacity","RE1","Commercial Deep Efficiency",2041,null,null,null,null,null,null,null,8.6749807999999998E-2]
["BAU","NewCapacity","RE1","Commercial Deep Efficiency",2042,null,null,null,null,null,null,null,0.19169120000000001]
["BAU","NewCapacity","RE1","Commercial Deep Efficiency",2043,null,null,null,null,null,null,null,0.19216710000000001]
["BAU","NewCapacity","RE1","Commercial Deep Efficiency",2044,null,null,null,null,null,null,null,0.19248809]
["BAU","NewCapacity","RE1","Commercial Deep Efficiency",2045,null,null,null,null,null,null,null,5.5983090999999999E-2]
["BAU","NewCapacity","RE1","Commercial Deep Efficiency",2046,null,null,null,null,null,null,null,1.1186081999999999]
["BAU","NewCapacity","RE1","Commercial Deep Efficiency",2047,null,null,null,null,null,null,null,0.29257155000000001]
["BAU","NewCapacity","RE1","Commercial Deep Efficiency",2048,null,null,null,null,null,null,null,2.6193590000000002]
["BAU","NewCapacity","RE1","Commercial Deep Efficiency",2049,null,null,null,null,null,null,null,0.19766007999999999]
["BAU","NewCapacity","RE1","Commercial Deep Efficiency",2050,null,null,null,null,null,null,null,0.17096128999999999]
["BAU","NewCapacity","RE1","Commercial Deep Efficiency",2051,null,null,null,null,null,null,null,0.17041237000000001]
["BAU","NewCapacity","RE1","Commercial Deep Efficiency",2052,null,null,null,null,null,null,null,0.27476444999999999]
["BAU","NewCapacity","RE1","Commercial Deep Efficiency",2053,null,null,null,null,null,null,null,0.27461651999999998]
["BAU","NewCapacity","RE1","Commercial Deep Efficiency",2054,null,null,null,null,null,null,null,0.27428284000000003]
["BAU","NewCapacity","RE1","Commercial Deep Efficiency",2055,null,null,null,null,null,null,null,0.13708667999999999]
["BAU","NewCapacity","RE1","Commercial Deep Efficiency",2056,null,null,null,null,null,null,null,1.1989795000000001]
["BAU","NewCapacity","RE1","Commercial Deep Efficiency",2057,null,null,null,null,null,null,null,0.37215340000000002]
["BAU","NewCapacity","RE1","Commercial Deep Efficiency",2058,null,null,null,null,null,null,null,2.6980776999999998]
["BAU","NewCapacity","RE1","Commercial Deep Efficiency",2059,null,null,null,null,null,null,null,0.27543072000000002]
["BAU","NewCapacity","RE1","Commercial Deep Efficiency",2060,null,null,null,null,null,null,null,0.24771128000000001]
["BAU","NewCapacity","RE1","Commercial Deep Efficiency",2061,null,null,null,null,null,null,null,0.20754343]
["BAU","NewCapacity","RE1","Commercial Deep Efficiency",2062,null,null,null,null,null,null,null,0.34885488999999997]
["BAU","NewCapacity","RE1","Commercial Deep Efficiency",2063,null,null,null,null,null,null,null,0.34756535999999999]
["BAU","NewCapacity","RE1","Commercial Deep Efficiency",2064,null,null,null,null,null,null,null,0.34605765999999999]
["BAU","NewCapacity","RE1","Commercial Deep Efficiency",2065,null,null,null,null,null,null,null,0.20765301]
["BAU","NewCapacity","RE1","Commercial Deep Efficiency",2066,null,null,null,null,null,null,null,1.2682960999999999]
["BAU","NewCapacity","RE1","Commercial Deep Efficiency",2067,null,null,null,null,null,null,null,0.44018504000000003]
["BAU","NewCapacity","RE1","Commercial Deep Efficiency",2068,null,null,null,null,null,null,null,2.7648046000000002]
["BAU","NewCapacity","RE1","Commercial Deep Efficiency",2069,null,null,null,null,null,null,null,0.38300293000000002]
["BAU","NewCapacity","RE1","Commercial Biomass Heating ",2015,null,null,null,null,null,null,null,1.5646114]
["BAU","NewCapacity","RE1","Commercial Biomass Heating ",2016,null,null,null,null,null,null,null,6.7204903999999996E-2]
["BAU","NewCapacity","RE1","Commercial Biomass Heating ",2017,null,null,null,null,null,null,null,7.0091561999999996E-2]
["BAU","NewCapacity","RE1","Commercial Biomass Heating ",2018,null,null,null,null,null,null,null,7.3102212E-2]
["BAU","NewCapacity","RE1","Commercial Biomass Heating ",2019,null,null,null,null,null,null,null,7.6242177999999994E-2]
["BAU","NewCapacity","RE1","Commercial Biomass Heating ",2020,null,null,null,null,null,null,null,7.9517015999999996E-2]
["BAU","NewCapacity","RE1","Commercial Biomass Heating ",2021,null,null,null,null,null,null,null,1.2037826E-2]
["BAU","NewCapacity","RE1","Commercial Biomass Heating ",2022,null,null,null,null,null,null,null,1.3354784999999999E-2]
["BAU","NewCapacity","RE1","Commercial Biomass Heating ",2023,null,null,null,null,null,null,null,1.4571216999999999E-2]
["BAU","NewCapacity","RE1","Commercial Biomass Heating ",2024,null,null,null,null,null,null,null,1.5705908000000001E-2]
["BAU","NewCapacity","RE1","Commercial Biomass Heating ",2025,null,null,null,null,null,null,null,1.6769290999999999E-2]
["BAU","NewCapacity","RE1","Commercial Biomass Heating ",2026,null,null,null,null,null,null,null,1.2442379E-2]
["BAU","NewCapacity","RE1","Commercial Biomass Heating ",2027,null,null,null,null,null,null,null,1.3912183E-2]
["BAU","NewCapacity","RE1","Commercial Biomass Heating ",2028,null,null,null,null,null,null,null,1.5238307E-2]
["BAU","NewCapacity","RE1","Commercial Biomass Heating ",2029,null,null,null,null,null,null,null,1.6436850999999999E-2]
["BAU","NewCapacity","RE1","Commercial Biomass Heating ",2030,null,null,null,null,null,null,null,1.582144]
["BAU","NewCapacity","RE1","Commercial Biomass Heating ",2031,null,null,null,null,null,null,null,6.6894792999999994E-2]
["BAU","NewCapacity","RE1","Commercial Biomass Heating ",2032,null,null,null,null,null,null,null,7.0424205000000004E-2]
["BAU","NewCapacity","RE1","Commercial Biomass Heating ",2033,null,null,null,null,null,null,null,7.3981663000000003E-2]
["BAU","NewCapacity","RE1","Commercial Biomass Heating ",2034,null,null,null,null,null,null,null,7.7593414999999999E-2]
["BAU","NewCapacity","RE1","Commercial Biomass Heating ",2035,null,null,null,null,null,null,null,0.10665926000000001]
["BAU","NewCapacity","RE1","Commercial Biomass Heating ",2036,null,null,null,null,null,null,null,2.0270844E-2]
["BAU","NewCapacity","RE1","Commercial Biomass Heating ",2037,null,null,null,null,null,null,null,2.1408970999999999E-2]
["BAU","NewCapacity","RE1","Commercial Biomass Heating ",2038,null,null,null,null,null,null,null,2.2481694999999999E-2]
["BAU","NewCapacity","RE1","Commercial Biomass Heating ",2039,null,null,null,null,null,null,null,2.3507373000000002E-2]
["BAU","NewCapacity","RE1","Commercial Biomass Heating ",2040,null,null,null,null,null,null,null,2.4488751999999999E-2]
["BAU","NewCapacity","RE1","Commercial Biomass Heating ",2041,null,null,null,null,null,null,null,8.6282349000000001E-3]
["BAU","NewCapacity","RE1","Commercial Biomass Heating ",2042,null,null,null,null,null,null,null,1.0194494E-2]
["BAU","NewCapacity","RE1","Commercial Biomass Heating ",2043,null,null,null,null,null,null,null,1.1612028E-2]
["BAU","NewCapacity","RE1","Commercial Biomass Heating ",2044,null,null,null,null,null,null,null,1.2896025E-2]
["BAU","NewCapacity","RE1","Commercial Biomass Heating ",2045,null,null,null,null,null,null,null,1.5786821]
["BAU","NewCapacity","RE1","Commercial Biomass Heating ",2046,null,null,null,null,null,null,null,6.4307031000000001E-2]
["BAU","NewCapacity","RE1","Commercial Biomass Heating ",2047,null,null,null,null,null,null,null,6.7840779000000004E-2]
["BAU","NewCapacity","RE1","Commercial Biomass Heating ",2048,null,null,null,null,null,null,null,7.1396828999999995E-2]
["BAU","NewCapacity","RE1","Commercial Biomass Heating ",2049,null,null,null,null,null,null,null,7.4999507000000007E-2]
["BAU","NewCapacity","RE1","Commercial Biomass Heating ",2050,null,null,null,null,null,null,null,0.10404995]
["BAU","NewCapacity","RE1","Commercial Biomass Heating ",2051,null,null,null,null,null,null,null,1.6977306000000001E-2]
["BAU","NewCapacity","RE1","Commercial Biomass Heating ",2052,null,null,null,null,null,null,null,1.8105316999999999E-2]
["BAU","NewCapacity","RE1","Commercial Biomass Heating ",2053,null,null,null,null,null,null,null,1.9159997000000002E-2]
["BAU","NewCapacity","RE1","Commercial Biomass Heating ",2054,null,null,null,null,null,null,null,2.0158718999999999E-2]
["BAU","NewCapacity","RE1","Commercial Biomass Heating ",2055,null,null,null,null,null,null,null,2.1107816000000001E-2]
["BAU","NewCapacity","RE1","Commercial Biomass Heating ",2056,null,null,null,null,null,null,null,5.2147536999999997E-3]
["BAU","NewCapacity","RE1","Commercial Biomass Heating ",2057,null,null,null,null,null,null,null,6.7504065000000002E-3]
["BAU","NewCapacity","RE1","Commercial Biomass Heating ",2058,null,null,null,null,null,null,null,8.1374069999999993E-3]
["BAU","NewCapacity","RE1","Commercial Biomass Heating ",2059,null,null,null,null,null,null,null,9.3914668999999992E-3]
["BAU","NewCapacity","RE1","Commercial Biomass Heating ",2060,null,null,null,null,null,null,null,1.5751489999999999]
["BAU","NewCapacity","RE1","Commercial Biomass Heating ",2061,null,null,null,null,null,null,null,6.0000805999999997E-2]
["BAU","NewCapacity","RE1","Commercial Biomass Heating ",2062,null,null,null,null,null,null,null,6.3513190999999997E-2]
["BAU","NewCapacity","RE1","Commercial Biomass Heating ",2063,null,null,null,null,null,null,null,6.7052085999999997E-2]
["BAU","NewCapacity","RE1","Commercial Biomass Heating ",2064,null,null,null,null,null,null,null,7.0642109999999994E-2]
["BAU","NewCapacity","RE1","Commercial Biomass Heating ",2065,null,null,null,null,null,null,null,9.9683523999999996E-2]
["BAU","NewCapacity","RE1","Commercial Biomass Heating ",2066,null,null,null,null,null,null,null,1.2603204E-2]
["BAU","NewCapacity","RE1","Commercial Biomass Heating ",2067,null,null,null,null,null,null,null,1.3724333999999999E-2]
["BAU","NewCapacity","RE1","Commercial Biomass Heating ",2068,null,null,null,null,null,null,null,1.477374E-2]
["BAU","NewCapacity","RE1","Commercial Biomass Heating ",2069,null,null,null,null,null,null,null,1.5768796000000002E-2]
["BAU","NewCapacity","RE1","Commercial Biomass Heating ",2070,null,null,null,null,null,null,null,1.6714795000000001E-2]
["BAU","RateOfActivity","RE1","S101","Crude Oil Imports",1,2049,null,null,null,null,null,350.61488000000003]
["BAU","RateOfActivity","RE1","S102","Crude Oil Imports",1,2049,null,null,null,null,null,350.61488000000003]
["BAU","RateOfActivity","RE1","S103","Crude Oil Imports",1,2049,null,null,null,null,null,350.61488000000003]
["BAU","RateOfActivity","RE1","S104","Crude Oil Imports",1,2049,null,null,null,null,null,350.61488000000003]
["BAU","RateOfActivity","RE1","S105","Crude Oil Imports",1,2049,null,null,null,null,null,350.61488000000003]
["BAU","RateOfActivity","RE1","S106","Crude Oil Imports",1,2049,null,null,null,null,null,350.61488000000003]
["BAU","RateOfActivity","RE1","S107","Crude Oil Imports",1,2049,null,null,null,null,null,350.61488000000003]
["BAU","RateOfActivity","RE1","S108","Crude Oil Imports",1,2049,null,null,null,null,null,350.61488000000003]
["BAU","RateOfActivity","RE1","S101","Crude Oil Imports",1,2050,null,null,null,null,null,238.81576000000001]
["BAU","RateOfActivity","RE1","S102","Crude Oil Imports",1,2050,null,null,null,null,null,238.81576000000001]
["BAU","RateOfActivity","RE1","S103","Crude Oil Imports",1,2050,null,null,null,null,null,238.81576000000001]
["BAU","RateOfActivity","RE1","S104","Crude Oil Imports",1,2050,null,null,null,null,null,238.81576000000001]
["BAU","RateOfActivity","RE1","S105","Crude Oil Imports",1,2050,null,null,null,null,null,238.81576000000001]
["BAU","RateOfActivity","RE1","S106","Crude Oil Imports",1,2050,null,null,null,null,null,238.81576000000001]
["BAU","RateOfActivity","RE1","S107","Crude Oil Imports",1,2050,null,null,null,null,null,238.81576000000001]
["BAU","RateOfActivity","RE1","S108","Crude Oil Imports",1,2050,null,null,null,null,null,238.81576000000001]
["BAU","RateOfActivity","RE1","S101","Crude Oil Imports",1,2051,null,null,null,null,null,244.67240000000001]
["BAU","RateOfActivity","RE1","S102","Crude Oil Imports",1,2051,null,null,null,null,null,244.67240000000001]
["BAU","RateOfActivity","RE1","S103","Crude Oil Imports",1,2051,null,null,null,null,null,244.67240000000001]
["BAU","RateOfActivity","RE1","S104","Crude Oil Imports",1,2051,null,null,null,null,null,244.67240000000001]
["BAU","RateOfActivity","RE1","S105","Crude Oil Imports",1,2051,null,null,null,null,null,244.67240000000001]
["BAU","RateOfActivity","RE1","S106","Crude Oil Imports",1,2051,null,null,null,null,null,244.67240000000001]
["BAU","RateOfActivity","RE1","S107","Crude Oil Imports",1,2051,null,null,null,null,null,244.67240000000001]
["BAU","RateOfActivity","RE1","S108","Crude Oil Imports",1,2051,null,null,null,null,null,244.67240000000001]
["BAU","RateOfActivity","RE1","S101","Crude Oil Imports",1,2052,null,null,null,null,null,250.67086]
["BAU","RateOfActivity","RE1","S102","Crude Oil Imports",1,2052,null,null,null,null,null,250.67086]
["BAU","RateOfActivity","RE1","S103","Crude Oil Imports",1,2052,null,null,null,null,null,250.67086]
["BAU","RateOfActivity","RE1","S104","Crude Oil Imports",1,2052,null,null,null,null,null,250.67086]
["BAU","RateOfActivity","RE1","S105","Crude Oil Imports",1,2052,null,null,null,null,null,250.67086]
["BAU","RateOfActivity","RE1","S106","Crude Oil Imports",1,2052,null,null,null,null,null,250.67086]
["BAU","RateOfActivity","RE1","S107","Crude Oil Imports",1,2052,null,null,null,null,null,250.67086]
["BAU","RateOfActivity","RE1","S108","Crude Oil Imports",1,2052,null,null,null,null,null,250.67086]
["BAU","RateOfActivity","RE1","S101","Crude Oil Imports",1,2053,null,null,null,null,null,256.81353999999999]
["BAU","RateOfActivity","RE1","S102","Crude Oil Imports",1,2053,null,null,null,null,null,256.81353999999999]
["BAU","RateOfActivity","RE1","S103","Crude Oil Imports",1,2053,null,null,null,null,null,256.81353999999999]
["BAU","RateOfActivity","RE1","S104","Crude Oil Imports",1,2053,null,null,null,null,null,256.81353999999999]
["BAU","RateOfActivity","RE1","S105","Crude Oil Imports",1,2053,null,null,null,null,null,256.81353999999999]
["BAU","RateOfActivity","RE1","S106","Crude Oil Imports",1,2053,null,null,null,null,null,256.81353999999999]
["BAU","RateOfActivity","RE1","S107","Crude Oil Imports",1,2053,null,null,null,null,null,256.81353999999999]
["BAU","RateOfActivity","RE1","S108","Crude Oil Imports",1,2053,null,null,null,null,null,256.81353999999999]
["BAU","RateOfActivity","RE1","S101","Crude Oil Imports",1,2054,null,null,null,null,null,263.10273000000001]
["BAU","RateOfActivity","RE1","S102","Crude Oil Imports",1,2054,null,null,null,null,null,263.10273000000001]
["BAU","RateOfActivity","RE1","S103","Crude Oil Imports",1,2054,null,null,null,null,null,263.10273000000001]
["BAU","RateOfActivity","RE1","S104","Crude Oil Imports",1,2054,null,null,null,null,null,263.10273000000001]
["BAU","RateOfActivity","RE1","S105","Crude Oil Imports",1,2054,null,null,null,null,null,263.10273000000001]
["BAU","RateOfActivity","RE1","S106","Crude Oil Imports",1,2054,null,null,null,null,null,263.10273000000001]
["BAU","RateOfActivity","RE1","S107","Crude Oil Imports",1,2054,null,null,null,null,null,263.10273000000001]
["BAU","RateOfActivity","RE1","S108","Crude Oil Imports",1,2054,null,null,null,null,null,263.10273000000001]
["BAU","RateOfActivity","RE1","S101","Crude Oil Imports",1,2055,null,null,null,null,null,263.10273000000001]
["BAU","RateOfActivity","RE1","S102","Crude Oil Imports",1,2055,null,null,null,null,null,263.10273000000001]
["BAU","RateOfActivity","RE1","S103","Crude Oil Imports",1,2055,null,null,null,null,null,263.10273000000001]
["BAU","RateOfActivity","RE1","S104","Crude Oil Imports",1,2055,null,null,null,null,null,263.10273000000001]
["BAU","RateOfActivity","RE1","S105","Crude Oil Imports",1,2055,null,null,null,null,null,263.10273000000001]
["BAU","RateOfActivity","RE1","S106","Crude Oil Imports",1,2055,null,null,null,null,null,263.10273000000001]
["BAU","RateOfActivity","RE1","S107","Crude Oil Imports",1,2055,null,null,null,null,null,263.10273000000001]
["BAU","RateOfActivity","RE1","S108","Crude Oil Imports",1,2055,null,null,null,null,null,263.10273000000001]
["BAU","RateOfActivity","RE1","S101","Crude Oil Imports",1,2056,null,null,null,null,null,263.10273000000001]
["BAU","RateOfActivity","RE1","S102","Crude Oil Imports",1,2056,null,null,null,null,null,263.10273000000001]
["BAU","RateOfActivity","RE1","S103","Crude Oil Imports",1,2056,null,null,null,null,null,263.10273000000001]
["BAU","RateOfActivity","RE1","S104","Crude Oil Imports",1,2056,null,null,null,null,null,263.10273000000001]
["BAU","RateOfActivity","RE1","S105","Crude Oil Imports",1,2056,null,null,null,null,null,263.10273000000001]
["BAU","RateOfActivity","RE1","S106","Crude Oil Imports",1,2056,null,null,null,null,null,263.10273000000001]
["BAU","RateOfActivity","RE1","S107","Crude Oil Imports",1,2056,null,null,null,null,null,263.10273000000001]
["BAU","RateOfActivity","RE1","S108","Crude Oil Imports",1,2056,null,null,null,null,null,263.10273000000001]
["BAU","RateOfActivity","RE1","S101","Crude Oil Imports",1,2057,null,null,null,null,null,263.10273000000001]
["BAU","RateOfActivity","RE1","S102","Crude Oil Imports",1,2057,null,null,null,null,null,263.10273000000001]
["BAU","RateOfActivity","RE1","S103","Crude Oil Imports",1,2057,null,null,null,null,null,263.10273000000001]
["BAU","RateOfActivity","RE1","S104","Crude Oil Imports",1,2057,null,null,null,null,null,263.10273000000001]
["BAU","RateOfActivity","RE1","S105","Crude Oil Imports",1,2057,null,null,null,null,null,263.10273000000001]
["BAU","RateOfActivity","RE1","S106","Crude Oil Imports",1,2057,null,null,null,null,null,263.10273000000001]
["BAU","RateOfActivity","RE1","S107","Crude Oil Imports",1,2057,null,null,null,null,null,263.10273000000001]
["BAU","RateOfActivity","RE1","S108","Crude Oil Imports",1,2057,null,null,null,null,null,263.10273000000001]
["BAU","RateOfActivity","RE1","S101","Crude Oil Imports",1,2058,null,null,null,null,null,263.10273000000001]
["BAU","RateOfActivity","RE1","S102","Crude Oil Imports",1,2058,null,null,null,null,null,263.10273000000001]
["BAU","RateOfActivity","RE1","S103","Crude Oil Imports",1,2058,null,null,null,null,null,263.10273000000001]
["BAU","RateOfActivity","RE1","S104","Crude Oil Imports",1,2058,null,null,null,null,null,263.10273000000001]
["BAU","RateOfActivity","RE1","S105","Crude Oil Imports",1,2058,null,null,null,null,null,263.10273000000001]
["BAU","RateOfActivity","RE1","S106","Crude Oil Imports",1,2058,null,null,null,null,null,263.10273000000001]
["BAU","RateOfActivity","RE1","S107","Crude Oil Imports",1,2058,null,null,null,null,null,263.10273000000001]
["BAU","RateOfActivity","RE1","S108","Crude Oil Imports",1,2058,null,null,null,null,null,263.10273000000001]
["BAU","RateOfActivity","RE1","S101","Crude Oil Imports",1,2059,null,null,null,null,null,263.10273000000001]
["BAU","RateOfActivity","RE1","S102","Crude Oil Imports",1,2059,null,null,null,null,null,263.10273000000001]
["BAU","RateOfActivity","RE1","S103","Crude Oil Imports",1,2059,null,null,null,null,null,263.10273000000001]
["BAU","RateOfActivity","RE1","S104","Crude Oil Imports",1,2059,null,null,null,null,null,263.10273000000001]
["BAU","RateOfActivity","RE1","S105","Crude Oil Imports",1,2059,null,null,null,null,null,263.10273000000001]
["BAU","RateOfActivity","RE1","S106","Crude Oil Imports",1,2059,null,null,null,null,null,263.10273000000001]
["BAU","RateOfActivity","RE1","S107","Crude Oil Imports",1,2059,null,null,null,null,null,263.10273000000001]
["BAU","RateOfActivity","RE1","S108","Crude Oil Imports",1,2059,null,null,null,null,null,263.10273000000001]
["BAU","RateOfActivity","RE1","S101","Crude Oil Imports",1,2060,null,null,null,null,null,263.10273000000001]
["BAU","RateOfActivity","RE1","S102","Crude Oil Imports",1,2060,null,null,null,null,null,263.10273000000001]
["BAU","RateOfActivity","RE1","S103","Crude Oil Imports",1,2060,null,null,null,null,null,263.10273000000001]
["BAU","RateOfActivity","RE1","S104","Crude Oil Imports",1,2060,null,null,null,null,null,263.10273000000001]
["BAU","RateOfActivity","RE1","S105","Crude Oil Imports",1,2060,null,null,null,null,null,263.10273000000001]
["BAU","RateOfActivity","RE1","S106","Crude Oil Imports",1,2060,null,null,null,null,null,263.10273000000001]
["BAU","RateOfActivity","RE1","S107","Crude Oil Imports",1,2060,null,null,null,null,null,263.10273000000001]
["BAU","RateOfActivity","RE1","S108","Crude Oil Imports",1,2060,null,null,null,null,null,263.10273000000001]
["BAU","RateOfActivity","RE1","S101","Crude Oil Imports",1,2061,null,null,null,null,null,263.10273000000001]
["BAU","RateOfActivity","RE1","S102","Crude Oil Imports",1,2061,null,null,null,null,null,263.10273000000001]
["BAU","RateOfActivity","RE1","S103","Crude Oil Imports",1,2061,null,null,null,null,null,263.10273000000001]
["BAU","RateOfActivity","RE1","S104","Crude Oil Imports",1,2061,null,null,null,null,null,263.10273000000001]
["BAU","RateOfActivity","RE1","S105","Crude Oil Imports",1,2061,null,null,null,null,null,263.10273000000001]
["BAU","RateOfActivity","RE1","S106","Crude Oil Imports",1,2061,null,null,null,null,null,263.10273000000001]
["BAU","RateOfActivity","RE1","S107","Crude Oil Imports",1,2061,null,null,null,null,null,263.10273000000001]
["BAU","RateOfActivity","RE1","S108","Crude Oil Imports",1,2061,null,null,null,null,null,263.10273000000001]
["BAU","RateOfActivity","RE1","S101","Crude Oil Imports",1,2062,null,null,null,null,null,163.15871000000001]
["BAU","RateOfActivity","RE1","S102","Crude Oil Imports",1,2062,null,null,null,null,null,163.15871000000001]
["BAU","RateOfActivity","RE1","S103","Crude Oil Imports",1,2062,null,null,null,null,null,163.15871000000001]
["BAU","RateOfActivity","RE1","S104","Crude Oil Imports",1,2062,null,null,null,null,null,163.15871000000001]
["BAU","RateOfActivity","RE1","S105","Crude Oil Imports",1,2062,null,null,null,null,null,163.15871000000001]
["BAU","RateOfActivity","RE1","S106","Crude Oil Imports",1,2062,null,null,null,null,null,163.15871000000001]
["BAU","RateOfActivity","RE1","S107","Crude Oil Imports",1,2062,null,null,null,null,null,163.15871000000001]
["BAU","RateOfActivity","RE1","S108","Crude Oil Imports",1,2062,null,null,null,null,null,163.15871000000001]
["BAU","RateOfActivity","RE1","S101","Crude Oil Imports",1,2063,null,null,null,null,null,68.345932000000005]
["BAU","RateOfActivity","RE1","S102","Crude Oil Imports",1,2063,null,null,null,null,null,68.345932000000005]
["BAU","RateOfActivity","RE1","S103","Crude Oil Imports",1,2063,null,null,null,null,null,68.345932000000005]
["BAU","RateOfActivity","RE1","S104","Crude Oil Imports",1,2063,null,null,null,null,null,68.345932000000005]
["BAU","RateOfActivity","RE1","S105","Crude Oil Imports",1,2063,null,null,null,null,null,68.345932000000005]
["BAU","RateOfActivity","RE1","S106","Crude Oil Imports",1,2063,null,null,null,null,null,68.345932000000005]
["BAU","RateOfActivity","RE1","S107","Crude Oil Imports",1,2063,null,null,null,null,null,68.345932000000005]
["BAU","RateOfActivity","RE1","S108","Crude Oil Imports",1,2063,null,null,null,null,null,68.345932000000005]
["BAU","RateOfActivity","RE1","S101","Crude Oil Imports",1,2064,null,null,null,null,null,10.128392]
["BAU","RateOfActivity","RE1","S102","Crude Oil Imports",1,2064,null,null,null,null,null,10.128392]
["BAU","RateOfActivity","RE1","S103","Crude Oil Imports",1,2064,null,null,null,null,null,10.128392]
["BAU","RateOfActivity","RE1","S104","Crude Oil Imports",1,2064,null,null,null,null,null,10.128392]
["BAU","RateOfActivity","RE1","S105","Crude Oil Imports",1,2064,null,null,null,null,null,10.128392]
["BAU","RateOfActivity","RE1","S106","Crude Oil Imports",1,2064,null,null,null,null,null,10.128392]
["BAU","RateOfActivity","RE1","S107","Crude Oil Imports",1,2064,null,null,null,null,null,10.128392]
["BAU","RateOfActivity","RE1","S108","Crude Oil Imports",1,2064,null,null,null,null,null,10.128392]
["BAU","RateOfActivity","RE1","S101","Crude Oil Extraction",1,2015,null,null,null,null,null,87.512146999999999]
["BAU","RateOfActivity","RE1","S102","Crude Oil Extraction",1,2015,null,null,null,null,null,87.512146999999999]
["BAU","RateOfActivity","RE1","S103","Crude Oil Extraction",1,2015,null,null,null,null,null,87.512146999999999]
["BAU","RateOfActivity","RE1","S104","Crude Oil Extraction",1,2015,null,null,null,null,null,87.512146999999999]
["BAU","RateOfActivity","RE1","S105","Crude Oil Extraction",1,2015,null,null,null,null,null,87.512146999999999]
["BAU","RateOfActivity","RE1","S106","Crude Oil Extraction",1,2015,null,null,null,null,null,87.512146999999999]
["BAU","RateOfActivity","RE1","S107","Crude Oil Extraction",1,2015,null,null,null,null,null,87.512146999999999]
["BAU","RateOfActivity","RE1","S108","Crude Oil Extraction",1,2015,null,null,null,null,null,87.512146999999999]
["BAU","RateOfActivity","RE1","S101","Crude Oil Extraction",1,2016,null,null,null,null,null,87.512146999999999]
["BAU","RateOfActivity","RE1","S102","Crude Oil Extraction",1,2016,null,null,null,null,null,87.512146999999999]
["BAU","RateOfActivity","RE1","S103","Crude Oil Extraction",1,2016,null,null,null,null,null,87.512146999999999]
["BAU","RateOfActivity","RE1","S104","Crude Oil Extraction",1,2016,null,null,null,null,null,87.512146999999999]
["BAU","RateOfActivity","RE1","S105","Crude Oil Extraction",1,2016,null,null,null,null,null,87.512146999999999]
["BAU","RateOfActivity","RE1","S106","Crude Oil Extraction",1,2016,null,null,null,null,null,87.512146999999999]
["BAU","RateOfActivity","RE1","S107","Crude Oil Extraction",1,2016,null,null,null,null,null,87.512146999999999]
["BAU","RateOfActivity","RE1","S108","Crude Oil Extraction",1,2016,null,null,null,null,null,87.512146999999999]
["BAU","RateOfActivity","RE1","S101","Crude Oil Extraction",1,2017,null,null,null,null,null,87.512146999999999]
["BAU","RateOfActivity","RE1","S102","Crude Oil Extraction",1,2017,null,null,null,null,null,87.512146999999999]
["BAU","RateOfActivity","RE1","S103","Crude Oil Extraction",1,2017,null,null,null,null,null,87.512146999999999]
["BAU","RateOfActivity","RE1","S104","Crude Oil Extraction",1,2017,null,null,null,null,null,87.512146999999999]
["BAU","RateOfActivity","RE1","S105","Crude Oil Extraction",1,2017,null,null,null,null,null,87.512146999999999]
["BAU","RateOfActivity","RE1","S106","Crude Oil Extraction",1,2017,null,null,null,null,null,87.512146999999999]
["BAU","RateOfActivity","RE1","S107","Crude Oil Extraction",1,2017,null,null,null,null,null,87.512146999999999]
["BAU","RateOfActivity","RE1","S108","Crude Oil Extraction",1,2017,null,null,null,null,null,87.512146999999999]
["BAU","RateOfActivity","RE1","S101","Crude Oil Extraction",1,2018,null,null,null,null,null,87.512146999999999]
["BAU","RateOfActivity","RE1","S102","Crude Oil Extraction",1,2018,null,null,null,null,null,87.512146999999999]
["BAU","RateOfActivity","RE1","S103","Crude Oil Extraction",1,2018,null,null,null,null,null,87.512146999999999]
["BAU","RateOfActivity","RE1","S104","Crude Oil Extraction",1,2018,null,null,null,null,null,87.512146999999999]
["BAU","RateOfActivity","RE1","S105","Crude Oil Extraction",1,2018,null,null,null,null,null,87.512146999999999]
["BAU","RateOfActivity","RE1","S106","Crude Oil Extraction",1,2018,null,null,null,null,null,87.512146999999999]
["BAU","RateOfActivity","RE1","S107","Crude Oil Extraction",1,2018,null,null,null,null,null,87.512146999999999]
["BAU","RateOfActivity","RE1","S108","Crude Oil Extraction",1,2018,null,null,null,null,null,87.512146999999999]
["BAU","RateOfActivity","RE1","S101","Crude Oil Extraction",1,2019,null,null,null,null,null,87.512146999999999]
["BAU","RateOfActivity","RE1","S102","Crude Oil Extraction",1,2019,null,null,null,null,null,87.512146999999999]
["BAU","RateOfActivity","RE1","S103","Crude Oil Extraction",1,2019,null,null,null,null,null,87.512146999999999]
["BAU","RateOfActivity","RE1","S104","Crude Oil Extraction",1,2019,null,null,null,null,null,87.512146999999999]
["BAU","RateOfActivity","RE1","S105","Crude Oil Extraction",1,2019,null,null,null,null,null,87.512146999999999]
["BAU","RateOfActivity","RE1","S106","Crude Oil Extraction",1,2019,null,null,null,null,null,87.512146999999999]
["BAU","RateOfActivity","RE1","S107","Crude Oil Extraction",1,2019,null,null,null,null,null,87.512146999999999]
["BAU","RateOfActivity","RE1","S108","Crude Oil Extraction",1,2019,null,null,null,null,null,87.512146999999999]
["BAU","RateOfActivity","RE1","S101","Crude Oil Extraction",1,2020,null,null,null,null,null,87.512146999999999]
["BAU","RateOfActivity","RE1","S102","Crude Oil Extraction",1,2020,null,null,null,null,null,87.512146999999999]
["BAU","RateOfActivity","RE1","S103","Crude Oil Extraction",1,2020,null,null,null,null,null,87.512146999999999]
["BAU","RateOfActivity","RE1","S104","Crude Oil Extraction",1,2020,null,null,null,null,null,87.512146999999999]
["BAU","RateOfActivity","RE1","S105","Crude Oil Extraction",1,2020,null,null,null,null,null,87.512146999999999]
["BAU","RateOfActivity","RE1","S106","Crude Oil Extraction",1,2020,null,null,null,null,null,87.512146999999999]
["BAU","RateOfActivity","RE1","S107","Crude Oil Extraction",1,2020,null,null,null,null,null,87.512146999999999]
["BAU","RateOfActivity","RE1","S108","Crude Oil Extraction",1,2020,null,null,null,null,null,87.512146999999999]
["BAU","RateOfActivity","RE1","S101","Crude Oil Extraction",1,2021,null,null,null,null,null,87.512146999999999]
["BAU","RateOfActivity","RE1","S102","Crude Oil Extraction",1,2021,null,null,null,null,null,87.512146999999999]
["BAU","RateOfActivity","RE1","S103","Crude Oil Extraction",1,2021,null,null,null,null,null,87.512146999999999]
["BAU","RateOfActivity","RE1","S104","Crude Oil Extraction",1,2021,null,null,null,null,null,87.512146999999999]
["BAU","RateOfActivity","RE1","S105","Crude Oil Extraction",1,2021,null,null,null,null,null,87.512146999999999]
["BAU","RateOfActivity","RE1","S106","Crude Oil Extraction",1,2021,null,null,null,null,null,87.512146999999999]
["BAU","RateOfActivity","RE1","S107","Crude Oil Extraction",1,2021,null,null,null,null,null,87.512146999999999]
["BAU","RateOfActivity","RE1","S108","Crude Oil Extraction",1,2021,null,null,null,null,null,87.512146999999999]
["BAU","RateOfActivity","RE1","S101","Crude Oil Extraction",1,2022,null,null,null,null,null,87.512146999999999]
["BAU","RateOfActivity","RE1","S102","Crude Oil Extraction",1,2022,null,null,null,null,null,87.512146999999999]
["BAU","RateOfActivity","RE1","S103","Crude Oil Extraction",1,2022,null,null,null,null,null,87.512146999999999]
["BAU","RateOfActivity","RE1","S104","Crude Oil Extraction",1,2022,null,null,null,null,null,87.512146999999999]
["BAU","RateOfActivity","RE1","S105","Crude Oil Extraction",1,2022,null,null,null,null,null,87.512146999999999]
["BAU","RateOfActivity","RE1","S106","Crude Oil Extraction",1,2022,null,null,null,null,null,87.512146999999999]
["BAU","RateOfActivity","RE1","S107","Crude Oil Extraction",1,2022,null,null,null,null,null,87.512146999999999]
["BAU","RateOfActivity","RE1","S108","Crude Oil Extraction",1,2022,null,null,null,null,null,87.512146999999999]
["BAU","RateOfActivity","RE1","S101","Crude Oil Extraction",1,2023,null,null,null,null,null,87.512146999999999]
["BAU","RateOfActivity","RE1","S102","Crude Oil Extraction",1,2023,null,null,null,null,null,87.512146999999999]
["BAU","RateOfActivity","RE1","S103","Crude Oil Extraction",1,2023,null,null,null,null,null,87.512146999999999]
["BAU","RateOfActivity","RE1","S104","Crude Oil Extraction",1,2023,null,null,null,null,null,87.512146999999999]
["BAU","RateOfActivity","RE1","S105","Crude Oil Extraction",1,2023,null,null,null,null,null,87.512146999999999]
["BAU","RateOfActivity","RE1","S106","Crude Oil Extraction",1,2023,null,null,null,null,null,87.512146999999999]
["BAU","RateOfActivity","RE1","S107","Crude Oil Extraction",1,2023,null,null,null,null,null,87.512146999999999]
["BAU","RateOfActivity","RE1","S108","Crude Oil Extraction",1,2023,null,null,null,null,null,87.512146999999999]
["BAU","RateOfActivity","RE1","S101","Crude Oil Extraction",1,2024,null,null,null,null,null,87.512146999999999]
["BAU","RateOfActivity","RE1","S102","Crude Oil Extraction",1,2024,null,null,null,null,null,87.512146999999999]
["BAU","RateOfActivity","RE1","S103","Crude Oil Extraction",1,2024,null,null,null,null,null,87.512146999999999]
["BAU","RateOfActivity","RE1","S104","Crude Oil Extraction",1,2024,null,null,null,null,null,87.512146999999999]
["BAU","RateOfActivity","RE1","S105","Crude Oil Extraction",1,2024,null,null,null,null,null,87.512146999999999]
["BAU","RateOfActivity","RE1","S106","Crude Oil Extraction",1,2024,null,null,null,null,null,87.512146999999999]
["BAU","RateOfActivity","RE1","S107","Crude Oil Extraction",1,2024,null,null,null,null,null,87.512146999999999]
["BAU","RateOfActivity","RE1","S108","Crude Oil Extraction",1,2024,null,null,null,null,null,87.512146999999999]
["BAU","RateOfActivity","RE1","S101","Crude Oil Extraction",1,2025,null,null,null,null,null,87.512146999999999]
["BAU","RateOfActivity","RE1","S102","Crude Oil Extraction",1,2025,null,null,null,null,null,87.512146999999999]
["BAU","RateOfActivity","RE1","S103","Crude Oil Extraction",1,2025,null,null,null,null,null,87.512146999999999]
["BAU","RateOfActivity","RE1","S104","Crude Oil Extraction",1,2025,null,null,null,null,null,87.512146999999999]
["BAU","RateOfActivity","RE1","S105","Crude Oil Extraction",1,2025,null,null,null,null,null,87.512146999999999]
["BAU","RateOfActivity","RE1","S106","Crude Oil Extraction",1,2025,null,null,null,null,null,87.512146999999999]
["BAU","RateOfActivity","RE1","S107","Crude Oil Extraction",1,2025,null,null,null,null,null,87.512146999999999]
["BAU","RateOfActivity","RE1","S108","Crude Oil Extraction",1,2025,null,null,null,null,null,87.512146999999999]
["BAU","RateOfActivity","RE1","S101","Crude Oil Extraction",1,2026,null,null,null,null,null,87.512146999999999]
["BAU","RateOfActivity","RE1","S102","Crude Oil Extraction",1,2026,null,null,null,null,null,87.512146999999999]
["BAU","RateOfActivity","RE1","S103","Crude Oil Extraction",1,2026,null,null,null,null,null,87.512146999999999]
["BAU","RateOfActivity","RE1","S104","Crude Oil Extraction",1,2026,null,null,null,null,null,87.512146999999999]
["BAU","RateOfActivity","RE1","S105","Crude Oil Extraction",1,2026,null,null,null,null,null,87.512146999999999]
["BAU","RateOfActivity","RE1","S106","Crude Oil Extraction",1,2026,null,null,null,null,null,87.512146999999999]
["BAU","RateOfActivity","RE1","S107","Crude Oil Extraction",1,2026,null,null,null,null,null,87.512146999999999]
["BAU","RateOfActivity","RE1","S108","Crude Oil Extraction",1,2026,null,null,null,null,null,87.512146999999999]
["BAU","RateOfActivity","RE1","S101","Crude Oil Extraction",1,2027,null,null,null,null,null,187.45616999999999]
["BAU","RateOfActivity","RE1","S102","Crude Oil Extraction",1,2027,null,null,null,null,null,187.45616999999999]
["BAU","RateOfActivity","RE1","S103","Crude Oil Extraction",1,2027,null,null,null,null,null,187.45616999999999]
["BAU","RateOfActivity","RE1","S104","Crude Oil Extraction",1,2027,null,null,null,null,null,187.45616999999999]
["BAU","RateOfActivity","RE1","S105","Crude Oil Extraction",1,2027,null,null,null,null,null,187.45616999999999]
["BAU","RateOfActivity","RE1","S106","Crude Oil Extraction",1,2027,null,null,null,null,null,187.45616999999999]
["BAU","RateOfActivity","RE1","S107","Crude Oil Extraction",1,2027,null,null,null,null,null,187.45616999999999]
["BAU","RateOfActivity","RE1","S108","Crude Oil Extraction",1,2027,null,null,null,null,null,187.45616999999999]
["BAU","RateOfActivity","RE1","S101","Crude Oil Extraction",1,2028,null,null,null,null,null,282.26893999999999]
["BAU","RateOfActivity","RE1","S102","Crude Oil Extraction",1,2028,null,null,null,null,null,282.26893999999999]
["BAU","RateOfActivity","RE1","S103","Crude Oil Extraction",1,2028,null,null,null,null,null,282.26893999999999]
["BAU","RateOfActivity","RE1","S104","Crude Oil Extraction",1,2028,null,null,null,null,null,282.26893999999999]
["BAU","RateOfActivity","RE1","S105","Crude Oil Extraction",1,2028,null,null,null,null,null,282.26893999999999]
["BAU","RateOfActivity","RE1","S106","Crude Oil Extraction",1,2028,null,null,null,null,null,282.26893999999999]
["BAU","RateOfActivity","RE1","S107","Crude Oil Extraction",1,2028,null,null,null,null,null,282.26893999999999]
["BAU","RateOfActivity","RE1","S108","Crude Oil Extraction",1,2028,null,null,null,null,null,282.26893999999999]
["BAU","RateOfActivity","RE1","S101","Crude Oil Extraction",1,2029,null,null,null,null,null,340.48647999999997]
["BAU","RateOfActivity","RE1","S102","Crude Oil Extraction",1,2029,null,null,null,null,null,340.48647999999997]
["BAU","RateOfActivity","RE1","S103","Crude Oil Extraction",1,2029,null,null,null,null,null,340.48647999999997]
["BAU","RateOfActivity","RE1","S104","Crude Oil Extraction",1,2029,null,null,null,null,null,340.48647999999997]
["BAU","RateOfActivity","RE1","S105","Crude Oil Extraction",1,2029,null,null,null,null,null,340.48647999999997]
["BAU","RateOfActivity","RE1","S106","Crude Oil Extraction",1,2029,null,null,null,null,null,340.48647999999997]
["BAU","RateOfActivity","RE1","S107","Crude Oil Extraction",1,2029,null,null,null,null,null,340.48647999999997]
["BAU","RateOfActivity","RE1","S108","Crude Oil Extraction",1,2029,null,null,null,null,null,340.48647999999997]
["BAU","RateOfActivity","RE1","S101","Crude Oil Extraction",1,2030,null,null,null,null,null,350.61488000000003]
["BAU","RateOfActivity","RE1","S102","Crude Oil Extraction",1,2030,null,null,null,null,null,350.61488000000003]
["BAU","RateOfActivity","RE1","S103","Crude Oil Extraction",1,2030,null,null,null,null,null,350.61488000000003]
["BAU","RateOfActivity","RE1","S104","Crude Oil Extraction",1,2030,null,null,null,null,null,350.61488000000003]
["BAU","RateOfActivity","RE1","S105","Crude Oil Extraction",1,2030,null,null,null,null,null,350.61488000000003]
["BAU","RateOfActivity","RE1","S106","Crude Oil Extraction",1,2030,null,null,null,null,null,350.61488000000003]
["BAU","RateOfActivity","RE1","S107","Crude Oil Extraction",1,2030,null,null,null,null,null,350.61488000000003]
["BAU","RateOfActivity","RE1","S108","Crude Oil Extraction",1,2030,null,null,null,null,null,350.61488000000003]
["BAU","RateOfActivity","RE1","S101","Crude Oil Extraction",1,2031,null,null,null,null,null,350.61488000000003]
["BAU","RateOfActivity","RE1","S102","Crude Oil Extraction",1,2031,null,null,null,null,null,350.61488000000003]
["BAU","RateOfActivity","RE1","S103","Crude Oil Extraction",1,2031,null,null,null,null,null,350.61488000000003]
["BAU","RateOfActivity","RE1","S104","Crude Oil Extraction",1,2031,null,null,null,null,null,350.61488000000003]
["BAU","RateOfActivity","RE1","S105","Crude Oil Extraction",1,2031,null,null,null,null,null,350.61488000000003]
["BAU","RateOfActivity","RE1","S106","Crude Oil Extraction",1,2031,null,null,null,null,null,350.61488000000003]
["BAU","RateOfActivity","RE1","S107","Crude Oil Extraction",1,2031,null,null,null,null,null,350.61488000000003]
["BAU","RateOfActivity","RE1","S108","Crude Oil Extraction",1,2031,null,null,null,null,null,350.61488000000003]
["BAU","RateOfActivity","RE1","S101","Crude Oil Extraction",1,2032,null,null,null,null,null,350.61488000000003]
["BAU","RateOfActivity","RE1","S102","Crude Oil Extraction",1,2032,null,null,null,null,null,350.61488000000003]
["BAU","RateOfActivity","RE1","S103","Crude Oil Extraction",1,2032,null,null,null,null,null,350.61488000000003]
["BAU","RateOfActivity","RE1","S104","Crude Oil Extraction",1,2032,null,null,null,null,null,350.61488000000003]
["BAU","RateOfActivity","RE1","S105","Crude Oil Extraction",1,2032,null,null,null,null,null,350.61488000000003]
["BAU","RateOfActivity","RE1","S106","Crude Oil Extraction",1,2032,null,null,null,null,null,350.61488000000003]
["BAU","RateOfActivity","RE1","S107","Crude Oil Extraction",1,2032,null,null,null,null,null,350.61488000000003]
["BAU","RateOfActivity","RE1","S108","Crude Oil Extraction",1,2032,null,null,null,null,null,350.61488000000003]
["BAU","RateOfActivity","RE1","S101","Crude Oil Extraction",1,2033,null,null,null,null,null,350.61488000000003]
["BAU","RateOfActivity","RE1","S102","Crude Oil Extraction",1,2033,null,null,null,null,null,350.61488000000003]
["BAU","RateOfActivity","RE1","S103","Crude Oil Extraction",1,2033,null,null,null,null,null,350.61488000000003]
["BAU","RateOfActivity","RE1","S104","Crude Oil Extraction",1,2033,null,null,null,null,null,350.61488000000003]
["BAU","RateOfActivity","RE1","S105","Crude Oil Extraction",1,2033,null,null,null,null,null,350.61488000000003]
["BAU","RateOfActivity","RE1","S106","Crude Oil Extraction",1,2033,null,null,null,null,null,350.61488000000003]
["BAU","RateOfActivity","RE1","S107","Crude Oil Extraction",1,2033,null,null,null,null,null,350.61488000000003]
["BAU","RateOfActivity","RE1","S108","Crude Oil Extraction",1,2033,null,null,null,null,null,350.61488000000003]
["BAU","RateOfActivity","RE1","S101","Crude Oil Extraction",1,2034,null,null,null,null,null,350.61488000000003]
["BAU","RateOfActivity","RE1","S102","Crude Oil Extraction",1,2034,null,null,null,null,null,350.61488000000003]
["BAU","RateOfActivity","RE1","S103","Crude Oil Extraction",1,2034,null,null,null,null,null,350.61488000000003]
["BAU","RateOfActivity","RE1","S104","Crude Oil Extraction",1,2034,null,null,null,null,null,350.61488000000003]
["BAU","RateOfActivity","RE1","S105","Crude Oil Extraction",1,2034,null,null,null,null,null,350.61488000000003]
["BAU","RateOfActivity","RE1","S106","Crude Oil Extraction",1,2034,null,null,null,null,null,350.61488000000003]
["BAU","RateOfActivity","RE1","S107","Crude Oil Extraction",1,2034,null,null,null,null,null,350.61488000000003]
["BAU","RateOfActivity","RE1","S108","Crude Oil Extraction",1,2034,null,null,null,null,null,350.61488000000003]
["BAU","RateOfActivity","RE1","S101","Crude Oil Extraction",1,2035,null,null,null,null,null,350.61488000000003]
["BAU","RateOfActivity","RE1","S102","Crude Oil Extraction",1,2035,null,null,null,null,null,350.61488000000003]
["BAU","RateOfActivity","RE1","S103","Crude Oil Extraction",1,2035,null,null,null,null,null,350.61488000000003]
["BAU","RateOfActivity","RE1","S104","Crude Oil Extraction",1,2035,null,null,null,null,null,350.61488000000003]
["BAU","RateOfActivity","RE1","S105","Crude Oil Extraction",1,2035,null,null,null,null,null,350.61488000000003]
["BAU","RateOfActivity","RE1","S106","Crude Oil Extraction",1,2035,null,null,null,null,null,350.61488000000003]
["BAU","RateOfActivity","RE1","S107","Crude Oil Extraction",1,2035,null,null,null,null,null,350.61488000000003]
["BAU","RateOfActivity","RE1","S108","Crude Oil Extraction",1,2035,null,null,null,null,null,350.61488000000003]
["BAU","RateOfActivity","RE1","S101","Crude Oil Extraction",1,2036,null,null,null,null,null,350.61488000000003]
["BAU","RateOfActivity","RE1","S102","Crude Oil Extraction",1,2036,null,null,null,null,null,350.61488000000003]
["BAU","RateOfActivity","RE1","S103","Crude Oil Extraction",1,2036,null,null,null,null,null,350.61488000000003]
["BAU","RateOfActivity","RE1","S104","Crude Oil Extraction",1,2036,null,null,null,null,null,350.61488000000003]
["BAU","RateOfActivity","RE1","S105","Crude Oil Extraction",1,2036,null,null,null,null,null,350.61488000000003]
["BAU","RateOfActivity","RE1","S106","Crude Oil Extraction",1,2036,null,null,null,null,null,350.61488000000003]
["BAU","RateOfActivity","RE1","S107","Crude Oil Extraction",1,2036,null,null,null,null,null,350.61488000000003]
["BAU","RateOfActivity","RE1","S108","Crude Oil Extraction",1,2036,null,null,null,null,null,350.61488000000003]
["BAU","RateOfActivity","RE1","S101","Crude Oil Extraction",1,2037,null,null,null,null,null,350.61488000000003]
["BAU","RateOfActivity","RE1","S102","Crude Oil Extraction",1,2037,null,null,null,null,null,350.61488000000003]
["BAU","RateOfActivity","RE1","S103","Crude Oil Extraction",1,2037,null,null,null,null,null,350.61488000000003]
["BAU","RateOfActivity","RE1","S104","Crude Oil Extraction",1,2037,null,null,null,null,null,350.61488000000003]
["BAU","RateOfActivity","RE1","S105","Crude Oil Extraction",1,2037,null,null,null,null,null,350.61488000000003]
["BAU","RateOfActivity","RE1","S106","Crude Oil Extraction",1,2037,null,null,null,null,null,350.61488000000003]
["BAU","RateOfActivity","RE1","S107","Crude Oil Extraction",1,2037,null,null,null,null,null,350.61488000000003]
["BAU","RateOfActivity","RE1","S108","Crude Oil Extraction",1,2037,null,null,null,null,null,350.61488000000003]
["BAU","RateOfActivity","RE1","S101","Crude Oil Extraction",1,2038,null,null,null,null,null,350.61488000000003]
["BAU","RateOfActivity","RE1","S102","Crude Oil Extraction",1,2038,null,null,null,null,null,350.61488000000003]
["BAU","RateOfActivity","RE1","S103","Crude Oil Extraction",1,2038,null,null,null,null,null,350.61488000000003]
["BAU","RateOfActivity","RE1","S104","Crude Oil Extraction",1,2038,null,null,null,null,null,350.61488000000003]
["BAU","RateOfActivity","RE1","S105","Crude Oil Extraction",1,2038,null,null,null,null,null,350.61488000000003]
["BAU","RateOfActivity","RE1","S106","Crude Oil Extraction",1,2038,null,null,null,null,null,350.61488000000003]
["BAU","RateOfActivity","RE1","S107","Crude Oil Extraction",1,2038,null,null,null,null,null,350.61488000000003]
["BAU","RateOfActivity","RE1","S108","Crude Oil Extraction",1,2038,null,null,null,null,null,350.61488000000003]
["BAU","RateOfActivity","RE1","S101","Crude Oil Extraction",1,2039,null,null,null,null,null,350.61488000000003]
["BAU","RateOfActivity","RE1","S102","Crude Oil Extraction",1,2039,null,null,null,null,null,350.61488000000003]
["BAU","RateOfActivity","RE1","S103","Crude Oil Extraction",1,2039,null,null,null,null,null,350.61488000000003]
["BAU","RateOfActivity","RE1","S104","Crude Oil Extraction",1,2039,null,null,null,null,null,350.61488000000003]
["BAU","RateOfActivity","RE1","S105","Crude Oil Extraction",1,2039,null,null,null,null,null,350.61488000000003]
["BAU","RateOfActivity","RE1","S106","Crude Oil Extraction",1,2039,null,null,null,null,null,350.61488000000003]
["BAU","RateOfActivity","RE1","S107","Crude Oil Extraction",1,2039,null,null,null,null,null,350.61488000000003]
["BAU","RateOfActivity","RE1","S108","Crude Oil Extraction",1,2039,null,null,null,null,null,350.61488000000003]
["BAU","RateOfActivity","RE1","S101","Crude Oil Extraction",1,2040,null,null,null,null,null,350.61488000000003]
["BAU","RateOfActivity","RE1","S102","Crude Oil Extraction",1,2040,null,null,null,null,null,350.61488000000003]
["BAU","RateOfActivity","RE1","S103","Crude Oil Extraction",1,2040,null,null,null,null,null,350.61488000000003]
["BAU","RateOfActivity","RE1","S104","Crude Oil Extraction",1,2040,null,null,null,null,null,350.61488000000003]
["BAU","RateOfActivity","RE1","S105","Crude Oil Extraction",1,2040,null,null,null,null,null,350.61488000000003]
["BAU","RateOfActivity","RE1","S106","Crude Oil Extraction",1,2040,null,null,null,null,null,350.61488000000003]
["BAU","RateOfActivity","RE1","S107","Crude Oil Extraction",1,2040,null,null,null,null,null,350.61488000000003]
["BAU","RateOfActivity","RE1","S108","Crude Oil Extraction",1,2040,null,null,null,null,null,350.61488000000003]
["BAU","RateOfActivity","RE1","S101","Crude Oil Extraction",1,2041,null,null,null,null,null,350.61488000000003]
["BAU","RateOfActivity","RE1","S102","Crude Oil Extraction",1,2041,null,null,null,null,null,350.61488000000003]
["BAU","RateOfActivity","RE1","S103","Crude Oil Extraction",1,2041,null,null,null,null,null,350.61488000000003]
["BAU","RateOfActivity","RE1","S104","Crude Oil Extraction",1,2041,null,null,null,null,null,350.61488000000003]
["BAU","RateOfActivity","RE1","S105","Crude Oil Extraction",1,2041,null,null,null,null,null,350.61488000000003]
["BAU","RateOfActivity","RE1","S106","Crude Oil Extraction",1,2041,null,null,null,null,null,350.61488000000003]
["BAU","RateOfActivity","RE1","S107","Crude Oil Extraction",1,2041,null,null,null,null,null,350.61488000000003]
["BAU","RateOfActivity","RE1","S108","Crude Oil Extraction",1,2041,null,null,null,null,null,350.61488000000003]
["BAU","RateOfActivity","RE1","S101","Crude Oil Extraction",1,2042,null,null,null,null,null,350.61488000000003]
["BAU","RateOfActivity","RE1","S102","Crude Oil Extraction",1,2042,null,null,null,null,null,350.61488000000003]
["BAU","RateOfActivity","RE1","S103","Crude Oil Extraction",1,2042,null,null,null,null,null,350.61488000000003]
["BAU","RateOfActivity","RE1","S104","Crude Oil Extraction",1,2042,null,null,null,null,null,350.61488000000003]
["BAU","RateOfActivity","RE1","S105","Crude Oil Extraction",1,2042,null,null,null,null,null,350.61488000000003]
["BAU","RateOfActivity","RE1","S106","Crude Oil Extraction",1,2042,null,null,null,null,null,350.61488000000003]
["BAU","RateOfActivity","RE1","S107","Crude Oil Extraction",1,2042,null,null,null,null,null,350.61488000000003]
["BAU","RateOfActivity","RE1","S108","Crude Oil Extraction",1,2042,null,null,null,null,null,350.61488000000003]
["BAU","RateOfActivity","RE1","S101","Crude Oil Extraction",1,2043,null,null,null,null,null,350.61488000000003]
["BAU","RateOfActivity","RE1","S102","Crude Oil Extraction",1,2043,null,null,null,null,null,350.61488000000003]
["BAU","RateOfActivity","RE1","S103","Crude Oil Extraction",1,2043,null,null,null,null,null,350.61488000000003]
["BAU","RateOfActivity","RE1","S104","Crude Oil Extraction",1,2043,null,null,null,null,null,350.61488000000003]
["BAU","RateOfActivity","RE1","S105","Crude Oil Extraction",1,2043,null,null,null,null,null,350.61488000000003]
["BAU","RateOfActivity","RE1","S106","Crude Oil Extraction",1,2043,null,null,null,null,null,350.61488000000003]
["BAU","RateOfActivity","RE1","S107","Crude Oil Extraction",1,2043,null,null,null,null,null,350.61488000000003]
["BAU","RateOfActivity","RE1","S108","Crude Oil Extraction",1,2043,null,null,null,null,null,350.61488000000003]
["BAU","RateOfActivity","RE1","S101","Crude Oil Extraction",1,2044,null,null,null,null,null,350.61488000000003]
["BAU","RateOfActivity","RE1","S102","Crude Oil Extraction",1,2044,null,null,null,null,null,350.61488000000003]
["BAU","RateOfActivity","RE1","S103","Crude Oil Extraction",1,2044,null,null,null,null,null,350.61488000000003]
["BAU","RateOfActivity","RE1","S104","Crude Oil Extraction",1,2044,null,null,null,null,null,350.61488000000003]
["BAU","RateOfActivity","RE1","S105","Crude Oil Extraction",1,2044,null,null,null,null,null,350.61488000000003]
["BAU","RateOfActivity","RE1","S106","Crude Oil Extraction",1,2044,null,null,null,null,null,350.61488000000003]
["BAU","RateOfActivity","RE1","S107","Crude Oil Extraction",1,2044,null,null,null,null,null,350.61488000000003]
["BAU","RateOfActivity","RE1","S108","Crude Oil Extraction",1,2044,null,null,null,null,null,350.61488000000003]
["BAU","RateOfActivity","RE1","S101","Crude Oil Extraction",1,2045,null,null,null,null,null,350.61488000000003]
["BAU","RateOfActivity","RE1","S102","Crude Oil Extraction",1,2045,null,null,null,null,null,350.61488000000003]
["BAU","RateOfActivity","RE1","S103","Crude Oil Extraction",1,2045,null,null,null,null,null,350.61488000000003]
["BAU","RateOfActivity","RE1","S104","Crude Oil Extraction",1,2045,null,null,null,null,null,350.61488000000003]
["BAU","RateOfActivity","RE1","S105","Crude Oil Extraction",1,2045,null,null,null,null,null,350.61488000000003]
["BAU","RateOfActivity","RE1","S106","Crude Oil Extraction",1,2045,null,null,null,null,null,350.61488000000003]
["BAU","RateOfActivity","RE1","S107","Crude Oil Extraction",1,2045,null,null,null,null,null,350.61488000000003]
["BAU","RateOfActivity","RE1","S108","Crude Oil Extraction",1,2045,null,null,null,null,null,350.61488000000003]
["BAU","RateOfActivity","RE1","S101","Crude Oil Extraction",1,2046,null,null,null,null,null,350.61488000000003]
["BAU","RateOfActivity","RE1","S102","Crude Oil Extraction",1,2046,null,null,null,null,null,350.61488000000003]
["BAU","RateOfActivity","RE1","S103","Crude Oil Extraction",1,2046,null,null,null,null,null,350.61488000000003]
["BAU","RateOfActivity","RE1","S104","Crude Oil Extraction",1,2046,null,null,null,null,null,350.61488000000003]
["BAU","RateOfActivity","RE1","S105","Crude Oil Extraction",1,2046,null,null,null,null,null,350.61488000000003]
["BAU","RateOfActivity","RE1","S106","Crude Oil Extraction",1,2046,null,null,null,null,null,350.61488000000003]
["BAU","RateOfActivity","RE1","S107","Crude Oil Extraction",1,2046,null,null,null,null,null,350.61488000000003]
["BAU","RateOfActivity","RE1","S108","Crude Oil Extraction",1,2046,null,null,null,null,null,350.61488000000003]
["BAU","RateOfActivity","RE1","S101","Crude Oil Extraction",1,2047,null,null,null,null,null,350.61488000000003]
["BAU","RateOfActivity","RE1","S102","Crude Oil Extraction",1,2047,null,null,null,null,null,350.61488000000003]
["BAU","RateOfActivity","RE1","S103","Crude Oil Extraction",1,2047,null,null,null,null,null,350.61488000000003]
["BAU","RateOfActivity","RE1","S104","Crude Oil Extraction",1,2047,null,null,null,null,null,350.61488000000003]
["BAU","RateOfActivity","RE1","S105","Crude Oil Extraction",1,2047,null,null,null,null,null,350.61488000000003]
["BAU","RateOfActivity","RE1","S106","Crude Oil Extraction",1,2047,null,null,null,null,null,350.61488000000003]
["BAU","RateOfActivity","RE1","S107","Crude Oil Extraction",1,2047,null,null,null,null,null,350.61488000000003]
["BAU","RateOfActivity","RE1","S108","Crude Oil Extraction",1,2047,null,null,null,null,null,350.61488000000003]
["BAU","RateOfActivity","RE1","S101","Crude Oil Extraction",1,2048,null,null,null,null,null,350.61488000000003]
["BAU","RateOfActivity","RE1","S102","Crude Oil Extraction",1,2048,null,null,null,null,null,350.61488000000003]
["BAU","RateOfActivity","RE1","S103","Crude Oil Extraction",1,2048,null,null,null,null,null,350.61488000000003]
["BAU","RateOfActivity","RE1","S104","Crude Oil Extraction",1,2048,null,null,null,null,null,350.61488000000003]
["BAU","RateOfActivity","RE1","S105","Crude Oil Extraction",1,2048,null,null,null,null,null,350.61488000000003]
["BAU","RateOfActivity","RE1","S106","Crude Oil Extraction",1,2048,null,null,null,null,null,350.61488000000003]
["BAU","RateOfActivity","RE1","S107","Crude Oil Extraction",1,2048,null,null,null,null,null,350.61488000000003]
["BAU","RateOfActivity","RE1","S108","Crude Oil Extraction",1,2048,null,null,null,null,null,350.61488000000003]
["BAU","RateOfActivity","RE1","S102","Biomass Imports",1,2015,null,null,null,null,null,1688.0895]
["BAU","RateOfActivity","RE1","S108","Biomass Imports",1,2015,null,null,null,null,null,616.62624000000005]
["BAU","RateOfActivity","RE1","S104","Biomass Imports",1,2016,null,null,null,null,null,1123.9372000000001]
["BAU","RateOfActivity","RE1","S107","Biomass Imports",1,2016,null,null,null,null,null,1760.5625]
["BAU","RateOfActivity","RE1","S103","Biomass Imports",1,2017,null,null,null,null,null,1834.1170999999999]
["BAU","RateOfActivity","RE1","S106","Biomass Imports",1,2017,null,null,null,null,null,1638.8197]
["BAU","RateOfActivity","RE1","S102","Biomass Imports",1,2018,null,null,null,null,null,288.33326]
["BAU","RateOfActivity","RE1","S104","Biomass Imports",1,2018,null,null,null,null,null,1914.7221999999999]
["BAU","RateOfActivity","RE1","S108","Biomass Imports",1,2018,null,null,null,null,null,1914.7221999999999]
["BAU","RateOfActivity","RE1","S101","Biomass Imports",1,2019,null,null,null,null,null,782.62896999999998]
["BAU","RateOfActivity","RE1","S102","Biomass Imports",1,2019,null,null,null,null,null,1997.1048000000001]
["BAU","RateOfActivity","RE1","S105","Biomass Imports",1,2019,null,null,null,null,null,1997.1048000000001]
["BAU","RateOfActivity","RE1","S101","Biomass Imports",1,2020,null,null,null,null,null,2083.0108]
["BAU","RateOfActivity","RE1","S105","Biomass Imports",1,2020,null,null,null,null,null,1298.0649000000001]
["BAU","RateOfActivity","RE1","S106","Biomass Imports",1,2020,null,null,null,null,null,2083.0108]
["BAU","RateOfActivity","RE1","S103","Biomass Imports",1,2021,null,null,null,null,null,1376.4956999999999]
["BAU","RateOfActivity","RE1","S106","Biomass Imports",1,2021,null,null,null,null,null,2096.0826000000002]
["BAU","RateOfActivity","RE1","S108","Biomass Imports",1,2021,null,null,null,null,null,2096.0826000000002]
["BAU","RateOfActivity","RE1","S104","Biomass Imports",1,2022,null,null,null,null,null,1599.1586]
["BAU","RateOfActivity","RE1","S105","Biomass Imports",1,2022,null,null,null,null,null,1389.2286999999999]
["BAU","RateOfActivity","RE1","S106","Biomass Imports",1,2022,null,null,null,null,null,2098.2048]
["BAU","RateOfActivity","RE1","S102","Biomass Imports",1,2023,null,null,null,null,null,2126.2927]
["BAU","RateOfActivity","RE1","S105","Biomass Imports",1,2023,null,null,null,null,null,2126.2927]
["BAU","RateOfActivity","RE1","S107","Biomass Imports",1,2023,null,null,null,null,null,1557.7564]
["BAU","RateOfActivity","RE1","S102","Biomass Imports",1,2024,null,null,null,null,null,1659.4398000000001]
["BAU","RateOfActivity","RE1","S103","Biomass Imports",1,2024,null,null,null,null,null,2143.2399999999998]
["BAU","RateOfActivity","RE1","S107","Biomass Imports",1,2024,null,null,null,null,null,2143.2399999999998]
["BAU","RateOfActivity","RE1","S105","Biomass Imports",1,2025,null,null,null,null,null,1768.0555999999999]
["BAU","RateOfActivity","RE1","S106","Biomass Imports",1,2025,null,null,null,null,null,2161.3425999999999]
["BAU","RateOfActivity","RE1","S107","Biomass Imports",1,2025,null,null,null,null,null,2161.3425999999999]
["BAU","RateOfActivity","RE1","S103","Biomass Imports",1,2026,null,null,null,null,null,2174.7890000000002]
["BAU","RateOfActivity","RE1","S106","Biomass Imports",1,2026,null,null,null,null,null,2174.7890000000002]
["BAU","RateOfActivity","RE1","S108","Biomass Imports",1,2026,null,null,null,null,null,1848.7342000000001]
["BAU","RateOfActivity","RE1","S101","Biomass Imports",1,2027,null,null,null,null,null,1938.9719]
["BAU","RateOfActivity","RE1","S107","Biomass Imports",1,2027,null,null,null,null,null,2189.8287]
["BAU","RateOfActivity","RE1","S108","Biomass Imports",1,2027,null,null,null,null,null,2189.8287]
["BAU","RateOfActivity","RE1","S101","Biomass Imports",1,2028,null,null,null,null,null,2037.8403000000001]
["BAU","RateOfActivity","RE1","S104","Biomass Imports",1,2028,null,null,null,null,null,2206.3067000000001]
["BAU","RateOfActivity","RE1","S108","Biomass Imports",1,2028,null,null,null,null,null,2206.3067000000001]
["BAU","RateOfActivity","RE1","S104","Biomass Imports",1,2029,null,null,null,null,null,2224.0857999999998]
["BAU","RateOfActivity","RE1","S106","Biomass Imports",1,2029,null,null,null,null,null,2224.0857999999998]
["BAU","RateOfActivity","RE1","S108","Biomass Imports",1,2029,null,null,null,null,null,2144.5149000000001]
["BAU","RateOfActivity","RE1","S102","Biomass Imports",1,2030,null,null,null,null,null,2243.0553]
["BAU","RateOfActivity","RE1","S104","Biomass Imports",1,2030,null,null,null,null,null,2243.0553]
["BAU","RateOfActivity","RE1","S106","Biomass Imports",1,2030,null,null,null,null,null,2243.0553]
["BAU","RateOfActivity","RE1","S108","Biomass Imports",1,2030,null,null,null,null,null,15.276358]
["BAU","RateOfActivity","RE1","S102","Biomass Imports",1,2031,null,null,null,null,null,14.185677999999999]
["BAU","RateOfActivity","RE1","S103","Biomass Imports",1,2031,null,null,null,null,null,2242.8371000000002]
["BAU","RateOfActivity","RE1","S107","Biomass Imports",1,2031,null,null,null,null,null,2242.8371000000002]
["BAU","RateOfActivity","RE1","S108","Biomass Imports",1,2031,null,null,null,null,null,2242.8371000000002]
["BAU","RateOfActivity","RE1","S101","Biomass Imports",1,2032,null,null,null,null,null,2243.3215]
["BAU","RateOfActivity","RE1","S102","Biomass Imports",1,2032,null,null,null,null,null,16.607613000000001]
["BAU","RateOfActivity","RE1","S107","Biomass Imports",1,2032,null,null,null,null,null,2243.3215]
["BAU","RateOfActivity","RE1","S108","Biomass Imports",1,2032,null,null,null,null,null,2243.3215]
["BAU","RateOfActivity","RE1","S101","Biomass Imports",1,2033,null,null,null,null,null,2244.4052000000001]
["BAU","RateOfActivity","RE1","S103","Biomass Imports",1,2033,null,null,null,null,null,2244.4052000000001]
["BAU","RateOfActivity","RE1","S107","Biomass Imports",1,2033,null,null,null,null,null,22.025836999999999]
["BAU","RateOfActivity","RE1","S108","Biomass Imports",1,2033,null,null,null,null,null,2244.4052000000001]
["BAU","RateOfActivity","RE1","S102","Biomass Imports",1,2034,null,null,null,null,null,30.036828]
["BAU","RateOfActivity","RE1","S104","Biomass Imports",1,2034,null,null,null,null,null,2246.0074]
["BAU","RateOfActivity","RE1","S106","Biomass Imports",1,2034,null,null,null,null,null,2246.0074]
["BAU","RateOfActivity","RE1","S108","Biomass Imports",1,2034,null,null,null,null,null,2246.0074]
["BAU","RateOfActivity","RE1","S102","Biomass Imports",1,2035,null,null,null,null,null,177.2234]
["BAU","RateOfActivity","RE1","S104","Biomass Imports",1,2035,null,null,null,null,null,2275.4447]
["BAU","RateOfActivity","RE1","S106","Biomass Imports",1,2035,null,null,null,null,null,2275.4447]
["BAU","RateOfActivity","RE1","S107","Biomass Imports",1,2035,null,null,null,null,null,2275.4447]
["BAU","RateOfActivity","RE1","S101","Biomass Imports",1,2036,null,null,null,null,null,222.47246999999999]
["BAU","RateOfActivity","RE1","S105","Biomass Imports",1,2036,null,null,null,null,null,2284.4944999999998]
["BAU","RateOfActivity","RE1","S106","Biomass Imports",1,2036,null,null,null,null,null,2284.4944999999998]
["BAU","RateOfActivity","RE1","S108","Biomass Imports",1,2036,null,null,null,null,null,2284.4944999999998]
["BAU","RateOfActivity","RE1","S102","Biomass Imports",1,2037,null,null,null,null,null,2293.3629000000001]
["BAU","RateOfActivity","RE1","S104","Biomass Imports",1,2037,null,null,null,null,null,2293.3629000000001]
["BAU","RateOfActivity","RE1","S107","Biomass Imports",1,2037,null,null,null,null,null,2293.3629000000001]
["BAU","RateOfActivity","RE1","S108","Biomass Imports",1,2037,null,null,null,null,null,266.81450999999998]
["BAU","RateOfActivity","RE1","S101","Biomass Imports",1,2038,null,null,null,null,null,2302.0880000000002]
["BAU","RateOfActivity","RE1","S102","Biomass Imports",1,2038,null,null,null,null,null,310.43986000000001]
["BAU","RateOfActivity","RE1","S103","Biomass Imports",1,2038,null,null,null,null,null,2302.0880000000002]
["BAU","RateOfActivity","RE1","S108","Biomass Imports",1,2038,null,null,null,null,null,2302.0880000000002]
["BAU","RateOfActivity","RE1","S101","Biomass Imports",1,2039,null,null,null,null,null,2310.7073]
["BAU","RateOfActivity","RE1","S102","Biomass Imports",1,2039,null,null,null,null,null,2310.7073]
["BAU","RateOfActivity","RE1","S103","Biomass Imports",1,2039,null,null,null,null,null,353.53669000000002]
["BAU","RateOfActivity","RE1","S104","Biomass Imports",1,2039,null,null,null,null,null,2310.7073]
["BAU","RateOfActivity","RE1","S102","Biomass Imports",1,2040,null,null,null,null,null,396.25184999999999]
["BAU","RateOfActivity","RE1","S103","Biomass Imports",1,2040,null,null,null,null,null,2319.2503999999999]
["BAU","RateOfActivity","RE1","S105","Biomass Imports",1,2040,null,null,null,null,null,2319.2503999999999]
["BAU","RateOfActivity","RE1","S107","Biomass Imports",1,2040,null,null,null,null,null,2319.2503999999999]
["BAU","RateOfActivity","RE1","S102","Biomass Imports",1,2041,null,null,null,null,null,376.64836000000003]
["BAU","RateOfActivity","RE1","S104","Biomass Imports",1,2041,null,null,null,null,null,2315.3296999999998]
["BAU","RateOfActivity","RE1","S105","Biomass Imports",1,2041,null,null,null,null,null,2315.3296999999998]
["BAU","RateOfActivity","RE1","S108","Biomass Imports",1,2041,null,null,null,null,null,2315.3296999999998]
["BAU","RateOfActivity","RE1","S101","Biomass Imports",1,2042,null,null,null,null,null,2314.2498000000001]
["BAU","RateOfActivity","RE1","S102","Biomass Imports",1,2042,null,null,null,null,null,2314.2498000000001]
["BAU","RateOfActivity","RE1","S105","Biomass Imports",1,2042,null,null,null,null,null,371.24885999999998]
["BAU","RateOfActivity","RE1","S107","Biomass Imports",1,2042,null,null,null,null,null,2292.4229]
["BAU","RateOfActivity","RE1","S103","Biomass Imports",1,2043,null,null,null,null,null,2307.8202999999999]
["BAU","RateOfActivity","RE1","S105","Biomass Imports",1,2043,null,null,null,null,null,339.10126000000002]
["BAU","RateOfActivity","RE1","S106","Biomass Imports",1,2043,null,null,null,null,null,2307.8202999999999]
["BAU","RateOfActivity","RE1","S107","Biomass Imports",1,2043,null,null,null,null,null,2307.8202999999999]
["BAU","RateOfActivity","RE1","S101","Biomass Imports",1,2044,null,null,null,null,null,2304.2199000000001]
["BAU","RateOfActivity","RE1","S105","Biomass Imports",1,2044,null,null,null,null,null,2304.2199000000001]
["BAU","RateOfActivity","RE1","S107","Biomass Imports",1,2044,null,null,null,null,null,2304.2199000000001]
["BAU","RateOfActivity","RE1","S108","Biomass Imports",1,2044,null,null,null,null,null,321.09951999999998]
["BAU","RateOfActivity","RE1","S103","Biomass Imports",1,2045,null,null,null,null,null,2300.7024000000001]
["BAU","RateOfActivity","RE1","S104","Biomass Imports",1,2045,null,null,null,null,null,2300.7024000000001]
["BAU","RateOfActivity","RE1","S105","Biomass Imports",1,2045,null,null,null,null,null,2300.7024000000001]
["BAU","RateOfActivity","RE1","S106","Biomass Imports",1,2045,null,null,null,null,null,303.51188000000002]
["BAU","RateOfActivity","RE1","S101","Biomass Imports",1,2046,null,null,null,null,null,2298.1489000000001]
["BAU","RateOfActivity","RE1","S104","Biomass Imports",1,2046,null,null,null,null,null,2298.1489000000001]
["BAU","RateOfActivity","RE1","S107","Biomass Imports",1,2046,null,null,null,null,null,290.74461000000002]
["BAU","RateOfActivity","RE1","S108","Biomass Imports",1,2046,null,null,null,null,null,2298.1489000000001]
["BAU","RateOfActivity","RE1","S103","Biomass Imports",1,2047,null,null,null,null,null,278.04662000000002]
["BAU","RateOfActivity","RE1","S105","Biomass Imports",1,2047,null,null,null,null,null,2295.6093000000001]
["BAU","RateOfActivity","RE1","S106","Biomass Imports",1,2047,null,null,null,null,null,2295.6093000000001]
["BAU","RateOfActivity","RE1","S108","Biomass Imports",1,2047,null,null,null,null,null,2295.6093000000001]
["BAU","RateOfActivity","RE1","S101","Biomass Imports",1,2048,null,null,null,null,null,2293.0774999999999]
["BAU","RateOfActivity","RE1","S103","Biomass Imports",1,2048,null,null,null,null,null,2293.0774999999999]
["BAU","RateOfActivity","RE1","S104","Biomass Imports",1,2048,null,null,null,null,null,2293.0774999999999]
["BAU","RateOfActivity","RE1","S108","Biomass Imports",1,2048,null,null,null,null,null,265.38765999999998]
["BAU","RateOfActivity","RE1","S101","Biomass Imports",1,2049,null,null,null,null,null,2290.5454]
["BAU","RateOfActivity","RE1","S103","Biomass Imports",1,2049,null,null,null,null,null,2290.5454]
["BAU","RateOfActivity","RE1","S107","Biomass Imports",1,2049,null,null,null,null,null,2290.5454]
["BAU","RateOfActivity","RE1","S108","Biomass Imports",1,2049,null,null,null,null,null,252.72712999999999]
["BAU","RateOfActivity","RE1","S101","Biomass Imports",1,2050,null,null,null,null,null,240.03165999999999]
["BAU","RateOfActivity","RE1","S105","Biomass Imports",1,2050,null,null,null,null,null,2288.0063]
["BAU","RateOfActivity","RE1","S106","Biomass Imports",1,2050,null,null,null,null,null,2288.0063]
["BAU","RateOfActivity","RE1","S107","Biomass Imports",1,2050,null,null,null,null,null,2288.0063]
["BAU","RateOfActivity","RE1","S101","Biomass Imports",1,2051,null,null,null,null,null,2284.6887000000002]
["BAU","RateOfActivity","RE1","S102","Biomass Imports",1,2051,null,null,null,null,null,223.44368]
["BAU","RateOfActivity","RE1","S103","Biomass Imports",1,2051,null,null,null,null,null,2284.6887000000002]
["BAU","RateOfActivity","RE1","S107","Biomass Imports",1,2051,null,null,null,null,null,2284.6887000000002]
["BAU","RateOfActivity","RE1","S101","Biomass Imports",1,2052,null,null,null,null,null,2261.7714000000001]
["BAU","RateOfActivity","RE1","S105","Biomass Imports",1,2052,null,null,null,null,null,2284.1668]
["BAU","RateOfActivity","RE1","S106","Biomass Imports",1,2052,null,null,null,null,null,2284.1668]
["BAU","RateOfActivity","RE1","S108","Biomass Imports",1,2052,null,null,null,null,null,220.83421000000001]
["BAU","RateOfActivity","RE1","S102","Biomass Imports",1,2053,null,null,null,null,null,190.16931]
["BAU","RateOfActivity","RE1","S105","Biomass Imports",1,2053,null,null,null,null,null,2278.0338999999999]
["BAU","RateOfActivity","RE1","S107","Biomass Imports",1,2053,null,null,null,null,null,2278.0338999999999]
["BAU","RateOfActivity","RE1","S108","Biomass Imports",1,2053,null,null,null,null,null,2278.0338999999999]
["BAU","RateOfActivity","RE1","S101","Biomass Imports",1,2054,null,null,null,null,null,2274.6786000000002]
["BAU","RateOfActivity","RE1","S102","Biomass Imports",1,2054,null,null,null,null,null,2274.6786000000002]
["BAU","RateOfActivity","RE1","S103","Biomass Imports",1,2054,null,null,null,null,null,173.39277999999999]
["BAU","RateOfActivity","RE1","S105","Biomass Imports",1,2054,null,null,null,null,null,2274.6786000000002]
["BAU","RateOfActivity","RE1","S101","Biomass Imports",1,2055,null,null,null,null,null,2271.2957999999999]
["BAU","RateOfActivity","RE1","S102","Biomass Imports",1,2055,null,null,null,null,null,2271.2957999999999]
["BAU","RateOfActivity","RE1","S104","Biomass Imports",1,2055,null,null,null,null,null,156.47910999999999]
["BAU","RateOfActivity","RE1","S106","Biomass Imports",1,2055,null,null,null,null,null,2271.2957999999999]
["BAU","RateOfActivity","RE1","S103","Biomass Imports",1,2056,null,null,null,null,null,139.42734999999999]
["BAU","RateOfActivity","RE1","S105","Biomass Imports",1,2056,null,null,null,null,null,2267.8854999999999]
["BAU","RateOfActivity","RE1","S106","Biomass Imports",1,2056,null,null,null,null,null,2267.8854999999999]
["BAU","RateOfActivity","RE1","S108","Biomass Imports",1,2056,null,null,null,null,null,2267.8854999999999]
["BAU","RateOfActivity","RE1","S104","Biomass Imports",1,2057,null,null,null,null,null,2264.4497000000001]
["BAU","RateOfActivity","RE1","S105","Biomass Imports",1,2057,null,null,null,null,null,122.24848]
["BAU","RateOfActivity","RE1","S107","Biomass Imports",1,2057,null,null,null,null,null,2264.4497000000001]
["BAU","RateOfActivity","RE1","S108","Biomass Imports",1,2057,null,null,null,null,null,2264.4497000000001]
["BAU","RateOfActivity","RE1","S102","Biomass Imports",1,2058,null,null,null,null,null,2260.9886999999999]
["BAU","RateOfActivity","RE1","S104","Biomass Imports",1,2058,null,null,null,null,null,2260.9886999999999]
["BAU","RateOfActivity","RE1","S105","Biomass Imports",1,2058,null,null,null,null,null,2260.9886999999999]
["BAU","RateOfActivity","RE1","S108","Biomass Imports",1,2058,null,null,null,null,null,104.94345]
["BAU","RateOfActivity","RE1","S101","Biomass Imports",1,2059,null,null,null,null,null,87.516042999999996]
["BAU","RateOfActivity","RE1","S102","Biomass Imports",1,2059,null,null,null,null,null,2257.5032000000001]
["BAU","RateOfActivity","RE1","S104","Biomass Imports",1,2059,null,null,null,null,null,2257.5032000000001]
["BAU","RateOfActivity","RE1","S106","Biomass Imports",1,2059,null,null,null,null,null,2257.5032000000001]
["BAU","RateOfActivity","RE1","S104","Biomass Imports",1,2060,null,null,null,null,null,2253.9949000000001]
["BAU","RateOfActivity","RE1","S105","Biomass Imports",1,2060,null,null,null,null,null,2253.9949000000001]
["BAU","RateOfActivity","RE1","S106","Biomass Imports",1,2060,null,null,null,null,null,2253.9949000000001]
["BAU","RateOfActivity","RE1","S107","Biomass Imports",1,2060,null,null,null,null,null,69.974526999999995]
["BAU","RateOfActivity","RE1","S101","Biomass Imports",1,2061,null,null,null,null,null,2249.6188000000002]
["BAU","RateOfActivity","RE1","S103","Biomass Imports",1,2061,null,null,null,null,null,2249.6188000000002]
["BAU","RateOfActivity","RE1","S105","Biomass Imports",1,2061,null,null,null,null,null,2249.6188000000002]
["BAU","RateOfActivity","RE1","S107","Biomass Imports",1,2061,null,null,null,null,null,48.093949000000002]
["BAU","RateOfActivity","RE1","S101","Biomass Imports",1,2062,null,null,null,null,null,14.970217999999999]
["BAU","RateOfActivity","RE1","S102","Biomass Imports",1,2062,null,null,null,null,null,2248.9454999999998]
["BAU","RateOfActivity","RE1","S104","Biomass Imports",1,2062,null,null,null,null,null,2248.9454999999998]
["BAU","RateOfActivity","RE1","S107","Biomass Imports",1,2062,null,null,null,null,null,2248.9454999999998]
["BAU","RateOfActivity","RE1","S101","Biomass Imports",1,2063,null,null,null,null,null,2240.8207000000002]
["BAU","RateOfActivity","RE1","S104","Biomass Imports",1,2063,null,null,null,null,null,4.1034211999999997]
["BAU","RateOfActivity","RE1","S106","Biomass Imports",1,2063,null,null,null,null,null,2240.8207000000002]
["BAU","RateOfActivity","RE1","S107","Biomass Imports",1,2063,null,null,null,null,null,2240.8207000000002]
["BAU","RateOfActivity","RE1","S102","Biomass Imports",1,2064,null,null,null,null,null,2218.4495999999999]
["BAU","RateOfActivity","RE1","S103","Biomass Imports",1,2064,null,null,null,null,null,2236.4083000000001]
["BAU","RateOfActivity","RE1","S107","Biomass Imports",1,2064,null,null,null,null,null,2236.4083000000001]
["BAU","RateOfActivity","RE1","S103","Biomass Imports",1,2065,null,null,null,null,null,2231.9926]
["BAU","RateOfActivity","RE1","S105","Biomass Imports",1,2065,null,null,null,null,null,2191.9557]
["BAU","RateOfActivity","RE1","S108","Biomass Imports",1,2065,null,null,null,null,null,2231.9926]
["BAU","RateOfActivity","RE1","S101","Biomass Imports",1,2066,null,null,null,null,null,2165.4515000000001]
["BAU","RateOfActivity","RE1","S103","Biomass Imports",1,2066,null,null,null,null,null,2227.5753]
["BAU","RateOfActivity","RE1","S108","Biomass Imports",1,2066,null,null,null,null,null,2227.5753]
["BAU","RateOfActivity","RE1","S103","Biomass Imports",1,2067,null,null,null,null,null,2223.1572000000001]
["BAU","RateOfActivity","RE1","S104","Biomass Imports",1,2067,null,null,null,null,null,2138.9429]
["BAU","RateOfActivity","RE1","S108","Biomass Imports",1,2067,null,null,null,null,null,2223.1572000000001]
["BAU","RateOfActivity","RE1","S102","Biomass Imports",1,2068,null,null,null,null,null,2218.7402000000002]
["BAU","RateOfActivity","RE1","S103","Biomass Imports",1,2068,null,null,null,null,null,2218.7402000000002]
["BAU","RateOfActivity","RE1","S107","Biomass Imports",1,2068,null,null,null,null,null,2112.4409000000001]
["BAU","RateOfActivity","RE1","S101","Biomass Imports",1,2069,null,null,null,null,null,2214.3261000000002]
["BAU","RateOfActivity","RE1","S103","Biomass Imports",1,2069,null,null,null,null,null,2085.9566]
["BAU","RateOfActivity","RE1","S104","Biomass Imports",1,2069,null,null,null,null,null,2214.3261000000002]
["BAU","RateOfActivity","RE1","S101","Biomass Imports",1,2070,null,null,null,null,null,2059.4942000000001]
["BAU","RateOfActivity","RE1","S106","Biomass Imports",1,2070,null,null,null,null,null,2209.9157]
["BAU","RateOfActivity","RE1","S107","Biomass Imports",1,2070,null,null,null,null,null,2209.9157]
["BAU","RateOfActivity","RE1","S101","Biomass Extraction",1,2015,null,null,null,null,null,1688.0895]
["BAU","RateOfActivity","RE1","S103","Biomass Extraction",1,2015,null,null,null,null,null,1688.0895]
["BAU","RateOfActivity","RE1","S104","Biomass Extraction",1,2015,null,null,null,null,null,1688.0895]
["BAU","RateOfActivity","RE1","S105","Biomass Extraction",1,2015,null,null,null,null,null,1688.0895]
["BAU","RateOfActivity","RE1","S106","Biomass Extraction",1,2015,null,null,null,null,null,1688.0895]
["BAU","RateOfActivity","RE1","S107","Biomass Extraction",1,2015,null,null,null,null,null,1688.0895]
["BAU","RateOfActivity","RE1","S108","Biomass Extraction",1,2015,null,null,null,null,null,1071.4631999999999]
["BAU","RateOfActivity","RE1","S101","Biomass Extraction",1,2016,null,null,null,null,null,1760.5625]
["BAU","RateOfActivity","RE1","S102","Biomass Extraction",1,2016,null,null,null,null,null,1760.5625]
["BAU","RateOfActivity","RE1","S103","Biomass Extraction",1,2016,null,null,null,null,null,1760.5625]
["BAU","RateOfActivity","RE1","S104","Biomass Extraction",1,2016,null,null,null,null,null,636.62521000000004]
["BAU","RateOfActivity","RE1","S105","Biomass Extraction",1,2016,null,null,null,null,null,1760.5625]
["BAU","RateOfActivity","RE1","S106","Biomass Extraction",1,2016,null,null,null,null,null,1760.5625]
["BAU","RateOfActivity","RE1","S108","Biomass Extraction",1,2016,null,null,null,null,null,1760.5625]
["BAU","RateOfActivity","RE1","S101","Biomass Extraction",1,2017,null,null,null,null,null,1834.1170999999999]
["BAU","RateOfActivity","RE1","S102","Biomass Extraction",1,2017,null,null,null,null,null,1834.1170999999999]
["BAU","RateOfActivity","RE1","S104","Biomass Extraction",1,2017,null,null,null,null,null,1834.1170999999999]
["BAU","RateOfActivity","RE1","S105","Biomass Extraction",1,2017,null,null,null,null,null,1834.1170999999999]
["BAU","RateOfActivity","RE1","S106","Biomass Extraction",1,2017,null,null,null,null,null,195.29736]
["BAU","RateOfActivity","RE1","S107","Biomass Extraction",1,2017,null,null,null,null,null,1834.1170999999999]
["BAU","RateOfActivity","RE1","S108","Biomass Extraction",1,2017,null,null,null,null,null,1834.1170999999999]
["BAU","RateOfActivity","RE1","S101","Biomass Extraction",1,2018,null,null,null,null,null,1914.7221999999999]
["BAU","RateOfActivity","RE1","S102","Biomass Extraction",1,2018,null,null,null,null,null,1626.3889999999999]
["BAU","RateOfActivity","RE1","S103","Biomass Extraction",1,2018,null,null,null,null,null,1914.7221999999999]
["BAU","RateOfActivity","RE1","S105","Biomass Extraction",1,2018,null,null,null,null,null,1914.7221999999999]
["BAU","RateOfActivity","RE1","S106","Biomass Extraction",1,2018,null,null,null,null,null,1914.7221999999999]
["BAU","RateOfActivity","RE1","S107","Biomass Extraction",1,2018,null,null,null,null,null,1914.7221999999999]
["BAU","RateOfActivity","RE1","S101","Biomass Extraction",1,2019,null,null,null,null,null,1214.4758999999999]
["BAU","RateOfActivity","RE1","S103","Biomass Extraction",1,2019,null,null,null,null,null,1997.1048000000001]
["BAU","RateOfActivity","RE1","S104","Biomass Extraction",1,2019,null,null,null,null,null,1997.1048000000001]
["BAU","RateOfActivity","RE1","S106","Biomass Extraction",1,2019,null,null,null,null,null,1997.1048000000001]
["BAU","RateOfActivity","RE1","S107","Biomass Extraction",1,2019,null,null,null,null,null,1997.1048000000001]
["BAU","RateOfActivity","RE1","S108","Biomass Extraction",1,2019,null,null,null,null,null,1997.1048000000001]
["BAU","RateOfActivity","RE1","S102","Biomass Extraction",1,2020,null,null,null,null,null,2083.0108]
["BAU","RateOfActivity","RE1","S103","Biomass Extraction",1,2020,null,null,null,null,null,2083.0108]
["BAU","RateOfActivity","RE1","S104","Biomass Extraction",1,2020,null,null,null,null,null,2083.0108]
["BAU","RateOfActivity","RE1","S105","Biomass Extraction",1,2020,null,null,null,null,null,784.94587999999999]
["BAU","RateOfActivity","RE1","S107","Biomass Extraction",1,2020,null,null,null,null,null,2083.0108]
["BAU","RateOfActivity","RE1","S108","Biomass Extraction",1,2020,null,null,null,null,null,2083.0108]
["BAU","RateOfActivity","RE1","S101","Biomass Extraction",1,2021,null,null,null,null,null,2096.0826000000002]
["BAU","RateOfActivity","RE1","S102","Biomass Extraction",1,2021,null,null,null,null,null,2096.0826000000002]
["BAU","RateOfActivity","RE1","S103","Biomass Extraction",1,2021,null,null,null,null,null,719.58694000000003]
["BAU","RateOfActivity","RE1","S104","Biomass Extraction",1,2021,null,null,null,null,null,2096.0826000000002]
["BAU","RateOfActivity","RE1","S105","Biomass Extraction",1,2021,null,null,null,null,null,2096.0826000000002]
["BAU","RateOfActivity","RE1","S107","Biomass Extraction",1,2021,null,null,null,null,null,2096.0826000000002]
["BAU","RateOfActivity","RE1","S101","Biomass Extraction",1,2022,null,null,null,null,null,2098.2048]
["BAU","RateOfActivity","RE1","S102","Biomass Extraction",1,2022,null,null,null,null,null,2098.2048]
["BAU","RateOfActivity","RE1","S103","Biomass Extraction",1,2022,null,null,null,null,null,2098.2048]
["BAU","RateOfActivity","RE1","S105","Biomass Extraction",1,2022,null,null,null,null,null,708.97607000000005]
["BAU","RateOfActivity","RE1","S107","Biomass Extraction",1,2022,null,null,null,null,null,2098.2048]
["BAU","RateOfActivity","RE1","S108","Biomass Extraction",1,2022,null,null,null,null,null,2098.2048]
["BAU","RateOfActivity","RE1","S101","Biomass Extraction",1,2023,null,null,null,null,null,2126.2927]
["BAU","RateOfActivity","RE1","S103","Biomass Extraction",1,2023,null,null,null,null,null,2126.2927]
["BAU","RateOfActivity","RE1","S104","Biomass Extraction",1,2023,null,null,null,null,null,2126.2927]
["BAU","RateOfActivity","RE1","S106","Biomass Extraction",1,2023,null,null,null,null,null,2126.2927]
["BAU","RateOfActivity","RE1","S107","Biomass Extraction",1,2023,null,null,null,null,null,568.53633000000002]
["BAU","RateOfActivity","RE1","S108","Biomass Extraction",1,2023,null,null,null,null,null,2126.2927]
["BAU","RateOfActivity","RE1","S101","Biomass Extraction",1,2024,null,null,null,null,null,2143.2399999999998]
["BAU","RateOfActivity","RE1","S102","Biomass Extraction",1,2024,null,null,null,null,null,483.80016000000001]
["BAU","RateOfActivity","RE1","S104","Biomass Extraction",1,2024,null,null,null,null,null,2143.2399999999998]
["BAU","RateOfActivity","RE1","S105","Biomass Extraction",1,2024,null,null,null,null,null,2143.2399999999998]
["BAU","RateOfActivity","RE1","S106","Biomass Extraction",1,2024,null,null,null,null,null,2143.2399999999998]
["BAU","RateOfActivity","RE1","S108","Biomass Extraction",1,2024,null,null,null,null,null,2143.2399999999998]
["BAU","RateOfActivity","RE1","S101","Biomass Extraction",1,2025,null,null,null,null,null,2161.3425999999999]
["BAU","RateOfActivity","RE1","S102","Biomass Extraction",1,2025,null,null,null,null,null,2161.3425999999999]
["BAU","RateOfActivity","RE1","S103","Biomass Extraction",1,2025,null,null,null,null,null,2161.3425999999999]
["BAU","RateOfActivity","RE1","S104","Biomass Extraction",1,2025,null,null,null,null,null,2161.3425999999999]
["BAU","RateOfActivity","RE1","S105","Biomass Extraction",1,2025,null,null,null,null,null,393.28701000000001]
["BAU","RateOfActivity","RE1","S108","Biomass Extraction",1,2025,null,null,null,null,null,2161.3425999999999]
["BAU","RateOfActivity","RE1","S101","Biomass Extraction",1,2026,null,null,null,null,null,2174.7890000000002]
["BAU","RateOfActivity","RE1","S102","Biomass Extraction",1,2026,null,null,null,null,null,2174.7890000000002]
["BAU","RateOfActivity","RE1","S104","Biomass Extraction",1,2026,null,null,null,null,null,2174.7890000000002]
["BAU","RateOfActivity","RE1","S105","Biomass Extraction",1,2026,null,null,null,null,null,2174.7890000000002]
["BAU","RateOfActivity","RE1","S107","Biomass Extraction",1,2026,null,null,null,null,null,2174.7890000000002]
["BAU","RateOfActivity","RE1","S108","Biomass Extraction",1,2026,null,null,null,null,null,326.05484000000001]
["BAU","RateOfActivity","RE1","S101","Biomass Extraction",1,2027,null,null,null,null,null,250.85675000000001]
["BAU","RateOfActivity","RE1","S102","Biomass Extraction",1,2027,null,null,null,null,null,2189.8287]
["BAU","RateOfActivity","RE1","S103","Biomass Extraction",1,2027,null,null,null,null,null,2189.8287]
["BAU","RateOfActivity","RE1","S104","Biomass Extraction",1,2027,null,null,null,null,null,2189.8287]
["BAU","RateOfActivity","RE1","S105","Biomass Extraction",1,2027,null,null,null,null,null,2189.8287]
["BAU","RateOfActivity","RE1","S106","Biomass Extraction",1,2027,null,null,null,null,null,2189.8287]
["BAU","RateOfActivity","RE1","S101","Biomass Extraction",1,2028,null,null,null,null,null,168.46645000000001]
["BAU","RateOfActivity","RE1","S102","Biomass Extraction",1,2028,null,null,null,null,null,2206.3067000000001]
["BAU","RateOfActivity","RE1","S103","Biomass Extraction",1,2028,null,null,null,null,null,2206.3067000000001]
["BAU","RateOfActivity","RE1","S105","Biomass Extraction",1,2028,null,null,null,null,null,2206.3067000000001]
["BAU","RateOfActivity","RE1","S106","Biomass Extraction",1,2028,null,null,null,null,null,2206.3067000000001]
["BAU","RateOfActivity","RE1","S107","Biomass Extraction",1,2028,null,null,null,null,null,2206.3067000000001]
["BAU","RateOfActivity","RE1","S101","Biomass Extraction",1,2029,null,null,null,null,null,2224.0857999999998]
["BAU","RateOfActivity","RE1","S102","Biomass Extraction",1,2029,null,null,null,null,null,2224.0857999999998]
["BAU","RateOfActivity","RE1","S103","Biomass Extraction",1,2029,null,null,null,null,null,2224.0857999999998]
["BAU","RateOfActivity","RE1","S105","Biomass Extraction",1,2029,null,null,null,null,null,2224.0857999999998]
["BAU","RateOfActivity","RE1","S107","Biomass Extraction",1,2029,null,null,null,null,null,2224.0857999999998]
["BAU","RateOfActivity","RE1","S108","Biomass Extraction",1,2029,null,null,null,null,null,79.570903999999999]
["BAU","RateOfActivity","RE1","S101","Biomass Extraction",1,2030,null,null,null,null,null,2243.0553]
["BAU","RateOfActivity","RE1","S103","Biomass Extraction",1,2030,null,null,null,null,null,2243.0553]
["BAU","RateOfActivity","RE1","S105","Biomass Extraction",1,2030,null,null,null,null,null,2243.0553]
["BAU","RateOfActivity","RE1","S107","Biomass Extraction",1,2030,null,null,null,null,null,2243.0553]
["BAU","RateOfActivity","RE1","S108","Biomass Extraction",1,2030,null,null,null,null,null,2227.7788999999998]
["BAU","RateOfActivity","RE1","S101","Biomass Extraction",1,2031,null,null,null,null,null,2242.8371000000002]
["BAU","RateOfActivity","RE1","S102","Biomass Extraction",1,2031,null,null,null,null,null,2228.6514999999999]
["BAU","RateOfActivity","RE1","S104","Biomass Extraction",1,2031,null,null,null,null,null,2242.8371000000002]
["BAU","RateOfActivity","RE1","S105","Biomass Extraction",1,2031,null,null,null,null,null,2242.8371000000002]
["BAU","RateOfActivity","RE1","S106","Biomass Extraction",1,2031,null,null,null,null,null,2242.8371000000002]
["BAU","RateOfActivity","RE1","S102","Biomass Extraction",1,2032,null,null,null,null,null,2226.7139000000002]
["BAU","RateOfActivity","RE1","S103","Biomass Extraction",1,2032,null,null,null,null,null,2243.3215]
["BAU","RateOfActivity","RE1","S104","Biomass Extraction",1,2032,null,null,null,null,null,2243.3215]
["BAU","RateOfActivity","RE1","S105","Biomass Extraction",1,2032,null,null,null,null,null,2243.3215]
["BAU","RateOfActivity","RE1","S106","Biomass Extraction",1,2032,null,null,null,null,null,2243.3215]
["BAU","RateOfActivity","RE1","S102","Biomass Extraction",1,2033,null,null,null,null,null,2244.4052000000001]
["BAU","RateOfActivity","RE1","S104","Biomass Extraction",1,2033,null,null,null,null,null,2244.4052000000001]
["BAU","RateOfActivity","RE1","S105","Biomass Extraction",1,2033,null,null,null,null,null,2244.4052000000001]
["BAU","RateOfActivity","RE1","S106","Biomass Extraction",1,2033,null,null,null,null,null,2244.4052000000001]
["BAU","RateOfActivity","RE1","S107","Biomass Extraction",1,2033,null,null,null,null,null,2222.3793000000001]
["BAU","RateOfActivity","RE1","S101","Biomass Extraction",1,2034,null,null,null,null,null,2246.0074]
["BAU","RateOfActivity","RE1","S102","Biomass Extraction",1,2034,null,null,null,null,null,2215.9704999999999]
["BAU","RateOfActivity","RE1","S103","Biomass Extraction",1,2034,null,null,null,null,null,2246.0074]
["BAU","RateOfActivity","RE1","S105","Biomass Extraction",1,2034,null,null,null,null,null,2246.0074]
["BAU","RateOfActivity","RE1","S107","Biomass Extraction",1,2034,null,null,null,null,null,2246.0074]
["BAU","RateOfActivity","RE1","S101","Biomass Extraction",1,2035,null,null,null,null,null,2275.4447]
["BAU","RateOfActivity","RE1","S102","Biomass Extraction",1,2035,null,null,null,null,null,2098.2213000000002]
["BAU","RateOfActivity","RE1","S103","Biomass Extraction",1,2035,null,null,null,null,null,2275.4447]
["BAU","RateOfActivity","RE1","S105","Biomass Extraction",1,2035,null,null,null,null,null,2275.4447]
["BAU","RateOfActivity","RE1","S108","Biomass Extraction",1,2035,null,null,null,null,null,2275.4447]
["BAU","RateOfActivity","RE1","S101","Biomass Extraction",1,2036,null,null,null,null,null,2062.0219999999999]
["BAU","RateOfActivity","RE1","S102","Biomass Extraction",1,2036,null,null,null,null,null,2284.4944999999998]
["BAU","RateOfActivity","RE1","S103","Biomass Extraction",1,2036,null,null,null,null,null,2284.4944999999998]
["BAU","RateOfActivity","RE1","S104","Biomass Extraction",1,2036,null,null,null,null,null,2284.4944999999998]
["BAU","RateOfActivity","RE1","S107","Biomass Extraction",1,2036,null,null,null,null,null,2284.4944999999998]
["BAU","RateOfActivity","RE1","S101","Biomass Extraction",1,2037,null,null,null,null,null,2293.3629000000001]
["BAU","RateOfActivity","RE1","S103","Biomass Extraction",1,2037,null,null,null,null,null,2293.3629000000001]
["BAU","RateOfActivity","RE1","S105","Biomass Extraction",1,2037,null,null,null,null,null,2293.3629000000001]
["BAU","RateOfActivity","RE1","S106","Biomass Extraction",1,2037,null,null,null,null,null,2293.3629000000001]
["BAU","RateOfActivity","RE1","S108","Biomass Extraction",1,2037,null,null,null,null,null,2026.5483999999999]
["BAU","RateOfActivity","RE1","S102","Biomass Extraction",1,2038,null,null,null,null,null,1991.6481000000001]
["BAU","RateOfActivity","RE1","S104","Biomass Extraction",1,2038,null,null,null,null,null,2302.0880000000002]
["BAU","RateOfActivity","RE1","S105","Biomass Extraction",1,2038,null,null,null,null,null,2302.0880000000002]
["BAU","RateOfActivity","RE1","S106","Biomass Extraction",1,2038,null,null,null,null,null,2302.0880000000002]
["BAU","RateOfActivity","RE1","S107","Biomass Extraction",1,2038,null,null,null,null,null,2302.0880000000002]
["BAU","RateOfActivity","RE1","S103","Biomass Extraction",1,2039,null,null,null,null,null,1957.1705999999999]
["BAU","RateOfActivity","RE1","S105","Biomass Extraction",1,2039,null,null,null,null,null,2310.7073]
["BAU","RateOfActivity","RE1","S106","Biomass Extraction",1,2039,null,null,null,null,null,2310.7073]
["BAU","RateOfActivity","RE1","S107","Biomass Extraction",1,2039,null,null,null,null,null,2310.7073]
["BAU","RateOfActivity","RE1","S108","Biomass Extraction",1,2039,null,null,null,null,null,2310.7073]
["BAU","RateOfActivity","RE1","S101","Biomass Extraction",1,2040,null,null,null,null,null,2319.2503999999999]
["BAU","RateOfActivity","RE1","S102","Biomass Extraction",1,2040,null,null,null,null,null,1922.9984999999999]
["BAU","RateOfActivity","RE1","S104","Biomass Extraction",1,2040,null,null,null,null,null,2319.2503999999999]
["BAU","RateOfActivity","RE1","S106","Biomass Extraction",1,2040,null,null,null,null,null,2319.2503999999999]
["BAU","RateOfActivity","RE1","S108","Biomass Extraction",1,2040,null,null,null,null,null,2319.2503999999999]
["BAU","RateOfActivity","RE1","S101","Biomass Extraction",1,2041,null,null,null,null,null,2315.3296999999998]
["BAU","RateOfActivity","RE1","S102","Biomass Extraction",1,2041,null,null,null,null,null,1938.6813]
["BAU","RateOfActivity","RE1","S103","Biomass Extraction",1,2041,null,null,null,null,null,2315.3296999999998]
["BAU","RateOfActivity","RE1","S106","Biomass Extraction",1,2041,null,null,null,null,null,2315.3296999999998]
["BAU","RateOfActivity","RE1","S107","Biomass Extraction",1,2041,null,null,null,null,null,2315.3296999999998]
["BAU","RateOfActivity","RE1","S103","Biomass Extraction",1,2042,null,null,null,null,null,2314.2498000000001]
["BAU","RateOfActivity","RE1","S104","Biomass Extraction",1,2042,null,null,null,null,null,2314.2498000000001]
["BAU","RateOfActivity","RE1","S105","Biomass Extraction",1,2042,null,null,null,null,null,1943.0009]
["BAU","RateOfActivity","RE1","S106","Biomass Extraction",1,2042,null,null,null,null,null,2314.2498000000001]
["BAU","RateOfActivity","RE1","S108","Biomass Extraction",1,2042,null,null,null,null,null,2314.2498000000001]
["BAU","RateOfActivity","RE1","S101","Biomass Extraction",1,2043,null,null,null,null,null,2307.8202999999999]
["BAU","RateOfActivity","RE1","S102","Biomass Extraction",1,2043,null,null,null,null,null,2307.8202999999999]
["BAU","RateOfActivity","RE1","S104","Biomass Extraction",1,2043,null,null,null,null,null,2307.8202999999999]
["BAU","RateOfActivity","RE1","S105","Biomass Extraction",1,2043,null,null,null,null,null,1968.7190000000001]
["BAU","RateOfActivity","RE1","S108","Biomass Extraction",1,2043,null,null,null,null,null,2307.8202999999999]
["BAU","RateOfActivity","RE1","S102","Biomass Extraction",1,2044,null,null,null,null,null,2304.2199000000001]
["BAU","RateOfActivity","RE1","S103","Biomass Extraction",1,2044,null,null,null,null,null,2304.2199000000001]
["BAU","RateOfActivity","RE1","S104","Biomass Extraction",1,2044,null,null,null,null,null,2304.2199000000001]
["BAU","RateOfActivity","RE1","S106","Biomass Extraction",1,2044,null,null,null,null,null,2304.2199000000001]
["BAU","RateOfActivity","RE1","S108","Biomass Extraction",1,2044,null,null,null,null,null,1983.1204]
["BAU","RateOfActivity","RE1","S101","Biomass Extraction",1,2045,null,null,null,null,null,2300.7024000000001]
["BAU","RateOfActivity","RE1","S102","Biomass Extraction",1,2045,null,null,null,null,null,2300.7024000000001]
["BAU","RateOfActivity","RE1","S106","Biomass Extraction",1,2045,null,null,null,null,null,1997.1904999999999]
["BAU","RateOfActivity","RE1","S107","Biomass Extraction",1,2045,null,null,null,null,null,2300.7024000000001]
["BAU","RateOfActivity","RE1","S108","Biomass Extraction",1,2045,null,null,null,null,null,2300.7024000000001]
["BAU","RateOfActivity","RE1","S102","Biomass Extraction",1,2046,null,null,null,null,null,2298.1489000000001]
["BAU","RateOfActivity","RE1","S103","Biomass Extraction",1,2046,null,null,null,null,null,2298.1489000000001]
["BAU","RateOfActivity","RE1","S105","Biomass Extraction",1,2046,null,null,null,null,null,2298.1489000000001]
["BAU","RateOfActivity","RE1","S106","Biomass Extraction",1,2046,null,null,null,null,null,2298.1489000000001]
["BAU","RateOfActivity","RE1","S107","Biomass Extraction",1,2046,null,null,null,null,null,2007.4042999999999]
["BAU","RateOfActivity","RE1","S101","Biomass Extraction",1,2047,null,null,null,null,null,2295.6093000000001]
["BAU","RateOfActivity","RE1","S102","Biomass Extraction",1,2047,null,null,null,null,null,2295.6093000000001]
["BAU","RateOfActivity","RE1","S103","Biomass Extraction",1,2047,null,null,null,null,null,2017.5626999999999]
["BAU","RateOfActivity","RE1","S104","Biomass Extraction",1,2047,null,null,null,null,null,2295.6093000000001]
["BAU","RateOfActivity","RE1","S107","Biomass Extraction",1,2047,null,null,null,null,null,2295.6093000000001]
["BAU","RateOfActivity","RE1","S102","Biomass Extraction",1,2048,null,null,null,null,null,2293.0774999999999]
["BAU","RateOfActivity","RE1","S105","Biomass Extraction",1,2048,null,null,null,null,null,2293.0774999999999]
["BAU","RateOfActivity","RE1","S106","Biomass Extraction",1,2048,null,null,null,null,null,2293.0774999999999]
["BAU","RateOfActivity","RE1","S107","Biomass Extraction",1,2048,null,null,null,null,null,2293.0774999999999]
["BAU","RateOfActivity","RE1","S108","Biomass Extraction",1,2048,null,null,null,null,null,2027.6899000000001]
["BAU","RateOfActivity","RE1","S102","Biomass Extraction",1,2049,null,null,null,null,null,2290.5454]
["BAU","RateOfActivity","RE1","S104","Biomass Extraction",1,2049,null,null,null,null,null,2290.5454]
["BAU","RateOfActivity","RE1","S105","Biomass Extraction",1,2049,null,null,null,null,null,2290.5454]
["BAU","RateOfActivity","RE1","S106","Biomass Extraction",1,2049,null,null,null,null,null,2290.5454]
["BAU","RateOfActivity","RE1","S108","Biomass Extraction",1,2049,null,null,null,null,null,2037.8182999999999]
["BAU","RateOfActivity","RE1","S101","Biomass Extraction",1,2050,null,null,null,null,null,2047.9747]
["BAU","RateOfActivity","RE1","S102","Biomass Extraction",1,2050,null,null,null,null,null,2288.0063]
["BAU","RateOfActivity","RE1","S103","Biomass Extraction",1,2050,null,null,null,null,null,2288.0063]
["BAU","RateOfActivity","RE1","S104","Biomass Extraction",1,2050,null,null,null,null,null,2288.0063]
["BAU","RateOfActivity","RE1","S108","Biomass Extraction",1,2050,null,null,null,null,null,2288.0063]
["BAU","RateOfActivity","RE1","S102","Biomass Extraction",1,2051,null,null,null,null,null,2061.2451000000001]
["BAU","RateOfActivity","RE1","S104","Biomass Extraction",1,2051,null,null,null,null,null,2284.6887000000002]
["BAU","RateOfActivity","RE1","S105","Biomass Extraction",1,2051,null,null,null,null,null,2284.6887000000002]
["BAU","RateOfActivity","RE1","S106","Biomass Extraction",1,2051,null,null,null,null,null,2284.6887000000002]
["BAU","RateOfActivity","RE1","S108","Biomass Extraction",1,2051,null,null,null,null,null,2284.6887000000002]
["BAU","RateOfActivity","RE1","S102","Biomass Extraction",1,2052,null,null,null,null,null,2284.1668]
["BAU","RateOfActivity","RE1","S103","Biomass Extraction",1,2052,null,null,null,null,null,2284.1668]
["BAU","RateOfActivity","RE1","S104","Biomass Extraction",1,2052,null,null,null,null,null,2284.1668]
["BAU","RateOfActivity","RE1","S107","Biomass Extraction",1,2052,null,null,null,null,null,2284.1668]
["BAU","RateOfActivity","RE1","S108","Biomass Extraction",1,2052,null,null,null,null,null,2063.3326000000002]
["BAU","RateOfActivity","RE1","S101","Biomass Extraction",1,2053,null,null,null,null,null,2278.0338999999999]
["BAU","RateOfActivity","RE1","S102","Biomass Extraction",1,2053,null,null,null,null,null,2087.8645000000001]
["BAU","RateOfActivity","RE1","S103","Biomass Extraction",1,2053,null,null,null,null,null,2278.0338999999999]
["BAU","RateOfActivity","RE1","S104","Biomass Extraction",1,2053,null,null,null,null,null,2278.0338999999999]
["BAU","RateOfActivity","RE1","S106","Biomass Extraction",1,2053,null,null,null,null,null,2278.0338999999999]
["BAU","RateOfActivity","RE1","S103","Biomass Extraction",1,2054,null,null,null,null,null,2101.2858000000001]
["BAU","RateOfActivity","RE1","S104","Biomass Extraction",1,2054,null,null,null,null,null,2274.6786000000002]
["BAU","RateOfActivity","RE1","S106","Biomass Extraction",1,2054,null,null,null,null,null,2274.6786000000002]
["BAU","RateOfActivity","RE1","S107","Biomass Extraction",1,2054,null,null,null,null,null,2274.6786000000002]
["BAU","RateOfActivity","RE1","S108","Biomass Extraction",1,2054,null,null,null,null,null,2274.6786000000002]
["BAU","RateOfActivity","RE1","S103","Biomass Extraction",1,2055,null,null,null,null,null,2271.2957999999999]
["BAU","RateOfActivity","RE1","S104","Biomass Extraction",1,2055,null,null,null,null,null,2114.8166999999999]
["BAU","RateOfActivity","RE1","S105","Biomass Extraction",1,2055,null,null,null,null,null,2271.2957999999999]
["BAU","RateOfActivity","RE1","S107","Biomass Extraction",1,2055,null,null,null,null,null,2271.2957999999999]
["BAU","RateOfActivity","RE1","S108","Biomass Extraction",1,2055,null,null,null,null,null,2271.2957999999999]
["BAU","RateOfActivity","RE1","S101","Biomass Extraction",1,2056,null,null,null,null,null,2267.8854999999999]
["BAU","RateOfActivity","RE1","S102","Biomass Extraction",1,2056,null,null,null,null,null,2267.8854999999999]
["BAU","RateOfActivity","RE1","S103","Biomass Extraction",1,2056,null,null,null,null,null,2128.4580999999998]
["BAU","RateOfActivity","RE1","S104","Biomass Extraction",1,2056,null,null,null,null,null,2267.8854999999999]
["BAU","RateOfActivity","RE1","S107","Biomass Extraction",1,2056,null,null,null,null,null,2267.8854999999999]
["BAU","RateOfActivity","RE1","S101","Biomass Extraction",1,2057,null,null,null,null,null,2264.4497000000001]
["BAU","RateOfActivity","RE1","S102","Biomass Extraction",1,2057,null,null,null,null,null,2264.4497000000001]
["BAU","RateOfActivity","RE1","S103","Biomass Extraction",1,2057,null,null,null,null,null,2264.4497000000001]
["BAU","RateOfActivity","RE1","S105","Biomass Extraction",1,2057,null,null,null,null,null,2142.2012]
["BAU","RateOfActivity","RE1","S106","Biomass Extraction",1,2057,null,null,null,null,null,2264.4497000000001]
["BAU","RateOfActivity","RE1","S101","Biomass Extraction",1,2058,null,null,null,null,null,2260.9886999999999]
["BAU","RateOfActivity","RE1","S103","Biomass Extraction",1,2058,null,null,null,null,null,2260.9886999999999]
["BAU","RateOfActivity","RE1","S106","Biomass Extraction",1,2058,null,null,null,null,null,2260.9886999999999]
["BAU","RateOfActivity","RE1","S107","Biomass Extraction",1,2058,null,null,null,null,null,2260.9886999999999]
["BAU","RateOfActivity","RE1","S108","Biomass Extraction",1,2058,null,null,null,null,null,2156.0452]
["BAU","RateOfActivity","RE1","S101","Biomass Extraction",1,2059,null,null,null,null,null,2169.9872]
["BAU","RateOfActivity","RE1","S103","Biomass Extraction",1,2059,null,null,null,null,null,2257.5032000000001]
["BAU","RateOfActivity","RE1","S105","Biomass Extraction",1,2059,null,null,null,null,null,2257.5032000000001]
["BAU","RateOfActivity","RE1","S107","Biomass Extraction",1,2059,null,null,null,null,null,2257.5032000000001]
["BAU","RateOfActivity","RE1","S108","Biomass Extraction",1,2059,null,null,null,null,null,2257.5032000000001]
["BAU","RateOfActivity","RE1","S101","Biomass Extraction",1,2060,null,null,null,null,null,2253.9949000000001]
["BAU","RateOfActivity","RE1","S102","Biomass Extraction",1,2060,null,null,null,null,null,2253.9949000000001]
["BAU","RateOfActivity","RE1","S103","Biomass Extraction",1,2060,null,null,null,null,null,2253.9949000000001]
["BAU","RateOfActivity","RE1","S107","Biomass Extraction",1,2060,null,null,null,null,null,2184.0203999999999]
["BAU","RateOfActivity","RE1","S108","Biomass Extraction",1,2060,null,null,null,null,null,2253.9949000000001]
["BAU","RateOfActivity","RE1","S102","Biomass Extraction",1,2061,null,null,null,null,null,2249.6188000000002]
["BAU","RateOfActivity","RE1","S104","Biomass Extraction",1,2061,null,null,null,null,null,2249.6188000000002]
["BAU","RateOfActivity","RE1","S106","Biomass Extraction",1,2061,null,null,null,null,null,2249.6188000000002]
["BAU","RateOfActivity","RE1","S107","Biomass Extraction",1,2061,null,null,null,null,null,2201.5248000000001]
["BAU","RateOfActivity","RE1","S108","Biomass Extraction",1,2061,null,null,null,null,null,2249.6188000000002]
["BAU","RateOfActivity","RE1","S101","Biomass Extraction",1,2062,null,null,null,null,null,2204.2179999999998]
["BAU","RateOfActivity","RE1","S103","Biomass Extraction",1,2062,null,null,null,null,null,2248.9454999999998]
["BAU","RateOfActivity","RE1","S105","Biomass Extraction",1,2062,null,null,null,null,null,2248.9454999999998]
["BAU","RateOfActivity","RE1","S106","Biomass Extraction",1,2062,null,null,null,null,null,2248.9454999999998]
["BAU","RateOfActivity","RE1","S108","Biomass Extraction",1,2062,null,null,null,null,null,2248.9454999999998]
["BAU","RateOfActivity","RE1","S102","Biomass Extraction",1,2063,null,null,null,null,null,2240.8207000000002]
["BAU","RateOfActivity","RE1","S103","Biomass Extraction",1,2063,null,null,null,null,null,2240.8207000000002]
["BAU","RateOfActivity","RE1","S104","Biomass Extraction",1,2063,null,null,null,null,null,2236.7172999999998]
["BAU","RateOfActivity","RE1","S105","Biomass Extraction",1,2063,null,null,null,null,null,2240.8207000000002]
["BAU","RateOfActivity","RE1","S108","Biomass Extraction",1,2063,null,null,null,null,null,2240.8207000000002]
["BAU","RateOfActivity","RE1","S101","Biomass Extraction",1,2064,null,null,null,null,null,2236.4083000000001]
["BAU","RateOfActivity","RE1","S102","Biomass Extraction",1,2064,null,null,null,null,null,17.958642999999999]
["BAU","RateOfActivity","RE1","S104","Biomass Extraction",1,2064,null,null,null,null,null,2236.4083000000001]
["BAU","RateOfActivity","RE1","S105","Biomass Extraction",1,2064,null,null,null,null,null,2236.4083000000001]
["BAU","RateOfActivity","RE1","S106","Biomass Extraction",1,2064,null,null,null,null,null,2236.4083000000001]
["BAU","RateOfActivity","RE1","S108","Biomass Extraction",1,2064,null,null,null,null,null,2236.4083000000001]
["BAU","RateOfActivity","RE1","S101","Biomass Extraction",1,2065,null,null,null,null,null,2231.9926]
["BAU","RateOfActivity","RE1","S102","Biomass Extraction",1,2065,null,null,null,null,null,2231.9926]
["BAU","RateOfActivity","RE1","S104","Biomass Extraction",1,2065,null,null,null,null,null,2231.9926]
["BAU","RateOfActivity","RE1","S105","Biomass Extraction",1,2065,null,null,null,null,null,40.036943999999998]
["BAU","RateOfActivity","RE1","S106","Biomass Extraction",1,2065,null,null,null,null,null,2231.9926]
["BAU","RateOfActivity","RE1","S107","Biomass Extraction",1,2065,null,null,null,null,null,2231.9926]
["BAU","RateOfActivity","RE1","S101","Biomass Extraction",1,2066,null,null,null,null,null,62.123719999999999]
["BAU","RateOfActivity","RE1","S102","Biomass Extraction",1,2066,null,null,null,null,null,2227.5753]
["BAU","RateOfActivity","RE1","S104","Biomass Extraction",1,2066,null,null,null,null,null,2227.5753]
["BAU","RateOfActivity","RE1","S105","Biomass Extraction",1,2066,null,null,null,null,null,2227.5753]
["BAU","RateOfActivity","RE1","S106","Biomass Extraction",1,2066,null,null,null,null,null,2227.5753]
["BAU","RateOfActivity","RE1","S107","Biomass Extraction",1,2066,null,null,null,null,null,2227.5753]
["BAU","RateOfActivity","RE1","S101","Biomass Extraction",1,2067,null,null,null,null,null,2223.1572000000001]
["BAU","RateOfActivity","RE1","S102","Biomass Extraction",1,2067,null,null,null,null,null,2223.1572000000001]
["BAU","RateOfActivity","RE1","S104","Biomass Extraction",1,2067,null,null,null,null,null,84.214208999999997]
["BAU","RateOfActivity","RE1","S105","Biomass Extraction",1,2067,null,null,null,null,null,2223.1572000000001]
["BAU","RateOfActivity","RE1","S106","Biomass Extraction",1,2067,null,null,null,null,null,2223.1572000000001]
["BAU","RateOfActivity","RE1","S107","Biomass Extraction",1,2067,null,null,null,null,null,2223.1572000000001]
["BAU","RateOfActivity","RE1","S101","Biomass Extraction",1,2068,null,null,null,null,null,2218.7402000000002]
["BAU","RateOfActivity","RE1","S104","Biomass Extraction",1,2068,null,null,null,null,null,2218.7402000000002]
["BAU","RateOfActivity","RE1","S105","Biomass Extraction",1,2068,null,null,null,null,null,2218.7402000000002]
["BAU","RateOfActivity","RE1","S106","Biomass Extraction",1,2068,null,null,null,null,null,2218.7402000000002]
["BAU","RateOfActivity","RE1","S107","Biomass Extraction",1,2068,null,null,null,null,null,106.29922000000001]
["BAU","RateOfActivity","RE1","S108","Biomass Extraction",1,2068,null,null,null,null,null,2218.7402000000002]
["BAU","RateOfActivity","RE1","S102","Biomass Extraction",1,2069,null,null,null,null,null,2214.3261000000002]
["BAU","RateOfActivity","RE1","S103","Biomass Extraction",1,2069,null,null,null,null,null,128.36953]
["BAU","RateOfActivity","RE1","S105","Biomass Extraction",1,2069,null,null,null,null,null,2214.3261000000002]
["BAU","RateOfActivity","RE1","S106","Biomass Extraction",1,2069,null,null,null,null,null,2214.3261000000002]
["BAU","RateOfActivity","RE1","S107","Biomass Extraction",1,2069,null,null,null,null,null,2214.3261000000002]
["BAU","RateOfActivity","RE1","S108","Biomass Extraction",1,2069,null,null,null,null,null,2214.3261000000002]
["BAU","RateOfActivity","RE1","S101","Biomass Extraction",1,2070,null,null,null,null,null,150.42153999999999]
["BAU","RateOfActivity","RE1","S102","Biomass Extraction",1,2070,null,null,null,null,null,2209.9157]
["BAU","RateOfActivity","RE1","S103","Biomass Extraction",1,2070,null,null,null,null,null,2209.9157]
["BAU","RateOfActivity","RE1","S104","Biomass Extraction",1,2070,null,null,null,null,null,2209.9157]
["BAU","RateOfActivity","RE1","S105","Biomass Extraction",1,2070,null,null,null,null,null,2209.9157]
["BAU","RateOfActivity","RE1","S108","Biomass Extraction",1,2070,null,null,null,null,null,2209.9157]
["BAU","RateOfActivity","RE1","S101","Coal Imports",1,2015,null,null,null,null,null,1972.1012000000001]
["BAU","RateOfActivity","RE1","S102","Coal Imports",1,2015,null,null,null,null,null,1972.1012000000001]
["BAU","RateOfActivity","RE1","S103","Coal Imports",1,2015,null,null,null,null,null,1972.1012000000001]
["BAU","RateOfActivity","RE1","S104","Coal Imports",1,2015,null,null,null,null,null,1972.1012000000001]
["BAU","RateOfActivity","RE1","S105","Coal Imports",1,2015,null,null,null,null,null,1972.1012000000001]
["BAU","RateOfActivity","RE1","S106","Coal Imports",1,2015,null,null,null,null,null,1972.1012000000001]
["BAU","RateOfActivity","RE1","S107","Coal Imports",1,2015,null,null,null,null,null,1972.1012000000001]
["BAU","RateOfActivity","RE1","S108","Coal Imports",1,2015,null,null,null,null,null,1972.1012000000001]
["BAU","RateOfActivity","RE1","S101","Coal Imports",1,2016,null,null,null,null,null,1973.4997000000001]
["BAU","RateOfActivity","RE1","S102","Coal Imports",1,2016,null,null,null,null,null,1973.4997000000001]
["BAU","RateOfActivity","RE1","S103","Coal Imports",1,2016,null,null,null,null,null,1973.4997000000001]
["BAU","RateOfActivity","RE1","S104","Coal Imports",1,2016,null,null,null,null,null,1973.4997000000001]
["BAU","RateOfActivity","RE1","S105","Coal Imports",1,2016,null,null,null,null,null,1973.4997000000001]
["BAU","RateOfActivity","RE1","S106","Coal Imports",1,2016,null,null,null,null,null,1973.4997000000001]
["BAU","RateOfActivity","RE1","S107","Coal Imports",1,2016,null,null,null,null,null,1973.4997000000001]
["BAU","RateOfActivity","RE1","S108","Coal Imports",1,2016,null,null,null,null,null,1973.4997000000001]
["BAU","RateOfActivity","RE1","S101","Coal Imports",1,2017,null,null,null,null,null,1986.1736000000001]
["BAU","RateOfActivity","RE1","S102","Coal Imports",1,2017,null,null,null,null,null,1986.1736000000001]
["BAU","RateOfActivity","RE1","S103","Coal Imports",1,2017,null,null,null,null,null,1986.1736000000001]
["BAU","RateOfActivity","RE1","S104","Coal Imports",1,2017,null,null,null,null,null,1986.1736000000001]
["BAU","RateOfActivity","RE1","S105","Coal Imports",1,2017,null,null,null,null,null,1986.1736000000001]
["BAU","RateOfActivity","RE1","S106","Coal Imports",1,2017,null,null,null,null,null,1986.1736000000001]
["BAU","RateOfActivity","RE1","S107","Coal Imports",1,2017,null,null,null,null,null,1986.1736000000001]
["BAU","RateOfActivity","RE1","S108","Coal Imports",1,2017,null,null,null,null,null,1986.1736000000001]
["BAU","RateOfActivity","RE1","S101","Coal Imports",1,2018,null,null,null,null,null,2017.0199]
["BAU","RateOfActivity","RE1","S102","Coal Imports",1,2018,null,null,null,null,null,2017.0199]
["BAU","RateOfActivity","RE1","S103","Coal Imports",1,2018,null,null,null,null,null,2017.0199]
["BAU","RateOfActivity","RE1","S104","Coal Imports",1,2018,null,null,null,null,null,2017.0199]
["BAU","RateOfActivity","RE1","S105","Coal Imports",1,2018,null,null,null,null,null,2017.0199]
["BAU","RateOfActivity","RE1","S106","Coal Imports",1,2018,null,null,null,null,null,2017.0199]
["BAU","RateOfActivity","RE1","S107","Coal Imports",1,2018,null,null,null,null,null,2017.0199]
["BAU","RateOfActivity","RE1","S108","Coal Imports",1,2018,null,null,null,null,null,2017.0199]
["BAU","RateOfActivity","RE1","S101","Coal Imports",1,2019,null,null,null,null,null,1924.5699]
["BAU","RateOfActivity","RE1","S102","Coal Imports",1,2019,null,null,null,null,null,1924.5699]
["BAU","RateOfActivity","RE1","S103","Coal Imports",1,2019,null,null,null,null,null,1924.5699]
["BAU","RateOfActivity","RE1","S104","Coal Imports",1,2019,null,null,null,null,null,1924.5699]
["BAU","RateOfActivity","RE1","S105","Coal Imports",1,2019,null,null,null,null,null,1924.5699]
["BAU","RateOfActivity","RE1","S106","Coal Imports",1,2019,null,null,null,null,null,1924.5699]
["BAU","RateOfActivity","RE1","S107","Coal Imports",1,2019,null,null,null,null,null,1924.5699]
["BAU","RateOfActivity","RE1","S108","Coal Imports",1,2019,null,null,null,null,null,1924.5699]
["BAU","RateOfActivity","RE1","S101","Coal Imports",1,2020,null,null,null,null,null,1472.8413]
["BAU","RateOfActivity","RE1","S102","Coal Imports",1,2020,null,null,null,null,null,1965.9363000000001]
["BAU","RateOfActivity","RE1","S103","Coal Imports",1,2020,null,null,null,null,null,1965.9363000000001]
["BAU","RateOfActivity","RE1","S104","Coal Imports",1,2020,null,null,null,null,null,1775.2471]
["BAU","RateOfActivity","RE1","S105","Coal Imports",1,2020,null,null,null,null,null,1965.9363000000001]
["BAU","RateOfActivity","RE1","S106","Coal Imports",1,2020,null,null,null,null,null,1965.9363000000001]
["BAU","RateOfActivity","RE1","S107","Coal Imports",1,2020,null,null,null,null,null,1513.9357]
["BAU","RateOfActivity","RE1","S108","Coal Imports",1,2020,null,null,null,null,null,1965.9363000000001]
["BAU","RateOfActivity","RE1","S101","Coal Imports",1,2021,null,null,null,null,null,1515.5998999999999]
["BAU","RateOfActivity","RE1","S102","Coal Imports",1,2021,null,null,null,null,null,1901.1292000000001]
["BAU","RateOfActivity","RE1","S103","Coal Imports",1,2021,null,null,null,null,null,2033.0039999999999]
["BAU","RateOfActivity","RE1","S104","Coal Imports",1,2021,null,null,null,null,null,2033.0039999999999]
["BAU","RateOfActivity","RE1","S105","Coal Imports",1,2021,null,null,null,null,null,1513.5416]
["BAU","RateOfActivity","RE1","S106","Coal Imports",1,2021,null,null,null,null,null,2033.0039999999999]
["BAU","RateOfActivity","RE1","S107","Coal Imports",1,2021,null,null,null,null,null,1686.3403000000001]
["BAU","RateOfActivity","RE1","S108","Coal Imports",1,2021,null,null,null,null,null,2033.0039999999999]
["BAU","RateOfActivity","RE1","S101","Coal Imports",1,2022,null,null,null,null,null,1285.3639000000001]
["BAU","RateOfActivity","RE1","S102","Coal Imports",1,2022,null,null,null,null,null,2057.5140999999999]
["BAU","RateOfActivity","RE1","S103","Coal Imports",1,2022,null,null,null,null,null,1283.9622999999999]
["BAU","RateOfActivity","RE1","S104","Coal Imports",1,2022,null,null,null,null,null,1777.5834]
["BAU","RateOfActivity","RE1","S105","Coal Imports",1,2022,null,null,null,null,null,1631.8862999999999]
["BAU","RateOfActivity","RE1","S106","Coal Imports",1,2022,null,null,null,null,null,2057.5140999999999]
["BAU","RateOfActivity","RE1","S107","Coal Imports",1,2022,null,null,null,null,null,2057.5140999999999]
["BAU","RateOfActivity","RE1","S108","Coal Imports",1,2022,null,null,null,null,null,1850.3294000000001]
["BAU","RateOfActivity","RE1","S101","Coal Imports",1,2023,null,null,null,null,null,1564.2532000000001]
["BAU","RateOfActivity","RE1","S102","Coal Imports",1,2023,null,null,null,null,null,1679.2465999999999]
["BAU","RateOfActivity","RE1","S103","Coal Imports",1,2023,null,null,null,null,null,1994.6047000000001]
["BAU","RateOfActivity","RE1","S104","Coal Imports",1,2023,null,null,null,null,null,1994.6047000000001]
["BAU","RateOfActivity","RE1","S105","Coal Imports",1,2023,null,null,null,null,null,1611.9585]
["BAU","RateOfActivity","RE1","S106","Coal Imports",1,2023,null,null,null,null,null,1911.4254000000001]
["BAU","RateOfActivity","RE1","S107","Coal Imports",1,2023,null,null,null,null,null,1483.5854999999999]
["BAU","RateOfActivity","RE1","S108","Coal Imports",1,2023,null,null,null,null,null,1994.6047000000001]
["BAU","RateOfActivity","RE1","S101","Coal Imports",1,2024,null,null,null,null,null,1519.9050999999999]
["BAU","RateOfActivity","RE1","S102","Coal Imports",1,2024,null,null,null,null,null,1933.8846000000001]
["BAU","RateOfActivity","RE1","S103","Coal Imports",1,2024,null,null,null,null,null,1301.1808000000001]
["BAU","RateOfActivity","RE1","S104","Coal Imports",1,2024,null,null,null,null,null,1933.8846000000001]
["BAU","RateOfActivity","RE1","S105","Coal Imports",1,2024,null,null,null,null,null,1933.8846000000001]
["BAU","RateOfActivity","RE1","S106","Coal Imports",1,2024,null,null,null,null,null,1933.8846000000001]
["BAU","RateOfActivity","RE1","S107","Coal Imports",1,2024,null,null,null,null,null,1287.9032]
["BAU","RateOfActivity","RE1","S108","Coal Imports",1,2024,null,null,null,null,null,1933.8846000000001]
["BAU","RateOfActivity","RE1","S101","Coal Imports",1,2025,null,null,null,null,null,1875.2838999999999]
["BAU","RateOfActivity","RE1","S102","Coal Imports",1,2025,null,null,null,null,null,1718.8610000000001]
["BAU","RateOfActivity","RE1","S103","Coal Imports",1,2025,null,null,null,null,null,1314.9276]
["BAU","RateOfActivity","RE1","S104","Coal Imports",1,2025,null,null,null,null,null,1875.2838999999999]
["BAU","RateOfActivity","RE1","S105","Coal Imports",1,2025,null,null,null,null,null,1405.4285]
["BAU","RateOfActivity","RE1","S106","Coal Imports",1,2025,null,null,null,null,null,1753.8910000000001]
["BAU","RateOfActivity","RE1","S107","Coal Imports",1,2025,null,null,null,null,null,1519.5399]
["BAU","RateOfActivity","RE1","S108","Coal Imports",1,2025,null,null,null,null,null,1875.2838999999999]
["BAU","RateOfActivity","RE1","S101","Coal Imports",1,2026,null,null,null,null,null,1690.7775999999999]
["BAU","RateOfActivity","RE1","S102","Coal Imports",1,2026,null,null,null,null,null,1615.9725000000001]
["BAU","RateOfActivity","RE1","S103","Coal Imports",1,2026,null,null,null,null,null,1818.634]
["BAU","RateOfActivity","RE1","S104","Coal Imports",1,2026,null,null,null,null,null,1660.2942]
["BAU","RateOfActivity","RE1","S105","Coal Imports",1,2026,null,null,null,null,null,1419.2349999999999]
["BAU","RateOfActivity","RE1","S106","Coal Imports",1,2026,null,null,null,null,null,1804.7807]
["BAU","RateOfActivity","RE1","S107","Coal Imports",1,2026,null,null,null,null,null,1184.5350000000001]
["BAU","RateOfActivity","RE1","S108","Coal Imports",1,2026,null,null,null,null,null,1719.0016000000001]
["BAU","RateOfActivity","RE1","S101","Coal Imports",1,2027,null,null,null,null,null,1093.1168]
["BAU","RateOfActivity","RE1","S102","Coal Imports",1,2027,null,null,null,null,null,1763.9764]
["BAU","RateOfActivity","RE1","S103","Coal Imports",1,2027,null,null,null,null,null,1208.5951]
["BAU","RateOfActivity","RE1","S104","Coal Imports",1,2027,null,null,null,null,null,1763.9764]
["BAU","RateOfActivity","RE1","S105","Coal Imports",1,2027,null,null,null,null,null,1763.9764]
["BAU","RateOfActivity","RE1","S106","Coal Imports",1,2027,null,null,null,null,null,1756.0608]
["BAU","RateOfActivity","RE1","S107","Coal Imports",1,2027,null,null,null,null,null,1479.2527]
["BAU","RateOfActivity","RE1","S108","Coal Imports",1,2027,null,null,null,null,null,1674.0143]
["BAU","RateOfActivity","RE1","S101","Coal Imports",1,2028,null,null,null,null,null,1711.2472]
["BAU","RateOfActivity","RE1","S102","Coal Imports",1,2028,null,null,null,null,null,1711.2472]
["BAU","RateOfActivity","RE1","S103","Coal Imports",1,2028,null,null,null,null,null,1467.6654000000001]
["BAU","RateOfActivity","RE1","S104","Coal Imports",1,2028,null,null,null,null,null,1711.2472]
["BAU","RateOfActivity","RE1","S105","Coal Imports",1,2028,null,null,null,null,null,1711.2472]
["BAU","RateOfActivity","RE1","S103","Coal Imports",1,2034,null,null,null,null,null,1431.9851000000001]
["BAU","RateOfActivity","RE1","S104","Coal Imports",1,2035,null,null,null,null,null,1391.7530999999999]
["BAU","RateOfActivity","RE1","S107","Coal Imports",1,2041,null,null,null,null,null,1176.884]
["BAU","RateOfActivity","RE1","S103","Coal Imports",1,2048,null,null,null,null,null,978.47022000000004]
["BAU","RateOfActivity","RE1","S106","Coal Imports",1,2054,null,null,null,null,null,742.22266000000002]
["BAU","RateOfActivity","RE1","S101","Coal Imports",1,2061,null,null,null,null,null,621.87023999999997]
["BAU","RateOfActivity","RE1","S105","Coal Imports",1,2067,null,null,null,null,null,542.17705000000001]
["BAU","RateOfActivity","RE1","S101","Light Fuel Oil Imports",1,2020,null,null,null,null,null,200.54759000000001]
["BAU","RateOfActivity","RE1","S106","Light Fuel Oil Imports",1,2027,null,null,null,null,null,278.63389999999998]
["BAU","RateOfActivity","RE1","S104","Light Fuel Oil Imports",1,2044,null,null,null,null,null,256.68815000000001]
["BAU","RateOfActivity","RE1","S105","Heavy Fuel Oil Imports",1,2065,null,null,null,null,null,17.559058]
["BAU","RateOfActivity","RE1","S108","Crude Oil Refinery Option 1",1,2020,null,null,null,null,null,87.512146999999999]
["BAU","RateOfActivity","RE1","S103","Crude Oil Refinery Option 1",1,2027,null,null,null,null,null,187.45616999999999]
["BAU","RateOfActivity","RE1","S106","Crude Oil Refinery Option 1",1,2033,null,null,null,null,null,350.61488000000003]
["BAU","RateOfActivity","RE1","S102","Crude Oil Refinery Option 1",1,2040,null,null,null,null,null,350.61488000000003]
["BAU","RateOfActivity","RE1","S105","Crude Oil Refinery Option 1",1,2046,null,null,null,null,null,350.61488000000003]
["BAU","RateOfActivity","RE1","S101","Crude Oil Refinery Option 1",1,2053,null,null,null,null,null,256.81353999999999]
["BAU","RateOfActivity","RE1","S104","Crude Oil Refinery Option 1",1,2059,null,null,null,null,null,263.10273000000001]
["BAU","RateOfActivity","RE1","S103","Natural Gas Imports",1,2033,null,null,null,null,null,46.970328000000002]
["BAU","RateOfActivity","RE1","S103","Natural Gas Imports",1,2046,null,null,null,null,null,32.374229]
["BAU","RateOfActivity","RE1","S101","Natural Gas Imports",1,2059,null,null,null,null,null,569.17186000000004]
["BAU","RateOfActivity","RE1","S108","Natural Gas Extraction",1,2015,null,null,null,null,null,110.87482]
["BAU","RateOfActivity","RE1","S104","Solar Potential",1,2015,null,null,null,null,null,2.3280872000000001]
["BAU","RateOfActivity","RE1","S107","Solar Potential",1,2021,null,null,null,null,null,6.2712000000000003]
["BAU","RateOfActivity","RE1","S103","Solar Potential",1,2028,null,null,null,null,null,4.6099082999999998]
["BAU","RateOfActivity","RE1","S106","Solar Potential",1,2034,null,null,null,null,null,353.4221]
["BAU","RateOfActivity","RE1","S101","Solar Potential",1,2041,null,null,null,null,null,2.3664599000000002]
["BAU","RateOfActivity","RE1","S105","Solar Potential",1,2047,null,null,null,null,null,1.7395655000000001]
["BAU","RateOfActivity","RE1","S108","Solar Potential",1,2053,null,null,null,null,null,1574.5219999999999]
["BAU","RateOfActivity","RE1","S104","Solar Potential",1,2060,null,null,null,null,null,1819.1415999999999]
["BAU","RateOfActivity","RE1","S107","Solar Potential",1,2066,null,null,null,null,null,0.65643130000000005]
["BAU","RateOfActivity","RE1","S102","Wind Potential",1,2017,null,null,null,null,null,62.764901000000002]
["BAU","RateOfActivity","RE1","S106","Wind Potential",1,2023,null,null,null,null,null,124.65837000000001]
["BAU","RateOfActivity","RE1","S101","Wind Potential",1,2030,null,null,null,null,null,340]
["BAU","RateOfActivity","RE1","S104","Wind Potential",1,2036,null,null,null,null,null,340]
["BAU","RateOfActivity","RE1","S108","Wind Potential",1,2042,null,null,null,null,null,437.92444]
["BAU","RateOfActivity","RE1","S107","Wind Potential",1,2051,null,null,null,null,null,680]
["BAU","RateOfActivity","RE1","S107","Wind Potential",1,2064,null,null,null,null,null,680]
["BAU","RateOfActivity","RE1","S108","Uranium Imports",1,2018,null,null,null,null,null,171.72221999999999]
["BAU","RateOfActivity","RE1","S103","Uranium Imports",1,2025,null,null,null,null,null,149.83797999999999]
["BAU","RateOfActivity","RE1","S107","Uranium Extraction",1,2030,null,null,null,null,null,120.07778]
["BAU","RateOfActivity","RE1","S102","Uranium Extraction",1,2037,null,null,null,null,null,89.370153000000002]
["BAU","RateOfActivity","RE1","S106","Uranium Extraction",1,2043,null,null,null,null,null,70.538642999999993]
["BAU","RateOfActivity","RE1","S101","Uranium Extraction",1,2050,null,null,null,null,null,54.775126]
["BAU","RateOfActivity","RE1","S104","Uranium Extraction",1,2056,null,null,null,null,null,45.108119000000002]
["BAU","RateOfActivity","RE1","S108","Uranium Extraction",1,2062,null,null,null,null,null,38.001981000000001]
["BAU","RateOfActivity","RE1","S103","Uranium Extraction",1,2069,null,null,null,null,null,13.770358999999999]
["BAU","RateOfActivity","RE1","S106","Geothermal Potential",1,2043,null,null,null,null,null,14.004374]
["BAU","RateOfActivity","RE1","S102","Geothermal Potential",1,2050,null,null,null,null,null,14.004372999999999]
["BAU","RateOfActivity","RE1","S105","Geothermal Potential",1,2056,null,null,null,null,null,14.004374]
["BAU","RateOfActivity","RE1","S101","Geothermal Potential",1,2063,null,null,null,null,null,14.004374]
["BAU","RateOfActivity","RE1","S104","Geothermal Potential",1,2069,null,null,null,null,null,14.004374]
["BAU","RateOfActivity","RE1","S107","Hydro Potential",1,2019,null,null,null,null,null,65.391675000000006]
["BAU","RateOfActivity","RE1","S103","Hydro Potential",1,2026,null,null,null,null,null,77.182951000000003]
["BAU","RateOfActivity","RE1","S106","Hydro Potential",1,2032,null,null,null,null,null,25.560290999999999]
["BAU","RateOfActivity","RE1","S102","Hydro Potential",1,2039,null,null,null,null,null,76.044494]
["BAU","RateOfActivity","RE1","S105","Hydro Potential",1,2045,null,null,null,null,null,25.560290999999999]
["BAU","RateOfActivity","RE1","S108","Hydro Potential",1,2051,null,null,null,null,null,65.752260000000007]
["BAU","RateOfActivity","RE1","S104","Hydro Potential",1,2058,null,null,null,null,null,92.642955000000001]
["BAU","RateOfActivity","RE1","S107","Hydro Potential",1,2064,null,null,null,null,null,65.752260000000007]
["BAU","RateOfActivity","RE1","S102","Biomass Power Plant",1,2015,null,null,null,null,null,0.88458479999999995]
["BAU","RateOfActivity","RE1","S106","Biomass Power Plant",1,2021,null,null,null,null,null,0.67136399999999996]
["BAU","RateOfActivity","RE1","S101","Biomass Power Plant",1,2028,null,null,null,null,null,0.49485174999999998]
["BAU","RateOfActivity","RE1","S105","Biomass Power Plant",1,2034,null,null,null,null,null,0.36509902999999999]
["BAU","RateOfActivity","RE1","S108","Biomass Power Plant",1,2040,null,null,null,null,null,0.26971886]
["BAU","RateOfActivity","RE1","S103","Biomass Power Plant",1,2047,null,null,null,null,null,0.18600447000000001]
["BAU","RateOfActivity","RE1","S107","Biomass Power Plant",1,2053,null,null,null,null,null,0.13704182000000001]
["BAU","RateOfActivity","RE1","S102","Biomass Power Plant",1,2060,null,null,null,null,null,9.6056058E-2]
["BAU","RateOfActivity","RE1","S105","Biomass Power Plant",1,2066,null,null,null,null,null,7.0921466000000002E-2]
["BAU","RateOfActivity","RE1","S101","Coal Power Plant",1,2017,null,null,null,null,null,727.2]
["BAU","RateOfActivity","RE1","S104","Coal Power Plant",1,2023,null,null,null,null,null,725.86549000000002]
["BAU","RateOfActivity","RE1","S108","Coal Power Plant",1,2029,null,null,null,null,null,599.30304999999998]
["BAU","RateOfActivity","RE1","S103","Coal Power Plant",1,2036,null,null,null,null,null,480.77515]
["BAU","RateOfActivity","RE1","S106","Coal Power Plant",1,2042,null,null,null,null,null,399.32301000000001]
["BAU","RateOfActivity","RE1","S104","Coal Power Plant",1,2049,null,null,null,null,null,50.092250999999997]
["BAU","RateOfActivity","RE1","S107","Coal Power Plant",1,2055,null,null,null,null,null,232.38660999999999]
["BAU","RateOfActivity","RE1","S103","Coal Power Plant",1,2062,null,null,null,null,null,183.29402999999999]
["BAU","RateOfActivity","RE1","S106","Coal Power Plant",1,2068,null,null,null,null,null,113.4973]
["BAU","RateOfActivity","RE1","S101","Geothermal Power Plant",1,2043,null,null,null,null,null,11.203499000000001]
["BAU","RateOfActivity","RE1","S105","Geothermal Power Plant",1,2049,null,null,null,null,null,11.203499000000001]
["BAU","RateOfActivity","RE1","S108","Geothermal Power Plant",1,2055,null,null,null,null,null,11.203499000000001]
["BAU","RateOfActivity","RE1","S103","Geothermal Power Plant",1,2062,null,null,null,null,null,11.203499000000001]
["BAU","RateOfActivity","RE1","S107","Geothermal Power Plant",1,2068,null,null,null,null,null,11.203499000000001]
["BAU","RateOfActivity","RE1","S102","Oil Fired Gas Turbine (SCGT)",1,2019,null,null,null,null,null,3.0598652999999998]
["BAU","RateOfActivity","RE1","S106","Oil Fired Gas Turbine (SCGT)",1,2025,null,null,null,null,null,3.0598652999999998]
["BAU","RateOfActivity","RE1","S101","Oil Fired Gas Turbine (SCGT)",1,2032,null,null,null,null,null,12.259261]
["BAU","RateOfActivity","RE1","S104","Oil Fired Gas Turbine (SCGT)",1,2038,null,null,null,null,null,12.259261]
["BAU","RateOfActivity","RE1","S108","Oil Fired Gas Turbine (SCGT)",1,2044,null,null,null,null,null,12.259261]
["BAU","RateOfActivity","RE1","S103","Oil Fired Gas Turbine (SCGT)",1,2051,null,null,null,null,null,8.5549791000000006]
["BAU","RateOfActivity","RE1","S106","Oil Fired Gas Turbine (SCGT)",1,2057,null,null,null,null,null,9.1993960999999995]
["BAU","RateOfActivity","RE1","S102","Oil Fired Gas Turbine (SCGT)",1,2064,null,null,null,null,null,0.35413958000000001]
["BAU","RateOfActivity","RE1","S105","Gas Power Plant (CCGT)",1,2025,null,null,null,null,null,25.905414]
["BAU","RateOfActivity","RE1","S105","Gas Power Plant (CCGT)",1,2041,null,null,null,null,null,20.114909000000001]
["BAU","RateOfActivity","RE1","S103","Gas Power Plant (CCGT)",1,2054,null,null,null,null,null,146.29657]
["BAU","RateOfActivity","RE1","S101","Gas Power Plant (CCGT)",1,2067,null,null,null,null,null,479.27686]
["BAU","RateOfActivity","RE1","S102","Solar PV (Utility)",1,2024,null,null,null,null,null,39.851246000000003]
["BAU","RateOfActivity","RE1","S108","Solar PV (Utility)",1,2036,null,null,null,null,null,368.04394000000002]
["BAU","RateOfActivity","RE1","S108","Solar PV (Utility)",1,2049,null,null,null,null,null,1183.2462]
["BAU","RateOfActivity","RE1","S106","Solar PV (Utility)",1,2062,null,null,null,null,null,2101.3818999999999]
["BAU","RateOfActivity","RE1","S102","CSP with Storage",1,2017,null,null,null,null,null,3.7627199999999998]
["BAU","RateOfActivity","RE1","S106","CSP with Storage",1,2023,null,null,null,null,null,5.9576399999999996]
["BAU","RateOfActivity","RE1","S101","CSP with Storage",1,2030,null,null,null,null,null,4.1604422000000003]
["BAU","RateOfActivity","RE1","S104","CSP with Storage",1,2036,null,null,null,null,null,3.0583073000000001]
["BAU","RateOfActivity","RE1","S108","CSP with Storage",1,2042,null,null,null,null,null,2.2481369]
["BAU","RateOfActivity","RE1","S103","CSP with Storage",1,2049,null,null,null,null,null,1.5699578999999999]
["BAU","RateOfActivity","RE1","S107","CSP with Storage",1,2055,null,null,null,null,null,1.1540633]
["BAU","RateOfActivity","RE1","S102","CSP with Storage",1,2062,null,null,null,null,null,0.80592543999999999]
["BAU","RateOfActivity","RE1","S105","CSP with Storage",1,2068,null,null,null,null,null,0.59242925000000002]
["BAU","RateOfActivity","RE1","S101","Large Hydropower Plant (Dam) (>100MW)",1,2019,null,null,null,null,null,66.164333999999997]
["BAU","RateOfActivity","RE1","S104","Large Hydropower Plant (Dam) (>100MW)",1,2025,null,null,null,null,null,69.109759999999994]
["BAU","RateOfActivity","RE1","S108","Large Hydropower Plant (Dam) (>100MW)",1,2031,null,null,null,null,null,57.569913999999997]
["BAU","RateOfActivity","RE1","S103","Large Hydropower Plant (Dam) (>100MW)",1,2038,null,null,null,null,null,81.114276000000004]
["BAU","RateOfActivity","RE1","S106","Large Hydropower Plant (Dam) (>100MW)",1,2044,null,null,null,null,null,22.000823]
["BAU","RateOfActivity","RE1","S102","Large Hydropower Plant (Dam) (>100MW)",1,2051,null,null,null,null,null,64.126253000000005]
["BAU","RateOfActivity","RE1","S105","Large Hydropower Plant (Dam) (>100MW)",1,2057,null,null,null,null,null,21.359898999999999]
["BAU","RateOfActivity","RE1","S108","Large Hydropower Plant (Dam) (>100MW)",1,2063,null,null,null,null,null,54.471935999999999]
["BAU","RateOfActivity","RE1","S104","Large Hydropower Plant (Dam) (>100MW)",1,2070,null,null,null,null,null,76.749318000000002]
["BAU","RateOfActivity","RE1","S107","Medium Hydropower Plant (10-100MW)",1,2020,null,null,null,null,null,7.8381258000000003]
["BAU","RateOfActivity","RE1","S103","Medium Hydropower Plant (10-100MW)",1,2027,null,null,null,null,null,11.043683]
["BAU","RateOfActivity","RE1","S106","Medium Hydropower Plant (10-100MW)",1,2033,null,null,null,null,null,3.0469642000000001]
["BAU","RateOfActivity","RE1","S101","Medium Hydropower Plant (10-100MW)",1,2040,null,null,null,null,null,9.0650315999999993]
["BAU","RateOfActivity","RE1","S105","Medium Hydropower Plant (10-100MW)",1,2046,null,null,null,null,null,3.0469642000000001]
["BAU","RateOfActivity","RE1","S108","Medium Hydropower Plant (10-100MW)",1,2052,null,null,null,null,null,7.8381258000000003]
["BAU","RateOfActivity","RE1","S103","Medium Hydropower Plant (10-100MW)",1,2059,null,null,null,null,null,11.043683]
["BAU","RateOfActivity","RE1","S104","Medium Hydropower Plant (10-100MW)",1,2059,null,null,null,null,null,11.043683]
["BAU","RateOfActivity","RE1","S107","Medium Hydropower Plant (10-100MW)",1,2065,null,null,null,null,null,7.8381258000000003]
["BAU","RateOfActivity","RE1","S103","Small Hydropower Plant (<10MW)",1,2045,null,null,null,null,null,1.3725693000000001]
["BAU","RateOfActivity","RE1","S106","Small Hydropower Plant (<10MW)",1,2051,null,null,null,null,null,0.82521809000000002]
["BAU","RateOfActivity","RE1","S101","Small Hydropower Plant (<10MW)",1,2058,null,null,null,null,null,3.5829062]
["BAU","RateOfActivity","RE1","S105","Small Hydropower Plant (<10MW)",1,2064,null,null,null,null,null,1.2042965999999999]
["BAU","RateOfActivity","RE1","S108","Small Hydropower Plant (<10MW)",1,2070,null,null,null,null,null,3.0979781000000002]
["BAU","RateOfActivity","RE1","S104","Onshore Wind",1,2021,null,null,null,null,null,117.40871]
["BAU","RateOfActivity","RE1","S107","Onshore Wind",1,2027,null,null,null,null,null,330.71890999999999]
["BAU","RateOfActivity","RE1","S102","Onshore Wind",1,2034,null,null,null,null,null,340]
["BAU","RateOfActivity","RE1","S106","Onshore Wind",1,2040,null,null,null,null,null,249.93081000000001]
["BAU","RateOfActivity","RE1","S103","Onshore Wind",1,2048,null,null,null,null,null,616.14305000000002]
["BAU","RateOfActivity","RE1","S101","Onshore Wind",1,2060,null,null,null,null,null,680]
["BAU","RateOfActivity","RE1","S106","Nuclear Power Plant",1,2015,null,null,null,null,null,50.639940000000003]
["BAU","RateOfActivity","RE1","S101","Nuclear Power Plant",1,2022,null,null,null,null,null,56.673999999999999]
["BAU","RateOfActivity","RE1","S105","Nuclear Power Plant",1,2028,null,null,null,null,null,43.259068999999997]
["BAU","RateOfActivity","RE1","S108","Nuclear Power Plant",1,2034,null,null,null,null,null,33.397862000000003]
["BAU","RateOfActivity","RE1","S103","Nuclear Power Plant",1,2041,null,null,null,null,null,25.143224]
["BAU","RateOfActivity","RE1","S107","Nuclear Power Plant",1,2047,null,null,null,null,null,20.081050999999999]
["BAU","RateOfActivity","RE1","S102","Nuclear Power Plant",1,2054,null,null,null,null,null,15.843598]
["BAU","RateOfActivity","RE1","S106","Nuclear Power Plant",1,2060,null,null,null,null,null,13.244972000000001]
["BAU","RateOfActivity","RE1","S101","Nuclear Power Plant",1,2067,null,null,null,null,null,5.0356486]
["BAU","RateOfActivity","RE1","S106","Electricity Imports",1,2018,null,null,null,null,null,55.910744999999999]
["BAU","RateOfActivity","RE1","S104","Electricity Imports",1,2025,null,null,null,null,null,38.880000000000003]
["BAU","RateOfActivity","RE1","S107","Electricity Imports",1,2032,null,null,null,null,null,31.165479000000001]
["BAU","RateOfActivity","RE1","S107","Backstop Technology for ELC001",1,2021,null,null,null,null,null,1.0764]
["BAU","RateOfActivity","RE1","S103","Backstop Technology for ELC001",1,2028,null,null,null,null,null,1.0764]
["BAU","RateOfActivity","RE1","S106","Backstop Technology for ELC001",1,2034,null,null,null,null,null,1.0764]
["BAU","RateOfActivity","RE1","S102","Backstop Technology for ELC001",1,2041,null,null,null,null,null,1.0764]
["BAU","RateOfActivity","RE1","S105","Backstop Technology for ELC001",1,2047,null,null,null,null,null,1.0764]
["BAU","RateOfActivity","RE1","S108","Backstop Technology for ELC001",1,2053,null,null,null,null,null,1.0764]
["BAU","RateOfActivity","RE1","S104","Backstop Technology for ELC001",1,2060,null,null,null,null,null,1.0764]
["BAU","RateOfActivity","RE1","S107","Backstop Technology for ELC001",1,2066,null,null,null,null,null,1.0764]
["BAU","RateOfActivity","RE1","S102","Electricity Transmission",1,2017,null,null,null,null,null,1009.3374]
["BAU","RateOfActivity","RE1","S106","Electricity Transmission",1,2023,null,null,null,null,null,983.15994999999998]
["BAU","RateOfActivity","RE1","S101","Electricity Transmission",1,2030,null,null,null,null,null,952.33078999999998]
["BAU","RateOfActivity","RE1","S105","Electricity Transmission",1,2036,null,null,null,null,null,892.06155999999999]
["BAU","RateOfActivity","RE1","S108","Electricity Transmission",1,2042,null,null,null,null,null,1271.5438999999999]
["BAU","RateOfActivity","RE1","S103","Electricity Transmission",1,2049,null,null,null,null,null,1083.9104]
["BAU","RateOfActivity","RE1","S107","Electricity Transmission",1,2055,null,null,null,null,null,1152.8851999999999]
["BAU","RateOfActivity","RE1","S102","Electricity Transmission",1,2062,null,null,null,null,null,2184.5544]
["BAU","RateOfActivity","RE1","S106","Electricity Transmission",1,2068,null,null,null,null,null,2421.8101000000001]
["BAU","RateOfActivity","RE1","S106","Electricity Distribution",1,2020,null,null,null,null,null,589.14849000000004]
["BAU","RateOfActivity","RE1","S103","Electricity Distribution",1,2025,null,null,null,null,null,760.39750000000004]
["BAU","RateOfActivity","RE1","S107","Electricity Distribution",1,2031,null,null,null,null,null,876.96081000000004]
["BAU","RateOfActivity","RE1","S102","Electricity Distribution",1,2038,null,null,null,null,null,1060.6071999999999]
["BAU","RateOfActivity","RE1","S105","Electricity Distribution",1,2044,null,null,null,null,null,837.73431000000005]
["BAU","RateOfActivity","RE1","S101","Electricity Distribution",1,2051,null,null,null,null,null,978.59047999999996]
["BAU","RateOfActivity","RE1","S104","Electricity Distribution",1,2057,null,null,null,null,null,1731.4318000000001]
["BAU","RateOfActivity","RE1","S108","Electricity Distribution",1,2063,null,null,null,null,null,2006.7469000000001]
["BAU","RateOfActivity","RE1","S103","Electricity Distribution",1,2070,null,null,null,null,null,1295.5884000000001]
["BAU","RateOfActivity","RE1","S106","Off-grid Hydropower",1,2020,null,null,null,null,null,0.13381072999999999]
["BAU","RateOfActivity","RE1","S102","Off-grid Hydropower",1,2027,null,null,null,null,null,0.39810068999999998]
["BAU","RateOfActivity","RE1","S105","Off-grid Hydropower",1,2033,null,null,null,null,null,0.13381072999999999]
["BAU","RateOfActivity","RE1","S108","Off-grid Hydropower",1,2039,null,null,null,null,null,0.34421979000000003]
["BAU","RateOfActivity","RE1","S104","Off-grid Hydropower",1,2046,null,null,null,null,null,0.48499532000000001]
["BAU","RateOfActivity","RE1","S107","Off-grid Hydropower",1,2052,null,null,null,null,null,0.34421979000000003]
["BAU","RateOfActivity","RE1","S103","Off-grid Hydropower",1,2059,null,null,null,null,null,0.48499532000000001]
["BAU","RateOfActivity","RE1","S106","Off-grid Hydropower",1,2065,null,null,null,null,null,0.13381072999999999]
["BAU","RateOfActivity","RE1","S107","Electricity Exports",1,2016,null,null,null,null,null,99.451131000000004]
["BAU","RateOfActivity","RE1","S105","Electricity Exports",1,2028,null,null,null,null,null,114.41677]
["BAU","RateOfActivity","RE1","S108","Electricity Exports",1,2039,null,null,null,null,null,78.703580000000002]
["BAU","RateOfActivity","RE1","S104","Electricity Exports",1,2059,null,null,null,null,null,44.563305999999997]
["BAU","RateOfActivity","RE1","S105","EV Charger",1,2017,null,null,null,null,null,29.020171999999999]
["BAU","RateOfActivity","RE1","S108","EV Charger",1,2023,null,null,null,null,null,29.978470000000002]
["BAU","RateOfActivity","RE1","S104","EV Charger",1,2030,null,null,null,null,null,34.728245000000001]
["BAU","RateOfActivity","RE1","S107","EV Charger",1,2036,null,null,null,null,null,41.815834000000002]
["BAU","RateOfActivity","RE1","S108","EV Charger",1,2043,null,null,null,null,null,83.685621999999995]
["BAU","RateOfActivity","RE1","S103","EV Charger",1,2051,null,null,null,null,null,45.994782000000001]
["BAU","RateOfActivity","RE1","S102","EV Charger",1,2058,null,null,null,null,null,371.26310999999998]
["BAU","RateOfActivity","RE1","S106","EV Charger",1,2064,null,null,null,null,null,518.00030000000004]
["BAU","RateOfActivity","RE1","S101","Electric Motorcycle",1,2015,null,null,null,null,null,16.411788000000001]
["BAU","RateOfActivity","RE1","S105","Electric Motorcycle",1,2021,null,null,null,null,null,19.574034000000001]
["BAU","RateOfActivity","RE1","S101","Electric Motorcycle",1,2028,null,null,null,null,null,34.167408000000002]
["BAU","RateOfActivity","RE1","S104","Electric Motorcycle",1,2034,null,null,null,null,null,35.744092000000002]
["BAU","RateOfActivity","RE1","S103","Electric Motorcycle",1,2041,null,null,null,null,null,43.140073000000001]
["BAU","RateOfActivity","RE1","S106","Electric Motorcycle",1,2048,null,null,null,null,null,86.687724000000003]
["BAU","RateOfActivity","RE1","S106","Electric Motorcycle",1,2056,null,null,null,null,null,128.95541]
["BAU","RateOfActivity","RE1","S106","Electric Motorcycle",1,2068,null,null,null,null,null,200.17276000000001]
["BAU","RateOfActivity","RE1","S107","Electric Car",1,2057,null,null,null,null,null,37.239874]
["BAU","RateOfActivity","RE1","S108","Electric Car",1,2067,null,null,null,null,null,228.52583999999999]
["BAU","RateOfActivity","RE1","S108","Electric Bus + Rail",1,2059,null,null,null,null,null,7.5946930999999998]
["BAU","RateOfActivity","RE1","S103","Electric Bus + Rail",1,2066,null,null,null,null,null,77.475048000000001]
["BAU","RateOfActivity","RE1","S107","Gasoline Motorcycle",1,2018,null,null,null,null,null,0.52936717]
["BAU","RateOfActivity","RE1","S107","Gasoline Car",1,2021,null,null,null,null,null,39.797120999999997]
["BAU","RateOfActivity","RE1","S102","Gasoline Car",1,2028,null,null,null,null,null,39.797120999999997]
["BAU","RateOfActivity","RE1","S106","Gasoline Car",1,2034,null,null,null,null,null,63.110678]
["BAU","RateOfActivity","RE1","S101","Gasoline Car",1,2041,null,null,null,null,null,77.311037999999996]
["BAU","RateOfActivity","RE1","S104","Gasoline Car",1,2047,null,null,null,null,null,77.311037999999996]
["BAU","RateOfActivity","RE1","S108","Gasoline Bus + Rail",1,2018,null,null,null,null,null,16.325990999999998]
["BAU","RateOfActivity","RE1","S104","Gasoline Bus + Rail",1,2028,null,null,null,null,null,13.764111]
["BAU","RateOfActivity","RE1","S106","Gasoline Bus + Rail",1,2037,null,null,null,null,null,47.641089999999998]
["BAU","RateOfActivity","RE1","S103","Gasoline Bus + Rail",1,2044,null,null,null,null,null,46.421587000000002]
["BAU","RateOfActivity","RE1","S106","Gasoline Bus + Rail",1,2050,null,null,null,null,null,53.733547000000002]
["BAU","RateOfActivity","RE1","S102","Gasoline Bus + Rail",1,2057,null,null,null,null,null,59.198113999999997]
["BAU","RateOfActivity","RE1","S105","Gasoline Bus + Rail",1,2063,null,null,null,null,null,15.377834999999999]
["BAU","RateOfActivity","RE1","S107","Industry Standard Efficiency Appliances",1,2019,null,null,null,null,null,333.75472000000002]
["BAU","RateOfActivity","RE1","S102","Industry Standard Efficiency Appliances",1,2026,null,null,null,null,null,452.39186999999998]
["BAU","RateOfActivity","RE1","S105","Industry Standard Efficiency Appliances",1,2032,null,null,null,null,null,399.40723000000003]
["BAU","RateOfActivity","RE1","S102","Industry Standard Efficiency Appliances",1,2039,null,null,null,null,null,111.6872]
["BAU","RateOfActivity","RE1","S104","Industry Standard Efficiency Appliances",1,2047,null,null,null,null,null,135.50861]
["BAU","RateOfActivity","RE1","S108","Industry Standard Efficiency Appliances",1,2055,null,null,null,null,null,154.71843000000001]
["BAU","RateOfActivity","RE1","S102","Industry Standard Efficiency Appliances",1,2064,null,null,null,null,null,171.25189]
["BAU","RateOfActivity","RE1","S103","Industry Deep Efficiency",1,2032,null,null,null,null,null,27.788831999999999]
["BAU","RateOfActivity","RE1","S107","Industry Deep Efficiency",1,2038,null,null,null,null,null,329.05468999999999]
["BAU","RateOfActivity","RE1","S102","Industry Deep Efficiency",1,2045,null,null,null,null,null,432.43185999999997]
["BAU","RateOfActivity","RE1","S105","Industry Deep Efficiency",1,2051,null,null,null,null,null,482.43939]
["BAU","RateOfActivity","RE1","S101","Industry Deep Efficiency",1,2058,null,null,null,null,null,531.59546999999998]
["BAU","RateOfActivity","RE1","S104","Industry Deep Efficiency",1,2064,null,null,null,null,null,573.10099000000002]
["BAU","RateOfActivity","RE1","S107","Industry Deep Efficiency",1,2070,null,null,null,null,null,585.57514000000003]
["BAU","RateOfActivity","RE1","S103","Industry Coal Heating",1,2021,null,null,null,null,null,26.405338]
["BAU","RateOfActivity","RE1","S106","Industry Coal Heating",1,2027,null,null,null,null,null,32.061463000000003]
["BAU","RateOfActivity","RE1","S102","Industry Coal Heating",1,2034,null,null,null,null,null,40.554583999999998]
["BAU","RateOfActivity","RE1","S105","Industry Coal Heating",1,2040,null,null,null,null,null,51.233953999999997]
["BAU","RateOfActivity","RE1","S108","Industry Coal Heating",1,2046,null,null,null,null,null,60.919130000000003]
["BAU","RateOfActivity","RE1","S104","Industry Coal Heating",1,2053,null,null,null,null,null,73.642227000000005]
["BAU","RateOfActivity","RE1","S107","Industry Coal Heating",1,2059,null,null,null,null,null,85.124812000000006]
["BAU","RateOfActivity","RE1","S103","Industry Coal Heating",1,2066,null,null,null,null,null,98.738909000000007]
["BAU","RateOfActivity","RE1","S106","Industry Biomass Heating ",1,2016,null,null,null,null,null,44.720599]
["BAU","RateOfActivity","RE1","S101","Industry Biomass Heating ",1,2023,null,null,null,null,null,54.008752999999999]
["BAU","RateOfActivity","RE1","S105","Industry Biomass Heating ",1,2029,null,null,null,null,null,56.489077999999999]
["BAU","RateOfActivity","RE1","S108","Industry Biomass Heating ",1,2035,null,null,null,null,null,57.77516]
["BAU","RateOfActivity","RE1","S103","Industry Biomass Heating ",1,2042,null,null,null,null,null,58.657252]
["BAU","RateOfActivity","RE1","S107","Industry Biomass Heating ",1,2048,null,null,null,null,null,58.153402]
["BAU","RateOfActivity","RE1","S102","Industry Biomass Heating ",1,2055,null,null,null,null,null,57.554546999999999]
["BAU","RateOfActivity","RE1","S106","Industry Biomass Heating ",1,2061,null,null,null,null,null,56.960506000000002]
["BAU","RateOfActivity","RE1","S101","Industry Biomass Heating ",1,2068,null,null,null,null,null,56.123612999999999]
["BAU","RateOfActivity","RE1","S104","Residential Standard Efficiency Appliances",1,2018,null,null,null,null,null,216.12951000000001]
["BAU","RateOfActivity","RE1","S108","Residential Standard Efficiency Appliances",1,2024,null,null,null,null,null,172.54356000000001]
["BAU","RateOfActivity","RE1","S103","Residential Standard Efficiency Appliances",1,2031,null,null,null,null,null,169.12906000000001]
["BAU","RateOfActivity","RE1","S108","Residential Standard Efficiency Appliances",1,2037,null,null,null,null,null,45.800651999999999]
["BAU","RateOfActivity","RE1","S108","Residential Standard Efficiency Appliances",1,2045,null,null,null,null,null,53.730153999999999]
["BAU","RateOfActivity","RE1","S104","Residential Standard Efficiency Appliances",1,2054,null,null,null,null,null,60.452762]
["BAU","RateOfActivity","RE1","S105","Residential Standard Efficiency Appliances",1,2054,null,null,null,null,null,3.0894094000000001]
["BAU","RateOfActivity","RE1","S107","Residential Standard Efficiency Appliances",1,2062,null,null,null,null,null,1.8737090999999999]
["BAU","RateOfActivity","RE1","S102","Residential Standard Efficiency Appliances",1,2070,null,null,null,null,null,85.602012000000002]
["BAU","RateOfActivity","RE1","S106","Residential Deep Efficiency",1,2037,null,null,null,null,null,146.79087000000001]
["BAU","RateOfActivity","RE1","S101","Residential Deep Efficiency",1,2044,null,null,null,null,null,169.04410999999999]
["BAU","RateOfActivity","RE1","S105","Residential Deep Efficiency",1,2050,null,null,null,null,null,189.02923000000001]
["BAU","RateOfActivity","RE1","S108","Residential Deep Efficiency",1,2056,null,null,null,null,null,207.21681000000001]
["BAU","RateOfActivity","RE1","S103","Residential Deep Efficiency",1,2063,null,null,null,null,null,225.57193000000001]
["BAU","RateOfActivity","RE1","S107","Residential Deep Efficiency",1,2069,null,null,null,null,null,242.33885000000001]
["BAU","RateOfActivity","RE1","S102","Residential Biomass Stove",1,2019,null,null,null,null,null,306.70697000000001]
["BAU","RateOfActivity","RE1","S105","Residential Biomass Stove",1,2025,null,null,null,null,null,332.00407000000001]
["BAU","RateOfActivity","RE1","S101","Residential Biomass Stove",1,2032,null,null,null,null,null,344.69299000000001]
["BAU","RateOfActivity","RE1","S104","Residential Biomass Stove",1,2038,null,null,null,null,null,353.78784000000002]
["BAU","RateOfActivity","RE1","S108","Residential Biomass Stove",1,2044,null,null,null,null,null,354.16579999999999]
["BAU","RateOfActivity","RE1","S103","Residential Biomass Stove",1,2051,null,null,null,null,null,351.21463999999997]
["BAU","RateOfActivity","RE1","S106","Residential Biomass Stove",1,2057,null,null,null,null,null,348.13911999999999]
["BAU","RateOfActivity","RE1","S102","Residential Biomass Stove",1,2064,null,null,null,null,null,343.86581000000001]
["BAU","RateOfActivity","RE1","S105","Residential Biomass Stove",1,2070,null,null,null,null,null,339.82308999999998]
["BAU","RateOfActivity","RE1","S101","Residential Biomass Heating",1,2021,null,null,null,null,null,137.96807999999999]
["BAU","RateOfActivity","RE1","S104","Residential Biomass Heating",1,2027,null,null,null,null,null,144.17579000000001]
["BAU","RateOfActivity","RE1","S107","Residential Biomass Heating",1,2033,null,null,null,null,null,147.80162000000001]
["BAU","RateOfActivity","RE1","S103","Residential Biomass Heating",1,2040,null,null,null,null,null,152.76186000000001]
["BAU","RateOfActivity","RE1","S106","Residential Biomass Heating",1,2046,null,null,null,null,null,151.39250999999999]
["BAU","RateOfActivity","RE1","S101","Residential Biomass Heating",1,2053,null,null,null,null,null,150.08736999999999]
["BAU","RateOfActivity","RE1","S105","Residential Biomass Heating",1,2059,null,null,null,null,null,148.74970999999999]
["BAU","RateOfActivity","RE1","S108","Residential Biomass Heating",1,2065,null,null,null,null,null,147.08229]
["BAU","RateOfActivity","RE1","S104","Commercial Standard Efficiency Appliances",1,2016,null,null,null,null,null,146.76005000000001]
["BAU","RateOfActivity","RE1","S107","Commercial Standard Efficiency Appliances",1,2022,null,null,null,null,null,112.96904000000001]
["BAU","RateOfActivity","RE1","S102","Commercial Standard Efficiency Appliances",1,2029,null,null,null,null,null,165.23069000000001]
["BAU","RateOfActivity","RE1","S106","Commercial Standard Efficiency Appliances",1,2035,null,null,null,null,null,180.14603]
["BAU","RateOfActivity","RE1","S103","Commercial Standard Efficiency Appliances",1,2043,null,null,null,null,null,1.9689048]
["BAU","RateOfActivity","RE1","S106","Commercial Standard Efficiency Appliances",1,2051,null,null,null,null,null,50.341383]
["BAU","RateOfActivity","RE1","S103","Commercial Standard Efficiency Appliances",1,2060,null,null,null,null,null,2.5800781000000002]
["BAU","RateOfActivity","RE1","S106","Commercial Standard Efficiency Appliances",1,2067,null,null,null,null,null,63.897288000000003]
["BAU","RateOfActivity","RE1","S105","Commercial Deep Efficiency",1,2035,null,null,null,null,null,9.9319886999999998]
["BAU","RateOfActivity","RE1","S108","Commercial Deep Efficiency",1,2041,null,null,null,null,null,136.30815999999999]
["BAU","RateOfActivity","RE1","S103","Commercial Deep Efficiency",1,2048,null,null,null,null,null,155.19165000000001]
["BAU","RateOfActivity","RE1","S107","Commercial Deep Efficiency",1,2054,null,null,null,null,null,170.86572000000001]
["BAU","RateOfActivity","RE1","S102","Commercial Deep Efficiency",1,2061,null,null,null,null,null,186.90203]
["BAU","RateOfActivity","RE1","S106","Commercial Deep Efficiency",1,2067,null,null,null,null,null,200.28254000000001]
["BAU","RateOfActivity","RE1","S101","Commercial Biomass Heating ",1,2018,null,null,null,null,null,55.657217000000003]
["BAU","RateOfActivity","RE1","S104","Commercial Biomass Heating ",1,2024,null,null,null,null,null,62.286782000000002]
["BAU","RateOfActivity","RE1","S108","Commercial Biomass Heating ",1,2030,null,null,null,null,null,65.181931000000006]
["BAU","RateOfActivity","RE1","S103","Commercial Biomass Heating ",1,2037,null,null,null,null,null,66.614356999999998]
["BAU","RateOfActivity","RE1","S106","Commercial Biomass Heating ",1,2043,null,null,null,null,null,66.999198000000007]
["BAU","RateOfActivity","RE1","S102","Commercial Biomass Heating ",1,2050,null,null,null,null,null,66.373270000000005]
["BAU","RateOfActivity","RE1","S105","Commercial Biomass Heating ",1,2056,null,null,null,null,null,65.744208]
["BAU","RateOfActivity","RE1","S101","Commercial Biomass Heating ",1,2063,null,null,null,null,null,64.899636999999998]
["BAU","RateOfActivity","RE1","S104","Commercial Biomass Heating ",1,2069,null,null,null,null,null,64.076381999999995]
["BAU","DiscountedSalvageValue","RE1","Solar PV (Utility)",2061,null,null,null,null,null,null,null,146.43805]
["BAU","DiscountedSalvageValue","RE1","Small Hydropower Plant (<10MW)",2057,null,null,null,null,null,null,null,5.1412133999999998]
["BAU","DiscountedSalvageValue","RE1","Electricity Transmission",2059,null,null,null,null,null,null,null,22.985885]
["BAU","DiscountedSalvageValue","RE1","Off-grid Hydropower",2065,null,null,null,null,null,null,null,3.028807]
["BAU","DiscountedSalvageValue","RE1","Electric Motorcycle",2062,null,null,null,null,null,null,null,2.6107894000000001E-6]
["BAU","DiscountedSalvageValue","RE1","Industry Deep Efficiency",2063,null,null,null,null,null,null,null,117.84314999999999]
["BAU","DiscountedSalvageValue","RE1","Residential Biomass Stove",2063,null,null,null,null,null,null,null,4.2955891999999998E-4]
["BAU","DiscountedSalvageValue","RE1","Commercial Biomass Heating ",2069,null,null,null,null,null,null,null,0.32406613000000001]
["BAU","TotalCapacityAnnual","RE1","Crude Oil Imports",2064,null,null,null,null,null,null,null,9999]
["BAU","TotalCapacityAnnual","RE1","Crude Oil Extraction",2060,null,null,null,null,null,null,null,9999]
["BAU","TotalCapacityAnnual","RE1","Biomass Imports",2055,null,null,null,null,null,null,null,9999]
["BAU","TotalCapacityAnnual","RE1","Biomass Extraction",2051,null,null,null,null,null,null,null,9999]
["BAU","TotalCapacityAnnual","RE1","Coal Imports",2046,null,null,null,null,null,null,null,9999]
["BAU","TotalCapacityAnnual","RE1","Coal Extraction",2041,null,null,null,null,null,null,null,9999]
["BAU","TotalCapacityAnnual","RE1","Light Fuel Oil Imports",2037,null,null,null,null,null,null,null,9999]
["BAU","TotalCapacityAnnual","RE1","Heavy Fuel Oil Imports",2032,null,null,null,null,null,null,null,9999]
["BAU","TotalCapacityAnnual","RE1","Crude Oil Refinery Option 1",2027,null,null,null,null,null,null,null,187.45616999999999]
["BAU","TotalCapacityAnnual","RE1","Natural Gas Imports",2029,null,null,null,null,null,null,null,9999]
["BAU","TotalCapacityAnnual","RE1","Natural Gas Extraction",2024,null,null,null,null,null,null,null,9999]
["BAU","TotalCapacityAnnual","RE1","Solar Potential",2020,null,null,null,null,null,null,null,9999]
["BAU","TotalCapacityAnnual","RE1","Wind Potential",2015,null,null,null,null,null,null,null,9999]
["BAU","TotalCapacityAnnual","RE1","Wind Potential",2066,null,null,null,null,null,null,null,9999]
["BAU","TotalCapacityAnnual","RE1","Uranium Imports",2062,null,null,null,null,null,null,null,9999]
["BAU","TotalCapacityAnnual","RE1","Uranium Extraction",2057,null,null,null,null,null,null,null,9999]
["BAU","TotalCapacityAnnual","RE1","Geothermal Potential",2053,null,null,null,null,null,null,null,9999]
["BAU","TotalCapacityAnnual","RE1","Hydro Potential",2048,null,null,null,null,null,null,null,9999]
["BAU","TotalCapacityAnnual","RE1","Biomass Power Plant",2043,null,null,null,null,null,null,null,8.7034781000000002E-3]
["BAU","TotalCapacityAnnual","RE1","Coal Power Plant",2038,null,null,null,null,null,null,null,25.276461000000001]
["BAU","TotalCapacityAnnual","RE1","Geothermal Power Plant",2057,null,null,null,null,null,null,null,0.45]
["BAU","TotalCapacityAnnual","RE1","Oil Fired Gas Turbine (SCGT)",2052,null,null,null,null,null,null,null,0.34940344000000001]
["BAU","TotalCapacityAnnual","RE1","Gas Power Plant (CCGT)",2048,null,null,null,null,null,null,null,0.89596832000000004]
["BAU","TotalCapacityAnnual","RE1","Solar PV (Utility)",2043,null,null,null,null,null,null,null,86.196809999999999]
["BAU","TotalCapacityAnnual","RE1","CSP with Storage",2039,null,null,null,null,null,null,null,0.20906016999999999]
["BAU","TotalCapacityAnnual","RE1","Large Hydropower Plant (Dam) (>100MW)",2034,null,null,null,null,null,null,null,3.3449509000000002]
["BAU","TotalCapacityAnnual","RE1","Medium Hydropower Plant (10-100MW)",2029,null,null,null,null,null,null,null,0.45541400999999998]
["BAU","TotalCapacityAnnual","RE1","Small Hydropower Plant (<10MW)",2054,null,null,null,null,null,null,null,0.12334109]
["BAU","TotalCapacityAnnual","RE1","Onshore Wind",2049,null,null,null,null,null,null,null,57.042116999999998]
["BAU","TotalCapacityAnnual","RE1","Nuclear Power Plant",2045,null,null,null,null,null,null,null,0.81037471999999999]
["BAU","TotalCapacityAnnual","RE1","Backstop Technology for ELC001",2021,null,null,null,null,null,null,null,1.0764]
["BAU","TotalCapacityAnnual","RE1","Electricity Transmission",2016,null,null,null,null,null,null,null,31.871717]
["BAU","TotalCapacityAnnual","RE1","Electricity Transmission",2068,null,null,null,null,null,null,null,77.235938000000004]
["BAU","TotalCapacityAnnual","RE1","Electricity Distribution",2063,null,null,null,null,null,null,null,63.998815999999998]
["BAU","TotalCapacityAnnual","RE1","Solar PV (Distributed with Storage)",2034,null,null,null,null,null,null,null,0.88294837999999998]
["BAU","TotalCapacityAnnual","RE1","Off-grid Hydropower",2030,null,null,null,null,null,null,null,0.02]
["BAU","TotalCapacityAnnual","RE1","Electricity Exports",2025,null,null,null,null,null,null,null,29.369700000000002]
["BAU","TotalCapacityAnnual","RE1","EV Charger",2021,null,null,null,null,null,null,null,0.92550619999999995]
["BAU","TotalCapacityAnnual","RE1","Electric Motorcycle",2016,null,null,null,null,null,null,null,0.83378936999999997]
["BAU","TotalCapacityAnnual","RE1","Electric Motorcycle",2067,null,null,null,null,null,null,null,6.3022708999999999]
["BAU","TotalCapacityAnnual","RE1","Gasoline Motorcycle",2027,null,null,null,null,null,null,null,1.6882484E-2]
["BAU","TotalCapacityAnnual","RE1","Gasoline Bus + Rail",2025,null,null,null,null,null,null,null,1.9801541]
["BAU","TotalCapacityAnnual","RE1","Industry Standard Efficiency Appliances",2020,null,null,null,null,null,null,null,13.995056999999999]
["BAU","TotalCapacityAnnual","RE1","Industry Deep Efficiency",2033,null,null,null,null,null,null,null,3.3464877999999998]
["BAU","TotalCapacityAnnual","RE1","Industry Coal Heating",2028,null,null,null,null,null,null,null,1.0563254]
["BAU","TotalCapacityAnnual","RE1","Industry Biomass Heating ",2024,null,null,null,null,null,null,null,1.7361647]
["BAU","TotalCapacityAnnual","RE1","Residential Standard Efficiency Appliances",2019,null,null,null,null,null,null,null,6.9283017999999998]
["BAU","TotalCapacityAnnual","RE1","Residential Standard Efficiency Appliances",2070,null,null,null,null,null,null,null,2.8867951000000001]
["BAU","TotalCapacityAnnual","RE1","Residential Biomass Stove",2017,null,null,null,null,null,null,null,8.9900900999999998]
["BAU","TotalCapacityAnnual","RE1","Residential Biomass Stove",2068,null,null,null,null,null,null,null,10.880523999999999]
["BAU","TotalCapacityAnnual","RE1","Residential Biomass Heating",2064,null,null,null,null,null,null,null,4.6999317999999999]
["BAU","TotalCapacityAnnual","RE1","Commercial Standard Efficiency Appliances",2059,null,null,null,null,null,null,null,1.8045046]
["BAU","TotalCapacityAnnual","RE1","Commercial Biomass Heating ",2015,null,null,null,null,null,null,null,1.5646114]
["BAU","TotalCapacityAnnual","RE1","Commercial Biomass Heating ",2067,null,null,null,null,null,null,null,2.0522887999999999]
["BAU","Demand","RE1","S101","Industrial Electricity Demand",2062,null,null,null,null,null,null,90.947822000000002]
["BAU","Demand","RE1","S101","Residential Electricity Demand",2057,null,null,null,null,null,null,33.930917999999998]
["BAU","Demand","RE1","S101","Commercial Electricity Demand",2053,null,null,null,null,null,null,27.173183000000002]
["BAU","Demand","RE1","S102","Industrial Electricity Demand",2048,null,null,null,null,null,null,91.145953000000006]
["BAU","Demand","RE1","S102","Residential Electricity Demand",2044,null,null,null,null,null,null,33.783808000000001]
["BAU","Demand","RE1","S102","Commercial Electricity Demand",2039,null,null,null,null,null,null,25.986118999999999]
["BAU","Demand","RE1","S103","Industrial Electricity Demand",2034,null,null,null,null,null,null,56.987490999999999]
["BAU","Demand","RE1","S103","Residential Electricity Demand",2030,null,null,null,null,null,null,20.629878000000001]
["BAU","Demand","RE1","S103","Commercial Electricity Demand",2025,null,null,null,null,null,null,15.409888]
["BAU","Demand","RE1","S104","Industrial Electricity Demand",2021,null,null,null,null,null,null,50.027326000000002]
["BAU","Demand","RE1","S104","Residential Electricity Demand",2016,null,null,null,null,null,null,27.016189000000001]
["BAU","Demand","RE1","S104","Residential Electricity Demand",2067,null,null,null,null,null,null,47.496746000000002]
["BAU","Demand","RE1","S104","Commercial Electricity Demand",2063,null,null,null,null,null,null,38.559412000000002]
["BAU","Demand","RE1","S105","Industrial Electricity Demand",2058,null,null,null,null,null,null,87.969549999999998]
["BAU","Demand","RE1","S105","Residential Electricity Demand",2053,null,null,null,null,null,null,32.593120999999996]
["BAU","Demand","RE1","S105","Commercial Electricity Demand",2049,null,null,null,null,null,null,25.953061000000002]
["BAU","Demand","RE1","S106","Industrial Electricity Demand",2044,null,null,null,null,null,null,85.909008999999998]
["BAU","Demand","RE1","S106","Residential Electricity Demand",2040,null,null,null,null,null,null,31.638963]
["BAU","Demand","RE1","S106","Commercial Electricity Demand",2035,null,null,null,null,null,null,24.132201999999999]
["BAU","Demand","RE1","S107","Industrial Electricity Demand",2030,null,null,null,null,null,null,51.256967000000003]
["BAU","Demand","RE1","S107","Residential Electricity Demand",2026,null,null,null,null,null,null,18.428791]
["BAU","Demand","RE1","S107","Commercial Electricity Demand",2021,null,null,null,null,null,null,8.4611131000000004]
["BAU","Demand","RE1","S108","Industrial Electricity Demand",2016,null,null,null,null,null,null,53.791437000000002]
["BAU","Demand","RE1","S108","Industrial Electricity Demand",2017,null,null,null,null,null,null,53.147748]
["BAU","Demand","RE1","S108","Industrial Electricity Demand",2068,null,null,null,null,null,null,120.61324]
["BAU","Demand","RE1","S108","Residential Electricity Demand",2064,null,null,null,null,null,null,45.987254]
["BAU","Demand","RE1","S108","Commercial Electricity Demand",2059,null,null,null,null,null,null,36.704169]
["BAU","ProductionByTechnology","RE1","S102","Crude Oil Refinery Option 1","Light Fuel Oil ",2020,null,null,null,null,null,9.8451166000000008]
["BAU","ProductionByTechnology","RE1","S103","Electricity Imports","Electricity from power plants",2020,null,null,null,null,null,4.4550000000000001]
["BAU","ProductionByTechnology","RE1","S104","Residential Biomass Stove","Residential Cooking Demand",2020,null,null,null,null,null,39.989376999999998]
["BAU","ProductionByTechnology","RE1","S106","Oil Fired Gas Turbine (SCGT)","Electricity from power plants",2020,null,null,null,null,null,0.38248315999999999]
["BAU","ProductionByTechnology","RE1","S107","Industry Biomass Heating ","Industry Low Heat Demand",2020,null,null,null,null,null,6.6141909999999999]
["BAU","ProductionByTechnology","RE1","S101","Hydro Potential","Hydro",2030,null,null,null,null,null,9.5055618000000006]
["BAU","ProductionByTechnology","RE1","S102","Gasoline Bus + Rail","Bus + Rail Transport Demand",2030,null,null,null,null,null,4.4955954]
["BAU","ProductionByTechnology","RE1","S104","Hydro Potential","Hydro",2030,null,null,null,null,null,11.580368999999999]
["BAU","ProductionByTechnology","RE1","S105","Electric Motorcycle","Motorcycle Transport Demand",2030,null,null,null,null,null,4.5598070999999996]
["BAU","ProductionByTechnology","RE1","S107","Solar Potential","Solar ",2030,null,null,null,null,null,0.52005528000000001]
["BAU","ProductionByTechnology","RE1","S108","Off-grid Hydropower","Electricity after distribution",2030,null,null,null,null,null,4.3027474000000003E-2]
["BAU","ProductionByTechnology","RE1","S102","Biomass Extraction","Biomass",2040,null,null,null,null,null,240.37482]
["BAU","ProductionByTechnology","RE1","S103","Coal Power Plant","Electricity from power plants",2040,null,null,null,null,null,53.081876000000001]
["BAU","ProductionByTechnology","RE1","S104","Off-grid Hydropower","Electricity after distribution",2040,null,null,null,null,null,6.0624415000000001E-2]
["BAU","ProductionByTechnology","RE1","S105","Commercial Deep Efficiency","Commercial Electricity Demand",2040,null,null,null,null,null,21.708055000000002]
["BAU","ProductionByTechnology","RE1","S107","Uranium Extraction","Uranium",2040,null,null,null,null,null,9.9039221000000008]
["BAU","ProductionByTechnology","RE1","S108","Electricity Transmission","Electricity after transmission",2040,null,null,null,null,null,144.94297]
["BAU","ProductionByTechnology","RE1","S101","Residential Biomass Stove","Residential Cooking Demand",2050,null,null,null,null,null,43.964796]
["BAU","ProductionByTechnology","RE1","S103","Geothermal Potential","Geothermal",2050,null,null,null,null,null,1.7505466999999999]
["BAU","ProductionByTechnology","RE1","S104","Electricity Distribution","Electricity after distribution",2050,null,null,null,null,null,174.04109]
["BAU","ProductionByTechnology","RE1","S105","Residential Biomass Stove","Residential Cooking Demand",2050,null,null,null,null,null,43.964796]
["BAU","ProductionByTechnology","RE1","S107","Uranium Extraction","Uranium",2050,null,null,null,null,null,6.8468907000000003]
["BAU","ProductionByTechnology","RE1","S108","EV Charger","Electricity for EVs",2050,null,null,null,null,null,36.019430999999997]
["BAU","TotalAnnualTechnologyActivityByMode","RE1","Crude Oil Extraction",1,2035,null,null,null,null,null,null,350.61488000000003]
["BAU","TotalAnnualTechnologyActivityByMode","RE1","Biomass Imports",1,2053,null,null,null,null,null,null,878.03386]
["BAU","TotalAnnualTechnologyActivityByMode","RE1","Biomass Extraction",1,2048,null,null,null,null,null,null,1400]
["BAU","TotalAnnualTechnologyActivityByMode","RE1","Coal Imports",1,2043,null,null,null,null,null,null,954.49131999999997]
["BAU","TotalAnnualTechnologyActivityByMode","RE1","Light Fuel Oil Imports",1,2040,null,null,null,null,null,null,143.03003000000001]
["BAU","TotalAnnualTechnologyActivityByMode","RE1","Crude Oil Refinery Option 1",1,2045,null,null,null,null,null,null,350.61488000000003]
["BAU","TotalAnnualTechnologyActivityByMode","RE1","Natural Gas Imports",1,2062,null,null,null,null,null,null,345.15854000000002]
["BAU","TotalAnnualTechnologyActivityByMode","RE1","Solar Potential",1,2042,null,null,null,null,null,null,327.21283]
["BAU","TotalAnnualTechnologyActivityByMode","RE1","Wind Potential",1,2037,null,null,null,null,null,null,340]
["BAU","TotalAnnualTechnologyActivityByMode","RE1","Uranium Extraction",1,2033,null,null,null,null,null,null,105.55933]
["BAU","TotalAnnualTechnologyActivityByMode","RE1","Geothermal Potential",1,2052,null,null,null,null,null,null,14.004372999999999]
["BAU","TotalAnnualTechnologyActivityByMode","RE1","Hydro Potential",1,2047,null,null,null,null,null,null,65]
["BAU","TotalAnnualTechnologyActivityByMode","RE1","Biomass Power Plant",1,2043,null,null,null,null,null,null,0.23197032000000001]
["BAU","TotalAnnualTechnologyActivityByMode","RE1","Coal Power Plant",1,2038,null,null,null,null,null,null,451.76416]
["BAU","TotalAnnualTechnologyActivityByMode","RE1","Geothermal Power Plant",1,2058,null,null,null,null,null,null,11.203499000000001]
["BAU","TotalAnnualTechnologyActivityByMode","RE1","Oil Fired Gas Turbine (SCGT)",1,2053,null,null,null,null,null,null,8.9794944999999995]
["BAU","TotalAnnualTechnologyActivityByMode","RE1","Gas Power Plant (CCGT)",1,2049,null,null,null,null,null,null,6.6723208999999999]
["BAU","TotalAnnualTechnologyActivityByMode","RE1","Solar PV (Utility)",1,2045,null,null,null,null,null,null,489.58596999999997]
["BAU","TotalAnnualTechnologyActivityByMode","RE1","CSP with Storage",1,2040,null,null,null,null,null,null,2.4910104]
["BAU","TotalAnnualTechnologyActivityByMode","RE1","Large Hydropower Plant (Dam) (>100MW)",1,2035,null,null,null,null,null,null,56.911267000000002]
["BAU","TotalAnnualTechnologyActivityByMode","RE1","Medium Hydropower Plant (10-100MW)",1,2031,null,null,null,null,null,null,7.7484511999999999]
["BAU","TotalAnnualTechnologyActivityByMode","RE1","Small Hydropower Plant (<10MW)",1,2055,null,null,null,null,null,null,2.0985353999999998]
["BAU","TotalAnnualTechnologyActivityByMode","RE1","Onshore Wind",1,2051,null,null,null,null,null,null,340]
["BAU","TotalAnnualTechnologyActivityByMode","RE1","Nuclear Power Plant",1,2046,null,null,null,null,null,null,20.820367000000001]
["BAU","TotalAnnualTechnologyActivityByMode","RE1","Backstop Technology for ELC001",1,2022,null,null,null,null,null,null,1.0764]
["BAU","TotalAnnualTechnologyActivityByMode","RE1","Electricity Transmission",1,2018,null,null,null,null,null,null,948.79552000000001]
["BAU","TotalAnnualTechnologyActivityByMode","RE1","Electricity Transmission",1,2069,null,null,null,null,null,null,1926.4096999999999]
["BAU","TotalAnnualTechnologyActivityByMode","RE1","Electricity Distribution",1,2064,null,null,null,null,null,null,1622.0237]
["BAU","TotalAnnualTechnologyActivityByMode","RE1","Off-grid Hydropower",1,2060,null,null,null,null,null,null,0.34028163]
["BAU","TotalAnnualTechnologyActivityByMode","RE1","Electricity Exports",1,2055,null,null,null,null,null,null,51.394934999999997]
["BAU","TotalAnnualTechnologyActivityByMode","RE1","EV Charger",1,2051,null,null,null,null,null,null,165.21503999999999]
["BAU","TotalAnnualTechnologyActivityByMode","RE1","Electric Motorcycle",1,2046,null,null,null,null,null,null,58.422131]
["BAU","TotalAnnualTechnologyActivityByMode","RE1","Electric Bus + Rail",1,2060,null,null,null,null,null,null,9.2232702999999994]
["BAU","TotalAnnualTechnologyActivityByMode","RE1","Gasoline Bus + Rail",1,2019,null,null,null,null,null,null,18.20336]
["BAU","TotalAnnualTechnologyActivityByMode","RE1","Industry Standard Efficiency Appliances",1,2019,null,null,null,null,null,null,372.91]
["BAU","TotalAnnualTechnologyActivityByMode","RE1","Industry Deep Efficiency",1,2032,null,null,null,null,null,null,27.788831999999999]
["BAU","TotalAnnualTechnologyActivityByMode","RE1","Industry Coal Heating",1,2027,null,null,null,null,null,null,32.061463000000003]
["BAU","TotalAnnualTechnologyActivityByMode","RE1","Industry Biomass Heating ",1,2022,null,null,null,null,null,null,53.609423]
["BAU","TotalAnnualTechnologyActivityByMode","RE1","Residential Standard Efficiency Appliances",1,2018,null,null,null,null,null,null,196.16]
["BAU","TotalAnnualTechnologyActivityByMode","RE1","Residential Standard Efficiency Appliances",1,2069,null,null,null,null,null,null,37.212803000000001]
["BAU","TotalAnnualTechnologyActivityByMode","RE1","Residential Biomass Stove",1,2024,null,null,null,null,null,null,329.20677999999998]
["BAU","TotalAnnualTechnologyActivityByMode","RE1","Residential Biomass Heating",1,2020,null,null,null,null,null,null,137.10642999999999]
["BAU","TotalAnnualTechnologyActivityByMode","RE1","Commercial Standard Efficiency Appliances",1,2015,null,null,null,null,null,null,103.798]
["BAU","TotalAnnualTechnologyActivityByMode","RE1","Commercial Standard Efficiency Appliances",1,2067,null,null,null,null,null,null,32.426937000000002]
["BAU","TotalAnnualTechnologyActivityByMode","RE1","Commercial Biomass Heating ",1,2023,null,null,null,null,null,null,61.794308000000001]
["BAU","CapitalInvestment","RE1","Crude Oil Refinery Option 1",2029,null,null,null,null,null,null,null,1403.0427]
["BAU","CapitalInvestment","RE1","Solar PV (Utility)",2036,null,null,null,null,null,null,null,1382.7747999999999]
["BAU","CapitalInvestment","RE1","Large Hydropower Plant (Dam) (>100MW)",2047,null,null,null,null,null,null,null,145.58573000000001]
["BAU","CapitalInvestment","RE1","Onshore Wind",2043,null,null,null,null,null,null,null,4675.3679000000002]
["BAU","CapitalInvestment","RE1","Backstop Technology for ELC001",2020,null,null,null,null,null,null,null,1076398.8999999999]
["BAU","CapitalInvestment","RE1","Electricity Transmission",2015,null,null,null,null,null,null,null,6.0236502999999999E-3]
["BAU","CapitalInvestment","RE1","Electricity Distribution",2042,null,null,null,null,null,null,null,1818.0018]
["BAU","CapitalInvestment","RE1","EV Charger",2043,null,null,null,null,null,null,null,53.596198000000001]
["BAU","CapitalInvestment","RE1","Electric Motorcycle",2046,null,null,null,null,null,null,null,4.8146580000000003E-5]
["BAU","CapitalInvestment","RE1","Electric Bus + Rail",2066,null,null,null,null,null,null,null,1344.4327000000001]
["BAU","CapitalInvestment","RE1","Industry Standard Efficiency Appliances",2058,null,null,null,null,null,null,null,1.495694E-5]
["BAU","CapitalInvestment","RE1","Industry Coal Heating",2016,null,null,null,null,null,null,null,16.14817]
["BAU","CapitalInvestment","RE1","Industry Coal Heating",2067,null,null,null,null,null,null,null,90.164378999999997]
["BAU","CapitalInvestment","RE1","Industry Biomass Heating ",2062,null,null,null,null,null,null,null,19.404450000000001]
["BAU","CapitalInvestment","RE1","Residential Deep Efficiency",2041,null,null,null,null,null,null,null,241.95685]
["BAU","CapitalInvestment","RE1","Residential Biomass Stove",2037,null,null,null,null,null,null,null,0.29367726999999999]
["BAU","CapitalInvestment","RE1","Residential Biomass Heating",2035,null,null,null,null,null,null,null,86.589436000000006]
["BAU","CapitalInvestment","RE1","Commercial Standard Efficiency Appliances",2051,null,null,null,null,null,null,null,2.5821025999999999E-6]
["BAU","CapitalInvestment","RE1","Commercial Deep Efficiency",2064,null,null,null,null,null,null,null,819.46452999999997]
["BAU","CapitalInvestment","RE1","Commercial Biomass Heating ",2061,null,null,null,null,null,null,null,20.984082000000001]
["BAU","SalvageValue","RE1","Solar PV (Utility)",2064,null,null,null,null,null,null,null,5755.5285999999996]
["BAU","SalvageValue","RE1","Onshore Wind",2047,null,null,null,null,null,null,null,116.0312]
["BAU","SalvageValue","RE1","Electricity Transmission",2062,null,null,null,null,null,null,null,1265.8451]
["BAU","SalvageValue","RE1","EV Charger",2023,null,null,null,null,null,null,null,1.5564005000000001]
["BAU","SalvageValue","RE1","Electric Motorcycle",2065,null,null,null,null,null,null,null,4.2835247000000001E-5]
["BAU","SalvageValue","RE1","Industry Deep Efficiency",2066,null,null,null,null,null,null,null,1843.6313]
["BAU","SalvageValue","RE1","Residential Biomass Stove",2065,null,null,null,null,null,null,null,2.3261031000000001]
["BAU","AnnualVariableOperatingCost","RE1","Crude Oil Imports",2050,null,null,null,null,null,null,null,4662.8778000000002]
["BAU","AnnualVariableOperatingCost","RE1","Biomass Imports",2017,null,null,null,null,null,null,null,764.04611]
["BAU","AnnualVariableOperatingCost","RE1","Biomass Imports",2068,null,null,null,null,null,null,null,1440.9827]
["BAU","AnnualVariableOperatingCost","RE1","Biomass Extraction",2064,null,null,null,null,null,null,null,2240]
["BAU","AnnualVariableOperatingCost","RE1","Coal Imports",2059,null,null,null,null,null,null,null,3657.3618999999999]
["BAU","AnnualVariableOperatingCost","RE1","Heavy Fuel Oil Imports",2065,null,null,null,null,null,null,null,37.453471]
["BAU","AnnualVariableOperatingCost","RE1","Crude Oil Refinery Option 1",2061,null,null,null,null,null,null,null,188.84198000000001]
["BAU","AnnualVariableOperatingCost","RE1","Natural Gas Extraction",2022,null,null,null,null,null,null,null,198.94118]
["BAU","AnnualVariableOperatingCost","RE1","Solar Potential",2058,null,null,null,null,null,null,null,9.2658403E-2]
["BAU","AnnualVariableOperatingCost","RE1","Wind Potential",2053,null,null,null,null,null,null,null,3.4000000000000002E-2]
["BAU","AnnualVariableOperatingCost","RE1","Uranium Extraction",2038,null,null,null,null,null,null,null,12.872370999999999]
["BAU","AnnualVariableOperatingCost","RE1","Geothermal Potential",2067,null,null,null,null,null,null,null,1.4004374E-3]
["BAU","AnnualVariableOperatingCost","RE1","Hydro Potential",2062,null,null,null,null,null,null,null,6.4999999999999997E-3]
["BAU","AnnualVariableOperatingCost","RE1","Biomass Power Plant",2058,null,null,null,null,null,null,null,0.53578373999999995]
["BAU","AnnualVariableOperatingCost","RE1","Coal Power Plant",2053,null,null,null,null,null,null,null,1.5671098999999999]
["BAU","AnnualVariableOperatingCost","RE1","Oil Fired Gas Turbine (SCGT)",2016,null,null,null,null,null,null,null,3.0598653E-4]
["BAU","AnnualVariableOperatingCost","RE1","Oil Fired Gas Turbine (SCGT)",2068,null,null,null,null,null,null,null,7.6744134999999998E-5]
["BAU","AnnualVariableOperatingCost","RE1","Gas Power Plant (CCGT)",2064,null,null,null,null,null,null,null,2.1660908E-2]
["BAU","AnnualVariableOperatingCost","RE1","Solar PV (Utility)",2060,null,null,null,null,null,null,null,5.3127577000000002E-3]
["BAU","AnnualVariableOperatingCost","RE1","CSP with Storage",2055,null,null,null,null,null,null,null,6.3438858999999996E-6]
["BAU","AnnualVariableOperatingCost","RE1","Large Hydropower Plant (Dam) (>100MW)",2050,null,null,null,null,null,null,null,5.4812732000000001E-3]
["BAU","AnnualVariableOperatingCost","RE1","Medium Hydropower Plant (10-100MW)",2046,null,null,null,null,null,null,null,7.7484511999999998E-4]
["BAU","AnnualVariableOperatingCost","RE1","Small Hydropower Plant (<10MW)",2070,null,null,null,null,null,null,null,3.0625347E-4]
["BAU","AnnualVariableOperatingCost","RE1","Onshore Wind",2065,null,null,null,null,null,null,null,1.8689799999999999E-3]
["BAU","AnnualVariableOperatingCost","RE1","Nuclear Power Plant",2061,null,null,null,null,null,null,null,40.328254000000001]
["BAU","AnnualVariableOperatingCost","RE1","Backstop Technology for ELC001",2037,null,null,null,null,null,null,null,1076398.8999999999]
["BAU","AnnualVariableOperatingCost","RE1","Electricity Transmission",2033,null,null,null,null,null,null,null,0.10918609]
["BAU","AnnualVariableOperatingCost","RE1","Electricity Distribution",2028,null,null,null,null,null,null,null,9.0144162999999999E-2]
["BAU","AnnualVariableOperatingCost","RE1","Off-grid Hydropower",2023,null,null,null,null,null,null,null,3.4028162999999999E-5]
["BAU","AnnualVariableOperatingCost","RE1","Electricity Exports",2019,null,null,null,null,null,null,null,5.0466746000000003E-3]
["BAU","AnnualVariableOperatingCost","RE1","Electricity Exports",2070,null,null,null,null,null,null,null,5.5387435000000002E-3]
["BAU","AnnualVariableOperatingCost","RE1","EV Charger",2066,null,null,null,null,null,null,null,3.1850852999999998E-2]
["BAU","AnnualVariableOperatingCost","RE1","Electric Motorcycle",2061,null,null,null,null,null,null,null,8.5378816999999996E-3]
["BAU","AnnualVariableOperatingCost","RE1","Gasoline Car",2017,null,null,null,null,null,null,null,2.1405364999999999E-3]
["BAU","AnnualVariableOperatingCost","RE1","Gasoline Car",2018,null,null,null,null,null,null,null,2.4186653000000001E-3]
["BAU","AnnualVariableOperatingCost","RE1","Gasoline Bus + Rail",2034,null,null,null,null,null,null,null,3.1820974999999998E-3]
["BAU","AnnualVariableOperatingCost","RE1","Industry Standard Efficiency Appliances",2034,null,null,null,null,null,null,null,2.4836474000000001E-2]
["BAU","AnnualVariableOperatingCost","RE1","Industry Deep Efficiency",2047,null,null,null,null,null,null,null,4.5075905999999999E-2]
["BAU","AnnualVariableOperatingCost","RE1","Industry Coal Heating",2042,null,null,null,null,null,null,null,5.4262872999999998E-3]
["BAU","AnnualVariableOperatingCost","RE1","Industry Biomass Heating ",2038,null,null,null,null,null,null,null,5.8438307000000002E-3]
["BAU","AnnualVariableOperatingCost","RE1","Residential Standard Efficiency Appliances",2033,null,null,null,null,null,null,null,1.8599153E-2]
["BAU","AnnualVariableOperatingCost","RE1","Residential Deep Efficiency",2045,null,null,null,null,null,null,null,1.7220487999999999E-2]
["BAU","AnnualVariableOperatingCost","RE1","Residential Biomass Stove",2040,null,null,null,null,null,null,null,1109.6112000000001]
["BAU","AnnualVariableOperatingCost","RE1","Residential Biomass Heating",2035,null,null,null,null,null,null,null,1.4985557E-2]
["BAU","AnnualVariableOperatingCost","RE1","Commercial Standard Efficiency Appliances",2030,null,null,null,null,null,null,null,1.5490291E-2]
["BAU","AnnualVariableOperatingCost","RE1","Commercial Deep Efficiency",2043,null,null,null,null,null,null,null,1.4162602999999999E-2]
["BAU","AnnualVariableOperatingCost","RE1","Commercial Biomass Heating ",2038,null,null,null,null,null,null,null,6.6862398000000003E-3]
["BAU","AnnualFixedOperatingCost","RE1","Biomass Power Plant",2034,null,null,null,null,null,null,null,2.1536686999999999]
["BAU","AnnualFixedOperatingCost","RE1","Coal Power Plant",2029,null,null,null,null,null,null,null,2598.9373999999998]
["BAU","AnnualFixedOperatingCost","RE1","Geothermal Power Plant",2048,null,null,null,null,null,null,null,51.129809000000002]
["BAU","AnnualFixedOperatingCost","RE1","Oil Fired Gas Turbine (SCGT)",2044,null,null,null,null,null,null,null,21.992073000000001]
["BAU","AnnualFixedOperatingCost","RE1","Gas Power Plant (CCGT)",2039,null,null,null,null,null,null,null,39.805056]
["BAU","AnnualFixedOperatingCost","RE1","Solar PV (Utility)",2035,null,null,null,null,null,null,null,896.78476999999998]
["BAU","AnnualFixedOperatingCost","RE1","CSP with Storage",2030,null,null,null,null,null,null,null,26.165949000000001]
["BAU","AnnualFixedOperatingCost","RE1","Large Hydropower Plant (Dam) (>100MW)",2025,null,null,null,null,null,null,null,256.4923]
["BAU","AnnualFixedOperatingCost","RE1","Medium Hydropower Plant (10-100MW)",2021,null,null,null,null,null,null,null,34.156050999999998]
["BAU","AnnualFixedOperatingCost","RE1","Small Hydropower Plant (<10MW)",2045,null,null,null,null,null,null,null,5.0941207999999998]
["BAU","AnnualFixedOperatingCost","RE1","Onshore Wind",2040,null,null,null,null,null,null,null,1681.5048999999999]
["BAU","AnnualFixedOperatingCost","RE1","Nuclear Power Plant",2036,null,null,null,null,null,null,null,136.97391999999999]
["BAU","AnnualFixedOperatingCost","RE1","Backstop Technology for ELC001",2032,null,null,null,null,null,null,null,1076398.8999999999]
["BAU","AnnualFixedOperatingCost","RE1","Light Fuel Oil Standalone Generator (1kW)",2030,null,null,null,null,null,null,null,0.20884]
["BAU","AnnualFixedOperatingCost","RE1","Solar PV (Distributed with Storage)",2055,null,null,null,null,null,null,null,11.52276]
["BAU","AnnualFixedOperatingCost","RE1","Off-grid Hydropower",2050,null,null,null,null,null,null,null,1.8]
["BAU","AnnualFixedOperatingCost","RE1","Gasoline Bus + Rail",2041,null,null,null,null,null,null,null,18.016307999999999]
["BAU","AnnualFixedOperatingCost","RE1","Industry Coal Heating",2036,null,null,null,null,null,null,null,37.989615999999998]
["BAU","AnnualFixedOperatingCost","RE1","Industry Biomass Heating ",2031,null,null,null,null,null,null,null,26.304255999999999]
["BAU","AnnualFixedOperatingCost","RE1","Residential Biomass Heating",2027,null,null,null,null,null,null,null,66.395536000000007]
["BAU","AnnualFixedOperatingCost","RE1","Commercial Biomass Heating ",2022,null,null,null,null,null,null,null,28.168731000000001]
["BAU","TotalTechnologyAnnualActivity","RE1","Crude Oil Imports",2052,null,null,null,null,null,null,null,250.67086]
["BAU","TotalTechnologyAnnualActivity","RE1","Biomass Imports",2019,null,null,null,null,null,null,null,597.10482999999999]
["BAU","TotalTechnologyAnnualActivity","RE1","Biomass Imports",2070,null,null,null,null,null,null,null,809.91569000000004]
["BAU","TotalTechnologyAnnualActivity","RE1","Biomass Extraction",2066,null,null,null,null,null,null,null,1400]
["BAU","TotalTechnologyAnnualActivity","RE1","Coal Imports",2061,null,null,null,null,null,null,null,590.96258]
["BAU","TotalTechnologyAnnualActivity","RE1","Heavy Fuel Oil Imports",2067,null,null,null,null,null,null,null,2.1948823000000002]
["BAU","TotalTechnologyAnnualActivity","RE1","Crude Oil Refinery Option 1",2063,null,null,null,null,null,null,null,68.345932000000005]
["BAU","TotalTechnologyAnnualActivity","RE1","Natural Gas Extraction",2024,null,null,null,null,null,null,null,19.597968000000002]
["BAU","TotalTechnologyAnnualActivity","RE1","Solar Potential",2060,null,null,null,null,null,null,null,967.37611000000004]
["BAU","TotalTechnologyAnnualActivity","RE1","Wind Potential",2055,null,null,null,null,null,null,null,340]
["BAU","TotalTechnologyAnnualActivity","RE1","Uranium Extraction",2050,null,null,null,null,null,null,null,54.775126]
["BAU","TotalTechnologyAnnualActivity","RE1","Geothermal Potential",2070,null,null,null,null,null,null,null,14.004372999999999]
["BAU","TotalTechnologyAnnualActivity","RE1","Hydro Potential",2065,null,null,null,null,null,null,null,65]
["BAU","TotalTechnologyAnnualActivity","RE1","Biomass Power Plant",2061,null,null,null,null,null,null,null,9.1312036999999999E-2]
["BAU","TotalTechnologyAnnualActivity","RE1","Coal Power Plant",2056,null,null,null,null,null,null,null,211.07855000000001]
["BAU","TotalTechnologyAnnualActivity","RE1","Oil Fired Gas Turbine (SCGT)",2019,null,null,null,null,null,null,null,3.0598652999999998]
["BAU","TotalTechnologyAnnualActivity","RE1","Gas Power Plant (CCGT)",2016,null,null,null,null,null,null,null,53.305199999999999]
["BAU","TotalTechnologyAnnualActivity","RE1","Gas Power Plant (CCGT)",2067,null,null,null,null,null,null,null,253.1876]
["BAU","TotalTechnologyAnnualActivity","RE1","Solar PV (Utility)",2063,null,null,null,null,null,null,null,1087.7437]
["BAU","TotalTechnologyAnnualActivity","RE1","CSP with Storage",2058,null,null,null,null,null,null,null,0.98946500999999998]
["BAU","TotalTechnologyAnnualActivity","RE1","Large Hydropower Plant (Dam) (>100MW)",2053,null,null,null,null,null,null,null,54.812731999999997]
["BAU","TotalTechnologyAnnualActivity","RE1","Medium Hydropower Plant (10-100MW)",2049,null,null,null,null,null,null,null,7.7484511999999999]
["BAU","TotalTechnologyAnnualActivity","RE1","Onshore Wind",2017,null,null,null,null,null,null,null,62.764901000000002]
["BAU","TotalTechnologyAnnualActivity","RE1","Onshore Wind",2068,null,null,null,null,null,null,null,340]
["BAU","TotalTechnologyAnnualActivity","RE1","Nuclear Power Plant",2064,null,null,null,null,null,null,null,11.907393000000001]
["BAU","TotalTechnologyAnnualActivity","RE1","Backstop Technology for ELC001",2040,null,null,null,null,null,null,null,1.0764]
["BAU","TotalTechnologyAnnualActivity","RE1","Electricity Transmission",2036,null,null,null,null,null,null,null,1058.9039]
["BAU","TotalTechnologyAnnualActivity","RE1","Electricity Distribution",2031,null,null,null,null,null,null,null,969.37369000000001]
["BAU","TotalTechnologyAnnualActivity","RE1","Off-grid Hydropower",2026,null,null,null,null,null,null,null,0.34028163]
["BAU","TotalTechnologyAnnualActivity","RE1","Electricity Exports",2022,null,null,null,null,null,null,null,45.37]
["BAU","TotalTechnologyAnnualActivity","RE1","EV Charger",2017,null,null,null,null,null,null,null,19.601963000000001]
["BAU","TotalTechnologyAnnualActivity","RE1","EV Charger",2068,null,null,null,null,null,null,null,331.95537999999999]
["BAU","TotalTechnologyAnnualActivity","RE1","Electric Motorcycle",2064,null,null,null,null,null,null,null,90.853125000000006]
["BAU","TotalTechnologyAnnualActivity","RE1","Gasoline Car",2020,null,null,null,null,null,null,null,29.749229]
["BAU","TotalTechnologyAnnualActivity","RE1","Gasoline Bus + Rail",2037,null,null,null,null,null,null,null,35.939796999999999]
["BAU","TotalTechnologyAnnualActivity","RE1","Industry Standard Efficiency Appliances",2037,null,null,null,null,null,null,null,128.45514]
["BAU","TotalTechnologyAnnualActivity","RE1","Industry Deep Efficiency",2049,null,null,null,null,null,null,null,466.49601999999999]
["BAU","TotalTechnologyAnnualActivity","RE1","Industry Coal Heating",2045,null,null,null,null,null,null,null,59.162492]
["BAU","TotalTechnologyAnnualActivity","RE1","Industry Biomass Heating ",2040,null,null,null,null,null,null,null,58.863664999999997]
["BAU","TotalTechnologyAnnualActivity","RE1","Residential Standard Efficiency Appliances",2036,null,null,null,null,null,null,null,99.077414000000005]
["BAU","TotalTechnologyAnnualActivity","RE1","Residential Deep Efficiency",2048,null,null,null,null,null,null,null,182.64472000000001]
["BAU","TotalTechnologyAnnualActivity","RE1","Residential Biomass Stove",2042,null,null,null,null,null,null,null,355.27262000000002]
["BAU","TotalTechnologyAnnualActivity","RE1","Residential Biomass Heating",2038,null,null,null,null,null,null,null,151.62335999999999]
["BAU","TotalTechnologyAnnualActivity","RE1","Commercial Standard Efficiency Appliances",2033,null,null,null,null,null,null,null,157.90848]
["BAU","TotalTechnologyAnnualActivity","RE1","Commercial Deep Efficiency",2045,null,null,null,null,null,null,null,146.20348999999999]
["BAU","TotalTechnologyAnnualActivity","RE1","Commercial Biomass Heating ",2041,null,null,null,null,null,null,null,67.229476000000005]
["BAU","ProductionByTechnologyAnnual","RE1","Crude Oil Extraction","Crude Oil",2020,null,null,null,null,null,null,87.512146999999999]
["BAU","ProductionByTechnologyAnnual","RE1","Biomass Imports","Biomass",2038,null,null,null,null,null,null,902.08797000000004]
["BAU","ProductionByTechnologyAnnual","RE1","Biomass Extraction","Biomass",2033,null,null,null,null,null,null,1400]
["BAU","ProductionByTechnologyAnnual","RE1","Coal Imports","Coal",2028,null,null,null,null,null,null,1624.1831999999999]
["BAU","ProductionByTechnologyAnnual","RE1","Light Fuel Oil Imports","Light Fuel Oil ",2024,null,null,null,null,null,null,181.76872]
["BAU","ProductionByTechnologyAnnual","RE1","Crude Oil Refinery Option 1","Light Fuel Oil ",2030,null,null,null,null,null,null,315.55338999999998]
["BAU","ProductionByTechnologyAnnual","RE1","Crude Oil Refinery Option 1","Heavy Fuel Oil",2031,null,null,null,null,null,null,35.061487999999997]
["BAU","ProductionByTechnologyAnnual","RE1","Natural Gas Imports","Natural Gas",2049,null,null,null,null,null,null,13.878427]
["BAU","ProductionByTechnologyAnnual","RE1","Solar Potential","Solar ",2028,null,null,null,null,null,null,20.727331]
["BAU","ProductionByTechnologyAnnual","RE1","Wind Potential","Wind",2024,null,null,null,null,null,null,175.47484]
["BAU","ProductionByTechnologyAnnual","RE1","Uranium Imports","Uranium",2020,null,null,null,null,null,null,171.72221999999999]
["BAU","ProductionByTechnologyAnnual","RE1","Uranium Extraction","Uranium",2070,null,null,null,null,null,null,13.081841000000001]
["BAU","ProductionByTechnologyAnnual","RE1","Hydro Potential","Hydro",2034,null,null,null,null,null,null,65]
["BAU","ProductionByTechnologyAnnual","RE1","Biomass Power Plant","Electricity from power plants",2029,null,null,null,null,null,null,0.47036161999999998]
["BAU","ProductionByTechnologyAnnual","RE1","Coal Power Plant","Electricity from power plants",2025,null,null,null,null,null,null,603.76101000000006]
["BAU","ProductionByTechnologyAnnual","RE1","Geothermal Power Plant","Electricity from power plants",2044,null,null,null,null,null,null,11.203499000000001]
["BAU","ProductionByTechnologyAnnual","RE1","Oil Fired Gas Turbine (SCGT)","Electricity from power plants",2039,null,null,null,null,null,null,12.259261]
["BAU","ProductionByTechnologyAnnual","RE1","Gas Power Plant (CCGT)","Electricity from power plants",2036,null,null,null,null,null,null,12.997806000000001]
["BAU","ProductionByTechnologyAnnual","RE1","Solar PV (Utility)","Electricity from power plants",2031,null,null,null,null,null,null,119.71829]
["BAU","ProductionByTechnologyAnnual","RE1","CSP with Storage","Electricity from power plants",2026,null,null,null,null,null,null,5.1079315999999997]
["BAU","ProductionByTechnologyAnnual","RE1","Large Hydropower Plant (Dam) (>100MW)","Electricity from power plants",2022,null,null,null,null,null,null,56.554808000000001]
["BAU","ProductionByTechnologyAnnual","RE1","Medium Hydropower Plant (10-100MW)","Electricity from power plants",2017,null,null,null,null,null,null,7.7484511999999999]
["BAU","ProductionByTechnologyAnnual","RE1","Medium Hydropower Plant (10-100MW)","Electricity from power plants",2069,null,null,null,null,null,null,7.7484511999999999]
["BAU","ProductionByTechnologyAnnual","RE1","Onshore Wind","Electricity from power plants",2037,null,null,null,null,null,null,340]
["BAU","ProductionByTechnologyAnnual","RE1","Nuclear Power Plant","Electricity from power plants",2032,null,null,null,null,null,null,36.354062999999996]
["BAU","ProductionByTechnologyAnnual","RE1","Electricity Imports","Electricity from power plants",2028,null,null,null,null,null,null,27.216000000000001]
["BAU","ProductionByTechnologyAnnual","RE1","Backstop Technology for ELC001","Electricity from power plants",2060,null,null,null,null,null,null,1.0764]
["BAU","ProductionByTechnologyAnnual","RE1","Electricity Transmission","Electricity after transmission",2056,null,null,null,null,null,null,1460.8166000000001]
["BAU","ProductionByTechnologyAnnual","RE1","Electricity Distribution","Electricity after distribution",2051,null,null,null,null,null,null,1148.6749]
["BAU","ProductionByTechnologyAnnual","RE1","Off-grid Hydropower","Electricity after distribution",2046,null,null,null,null,null,null,0.34028163]
["BAU","ProductionByTechnologyAnnual","RE1","EV Charger","Electricity for EVs",2042,null,null,null,null,null,null,57.762963999999997]
["BAU","ProductionByTechnologyAnnual","RE1","Electric Motorcycle","Motorcycle Transport Demand",2037,null,null,null,null,null,null,43.926417999999998]
["BAU","ProductionByTechnologyAnnual","RE1","Electric Car","Car Transport Demand",2067,null,null,null,null,null,null,117.17608]
["BAU","ProductionByTechnologyAnnual","RE1","Gasoline Car","Car Transport Demand",2045,null,null,null,null,null,null,68.772722000000002]
["BAU","ProductionByTechnologyAnnual","RE1","Gasoline Bus + Rail","Bus + Rail Transport Demand",2061,null,null,null,null,null,null,59.198113999999997]
["BAU","ProductionByTechnologyAnnual","RE1","Industry Standard Efficiency Appliances","Industrial Electricity Demand",2062,null,null,null,null,null,null,90.615351000000004]
["BAU","ProductionByTechnologyAnnual","RE1","Industry Coal Heating","Industry High Heat Demand",2018,null,null,null,null,null,null,20.806835]
["BAU","ProductionByTechnologyAnnual","RE1","Industry Coal Heating","Industry High Heat Demand",2069,null,null,null,null,null,null,105.05627]
["BAU","ProductionByTechnologyAnnual","RE1","Industry Biomass Heating ","Industry Low Heat Demand",2065,null,null,null,null,null,null,56.483756999999997]
["BAU","ProductionByTechnologyAnnual","RE1","Residential Standard Efficiency Appliances","Residential Electricity Demand",2060,null,null,null,null,null,null,33.593653000000003]
["BAU","ProductionByTechnologyAnnual","RE1","Residential Biomass Stove","Residential Cooking Demand",2015,null,null,null,null,null,null,259.10262999999998]
["BAU","ProductionByTechnologyAnnual","RE1","Residential Biomass Stove","Residential Cooking Demand",2067,null,null,null,null,null,null,341.84374000000003]
["BAU","ProductionByTechnologyAnnual","RE1","Residential Biomass Heating","Residential Low Heat Demand",2062,null,null,null,null,null,null,147.94766000000001]
["BAU","ProductionByTechnologyAnnual","RE1","Commercial Standard Efficiency Appliances","Commercial Electricity Demand",2058,null,null,null,null,null,null,27.777308000000001]
["BAU","ProductionByTechnologyAnnual","RE1","Commercial Deep Efficiency","Commercial Electricity Demand",2070,null,null,null,null,null,null,257.37482]
["BAU","ProductionByTechnologyAnnual","RE1","Commercial Biomass Heating ","Commercial Low Heat Demand",2065,null,null,null,null,null,null,64.626092999999997]
["BAU","AnnualTechnologyEmission","RE1","Crude Oil Extraction","Emission factor for CO2",2045,null,null,null,null,null,null,25700.07]
["BAU","AnnualTechnologyEmission","RE1","Coal Imports","Emission factor for CO2",2062,null,null,null,null,null,null,54605.906999999999]
["BAU","AnnualTechnologyEmission","RE1","Heavy Fuel Oil Imports","Emission factor for CO2",2068,null,null,null,null,null,null,169.88389000000001]
["BAU","AnnualTechnologyEmission","RE1","Natural Gas Extraction","Emission factor for CO2",2024,null,null,null,null,null,null,1099.4459999999999]
["BAU","AnnualEmissions","RE1","Emission factor for CO2",2059,null,null,null,null,null,null,null,93892.468999999997]
["IRP23","NewCapacity","RE1","Gas Power Plant (CCGT)",2037,null,null,null,null,null,null,null,0.32910486999999999]
["IRP23","NewCapacity","RE1","Solar PV (Utility)",2048,null,null,null,null,null,null,null,10]
["IRP23","NewCapacity","RE1","Large Hydropower Plant (Dam) (>100MW)",2054,null,null,null,null,null,null,null,3.3889313999999997E-2]
["IRP23","NewCapacity","RE1","Large Hydropower Plant (Dam) (>100MW)",2055,null,null,null,null,null,null,null,3.2194848999999998E-2]
["IRP23","NewCapacity","RE1","Onshore Wind",2049,null,null,null,null,null,null,null,1.5447983999999999]
["IRP23","NewCapacity","RE1","Backstop Technology for ELC001",2027,null,null,null,null,null,null,null,1.0764]
["IRP23","NewCapacity","RE1","Electricity Transmission",2036,null,null,null,null,null,null,null,0.83104206999999997]
["IRP23","NewCapacity","RE1","Electricity Distribution",2046,null,null,null,null,null,null,null,0.69338071000000001]
["IRP23","NewCapacity","RE1","EV Charger",2048,null,null,null,null,null,null,null,1.1397748999999999]
["IRP23","NewCapacity","RE1","Electric Motorcycle",2059,null,null,null,null,null,null,null,1.6052024]
["IRP23","NewCapacity","RE1","Gasoline Bus + Rail",2054,null,null,null,null,null,null,null,4.5129060999999998E-2]
["IRP23","NewCapacity","RE1","Industry Deep Efficiency",2064,null,null,null,null,null,null,null,1.9824189999999999]
["IRP23","NewCapacity","RE1","Industry Coal Heating",2046,null,null,null,null,null,null,null,0.13065877000000001]
["IRP23","NewCapacity","RE1","Industry Biomass Heating ",2042,null,null,null,null,null,null,null,8.9100751999999991E-3]
["IRP23","NewCapacity","RE1","Residential Standard Efficiency Appliances",2063,null,null,null,null,null,null,null,5.3002352000000003E-2]
["IRP23","NewCapacity","RE1","Residential Biomass Stove",2019,null,null,null,null,null,null,null,0.12291651000000001]
["IRP23","NewCapacity","RE1","Residential Biomass Heating",2029,null,null,null,null,null,null,null,3.7522646999999999E-2]
["IRP23","NewCapacity","RE1","Commercial Standard Efficiency Appliances",2037,null,null,null,null,null,null,null,0.15672401]
["IRP23","NewCapacity","RE1","Commercial Deep Efficiency",2068,null,null,null,null,null,null,null,0.49219180000000001]
["IRP23","NewCapacity","RE1","Commercial Biomass Heating ",2063,null,null,null,null,null,null,null,6.7052085999999997E-2]
["IRP23","RateOfActivity","RE1","S104","Crude Oil Imports",1,2054,null,null,null,null,null,263.10273000000001]
["IRP23","RateOfActivity","RE1","S108","Crude Oil Imports",1,2060,null,null,null,null,null,178.22832]
["IRP23","RateOfActivity","RE1","S103","Crude Oil Imports",1,2067,null,null,null,null,null,37.607990999999998]
["IRP23","RateOfActivity","RE1","S106","Crude Oil Extraction",1,2017,null,null,null,null,null,41.696604000000001]
["IRP23","RateOfActivity","RE1","S102","Crude Oil Extraction",1,2024,null,null,null,null,null,41.696604000000001]
["IRP23","RateOfActivity","RE1","S105","Crude Oil Extraction",1,2030,null,null,null,null,null,352.09897000000001]
["IRP23","RateOfActivity","RE1","S101","Crude Oil Extraction",1,2037,null,null,null,null,null,352.09897000000001]
["IRP23","RateOfActivity","RE1","S104","Crude Oil Extraction",1,2043,null,null,null,null,null,352.09897000000001]
["IRP23","RateOfActivity","RE1","S101","Biomass Imports",1,2018,null,null,null,null,null,1914.7221999999999]
["IRP23","RateOfActivity","RE1","S107","Biomass Imports",1,2034,null,null,null,null,null,2246.0074]
["IRP23","RateOfActivity","RE1","S102","Biomass Imports",1,2047,null,null,null,null,null,278.04662000000002]
["IRP23","RateOfActivity","RE1","S106","Biomass Imports",1,2060,null,null,null,null,null,69.974526999999995]
["IRP23","RateOfActivity","RE1","S103","Biomass Extraction",1,2016,null,null,null,null,null,1760.5625]
["IRP23","RateOfActivity","RE1","S102","Biomass Extraction",1,2024,null,null,null,null,null,2079.8987999999999]
["IRP23","RateOfActivity","RE1","S104","Biomass Extraction",1,2033,null,null,null,null,null,2244.4052000000001]
["IRP23","RateOfActivity","RE1","S107","Biomass Extraction",1,2043,null,null,null,null,null,2316.0976999999998]
["IRP23","RateOfActivity","RE1","S108","Biomass Extraction",1,2053,null,null,null,null,null,2286.4394000000002]
["IRP23","RateOfActivity","RE1","S103","Biomass Extraction",1,2064,null,null,null,null,null,2413.0189]
["IRP23","RateOfActivity","RE1","S102","Coal Imports",1,2017,null,null,null,null,null,1954.6496999999999]
["IRP23","RateOfActivity","RE1","S106","Coal Imports",1,2023,null,null,null,null,null,1698.8389999999999]
["IRP23","RateOfActivity","RE1","S101","Coal Imports",1,2030,null,null,null,null,null,1284.4584]
["IRP23","RateOfActivity","RE1","S104","Coal Imports",1,2036,null,null,null,null,null,920.33204999999998]
["IRP23","RateOfActivity","RE1","S108","Coal Imports",1,2042,null,null,null,null,null,685.04546000000005]
["IRP23","RateOfActivity","RE1","S103","Coal Imports",1,2049,null,null,null,null,null,515.05615]
["IRP23","RateOfActivity","RE1","S106","Coal Imports",1,2055,null,null,null,null,null,355.59602999999998]
["IRP23","RateOfActivity","RE1","S102","Coal Imports",1,2062,null,null,null,null,null,233.80735999999999]
["IRP23","RateOfActivity","RE1","S105","Coal Imports",1,2068,null,null,null,null,null,207.4237]
["IRP23","RateOfActivity","RE1","S106","Light Fuel Oil Imports",1,2021,null,null,null,null,null,825.27453000000003]
["IRP23","RateOfActivity","RE1","S105","Light Fuel Oil Imports",1,2041,null,null,null,null,null,235.14964000000001]
["IRP23","RateOfActivity","RE1","S107","Light Fuel Oil Imports",1,2048,null,null,null,null,null,272.38828000000001]
["IRP23","RateOfActivity","RE1","S108","Crude Oil Refinery Option 1",1,2016,null,null,null,null,null,41.696604000000001]
["IRP23","RateOfActivity","RE1","S103","Crude Oil Refinery Option 1",1,2023,null,null,null,null,null,41.696604000000001]
["IRP23","RateOfActivity","RE1","S107","Crude Oil Refinery Option 1",1,2029,null,null,null,null,null,340.48647999999997]
["IRP23","RateOfActivity","RE1","S102","Crude Oil Refinery Option 1",1,2036,null,null,null,null,null,352.09897000000001]
["IRP23","RateOfActivity","RE1","S105","Crude Oil Refinery Option 1",1,2042,null,null,null,null,null,352.09897000000001]
["IRP23","RateOfActivity","RE1","S101","Crude Oil Refinery Option 1",1,2049,null,null,null,null,null,352.09897000000001]
["IRP23","RateOfActivity","RE1","S104","Crude Oil Refinery Option 1",1,2055,null,null,null,null,null,269.54111]
["IRP23","RateOfActivity","RE1","S107","Crude Oil Refinery Option 1",1,2061,null,null,null,null,null,99.533244999999994]
["IRP23","RateOfActivity","RE1","S103","Crude Oil Refinery Option 1",1,2068,null,null,null,null,null,37.607990999999998]
["IRP23","RateOfActivity","RE1","S103","Natural Gas Imports",1,2039,null,null,null,null,null,100.95111]
["IRP23","RateOfActivity","RE1","S103","Natural Gas Imports",1,2052,null,null,null,null,null,499.16277000000002]
["IRP23","RateOfActivity","RE1","S101","Natural Gas Imports",1,2065,null,null,null,null,null,1113.4314999999999]
["IRP23","RateOfActivity","RE1","S101","Natural Gas Extraction",1,2021,null,null,null,null,null,80.817983999999996]
["IRP23","RateOfActivity","RE1","S107","Solar Potential",1,2018,null,null,null,null,null,5.0169600000000001]
["IRP23","RateOfActivity","RE1","S102","Solar Potential",1,2025,null,null,null,null,null,68.059200000000004]
["IRP23","RateOfActivity","RE1","S106","Solar Potential",1,2031,null,null,null,null,null,299.12403999999998]
["IRP23","RateOfActivity","RE1","S101","Solar Potential",1,2038,null,null,null,null,null,4.0143624000000004]
["IRP23","RateOfActivity","RE1","S104","Solar Potential",1,2044,null,null,null,null,null,1006.4415]
["IRP23","RateOfActivity","RE1","S108","Solar Potential",1,2050,null,null,null,null,null,1553.9568999999999]
["IRP23","RateOfActivity","RE1","S103","Solar Potential",1,2057,null,null,null,null,null,1.0415421]
["IRP23","RateOfActivity","RE1","S106","Solar Potential",1,2063,null,null,null,null,null,2200.3690000000001]
["IRP23","RateOfActivity","RE1","S102","Solar Potential",1,2070,null,null,null,null,null,2582.1437000000001]
["IRP23","RateOfActivity","RE1","S105","Wind Potential",1,2020,null,null,null,null,null,167.46117000000001]
["IRP23","RateOfActivity","RE1","S101","Wind Potential",1,2027,null,null,null,null,null,287.52041000000003]
["IRP23","RateOfActivity","RE1","S104","Wind Potential",1,2033,null,null,null,null,null,340]
["IRP23","RateOfActivity","RE1","S107","Wind Potential",1,2039,null,null,null,null,null,477.11689999999999]
["IRP23","RateOfActivity","RE1","S107","Wind Potential",1,2047,null,null,null,null,null,661.31439999999998]
["IRP23","RateOfActivity","RE1","S101","Wind Potential",1,2060,null,null,null,null,null,680]
["IRP23","RateOfActivity","RE1","S105","Uranium Imports",1,2016,null,null,null,null,null,163.62]
["IRP23","RateOfActivity","RE1","S101","Uranium Imports",1,2023,null,null,null,null,null,164.05027000000001]
["IRP23","RateOfActivity","RE1","S104","Uranium Extraction",1,2028,null,null,null,null,null,131.07498000000001]
["IRP23","RateOfActivity","RE1","S108","Uranium Extraction",1,2034,null,null,null,null,null,101.19552]
["IRP23","RateOfActivity","RE1","S103","Uranium Extraction",1,2041,null,null,null,null,null,76.183967999999993]
["IRP23","RateOfActivity","RE1","S106","Uranium Extraction",1,2047,null,null,null,null,null,60.845585999999997]
["IRP23","RateOfActivity","RE1","S102","Uranium Extraction",1,2054,null,null,null,null,null,48.006101999999998]
["IRP23","RateOfActivity","RE1","S105","Uranium Extraction",1,2060,null,null,null,null,null,40.132264999999997]
["IRP23","RateOfActivity","RE1","S101","Uranium Extraction",1,2067,null,null,null,null,null,15.258015]
["IRP23","RateOfActivity","RE1","S104","Geothermal Potential",1,2037,null,null,null,null,null,14.004374]
["IRP23","RateOfActivity","RE1","S107","Geothermal Potential",1,2043,null,null,null,null,null,14.004374]
["IRP23","RateOfActivity","RE1","S103","Geothermal Potential",1,2050,null,null,null,null,null,14.004372999999999]
["IRP23","RateOfActivity","RE1","S106","Geothermal Potential",1,2056,null,null,null,null,null,14.004374]
["IRP23","RateOfActivity","RE1","S101","Geothermal Potential",1,2063,null,null,null,null,null,14.004372999999999]
["IRP23","RateOfActivity","RE1","S105","Geothermal Potential",1,2069,null,null,null,null,null,14.004372999999999]
["IRP23","RateOfActivity","RE1","S108","Hydro Potential",1,2019,null,null,null,null,null,57.552861]
["IRP23","RateOfActivity","RE1","S104","Hydro Potential",1,2026,null,null,null,null,null,77.182951000000003]
["IRP23","RateOfActivity","RE1","S107","Hydro Potential",1,2032,null,null,null,null,null,65.752260000000007]
["IRP23","RateOfActivity","RE1","S102","Hydro Potential",1,2039,null,null,null,null,null,76.044494]
["IRP23","RateOfActivity","RE1","S106","Hydro Potential",1,2045,null,null,null,null,null,25.560290999999999]
["IRP23","RateOfActivity","RE1","S101","Hydro Potential",1,2052,null,null,null,null,null,76.044494]
["IRP23","RateOfActivity","RE1","S105","Hydro Potential",1,2058,null,null,null,null,null,25.560290999999999]
["IRP23","RateOfActivity","RE1","S108","Hydro Potential",1,2064,null,null,null,null,null,65.752260000000007]
["IRP23","RateOfActivity","RE1","S103","Biomass Power Plant",1,2015,null,null,null,null,null,0.88458479999999995]
["IRP23","RateOfActivity","RE1","S107","Biomass Power Plant",1,2021,null,null,null,null,null,0.67136399999999996]
["IRP23","RateOfActivity","RE1","S102","Biomass Power Plant",1,2028,null,null,null,null,null,0.49485174999999998]
["IRP23","RateOfActivity","RE1","S105","Biomass Power Plant",1,2034,null,null,null,null,null,0.36509902999999999]
["IRP23","RateOfActivity","RE1","S101","Biomass Power Plant",1,2041,null,null,null,null,null,0.25648536999999999]
["IRP23","RateOfActivity","RE1","S104","Biomass Power Plant",1,2047,null,null,null,null,null,0.18600447000000001]
["IRP23","RateOfActivity","RE1","S108","Biomass Power Plant",1,2053,null,null,null,null,null,0.13704182000000001]
["IRP23","RateOfActivity","RE1","S103","Biomass Power Plant",1,2060,null,null,null,null,null,9.6056058E-2]
["IRP23","RateOfActivity","RE1","S106","Biomass Power Plant",1,2066,null,null,null,null,null,72.224952000000002]
["IRP23","RateOfActivity","RE1","S102","Coal Power Plant",1,2017,null,null,null,null,null,715.52448000000004]
["IRP23","RateOfActivity","RE1","S105","Coal Power Plant",1,2023,null,null,null,null,null,688.10742000000005]
["IRP23","RateOfActivity","RE1","S108","Coal Power Plant",1,2029,null,null,null,null,null,488.79514999999998]
["IRP23","RateOfActivity","RE1","S104","Coal Power Plant",1,2036,null,null,null,null,null,320.69060000000002]
["IRP23","RateOfActivity","RE1","S107","Coal Power Plant",1,2042,null,null,null,null,null,228.90898000000001]
["IRP23","RateOfActivity","RE1","S101","Coal Power Plant",1,2050,null,null,null,null,null,126.43017999999999]
["IRP23","RateOfActivity","RE1","S104","Coal Power Plant",1,2056,null,null,null,null,null,91.494388999999998]
["IRP23","RateOfActivity","RE1","S103","Coal Power Plant",1,2063,null,null,null,null,null,42.032615999999997]
["IRP23","RateOfActivity","RE1","S107","Coal Power Plant",1,2069,null,null,null,null,null,27.784787999999999]
["IRP23","RateOfActivity","RE1","S102","Geothermal Power Plant",1,2040,null,null,null,null,null,11.203499000000001]
["IRP23","RateOfActivity","RE1","S106","Geothermal Power Plant",1,2046,null,null,null,null,null,11.203499000000001]
["IRP23","RateOfActivity","RE1","S101","Geothermal Power Plant",1,2053,null,null,null,null,null,11.203499000000001]
["IRP23","RateOfActivity","RE1","S104","Geothermal Power Plant",1,2059,null,null,null,null,null,11.203499000000001]
["IRP23","RateOfActivity","RE1","S108","Geothermal Power Plant",1,2065,null,null,null,null,null,11.203499000000001]
["IRP23","RateOfActivity","RE1","S103","Oil Fired Gas Turbine (SCGT)",1,2016,null,null,null,null,null,1.4579232]
["IRP23","RateOfActivity","RE1","S106","Oil Fired Gas Turbine (SCGT)",1,2022,null,null,null,null,null,1.4579232]
["IRP23","RateOfActivity","RE1","S102","Oil Fired Gas Turbine (SCGT)",1,2029,null,null,null,null,null,11.905122]
["IRP23","RateOfActivity","RE1","S105","Oil Fired Gas Turbine (SCGT)",1,2035,null,null,null,null,null,12.311152999999999]
["IRP23","RateOfActivity","RE1","S101","Oil Fired Gas Turbine (SCGT)",1,2042,null,null,null,null,null,12.311152999999999]
["IRP23","RateOfActivity","RE1","S104","Oil Fired Gas Turbine (SCGT)",1,2048,null,null,null,null,null,12.311152999999999]
["IRP23","RateOfActivity","RE1","S107","Oil Fired Gas Turbine (SCGT)",1,2054,null,null,null,null,null,9.1993960999999995]
["IRP23","RateOfActivity","RE1","S103","Oil Fired Gas Turbine (SCGT)",1,2061,null,null,null,null,null,3.4801834]
["IRP23","RateOfActivity","RE1","S106","Oil Fired Gas Turbine (SCGT)",1,2067,null,null,null,null,null,1.3149647]
["IRP23","RateOfActivity","RE1","S106","Gas Power Plant (CCGT)",1,2020,null,null,null,null,null,1.4148000000000001]
["IRP23","RateOfActivity","RE1","S105","Gas Power Plant (CCGT)",1,2039,null,null,null,null,null,48.534188]
["IRP23","RateOfActivity","RE1","S103","Gas Power Plant (CCGT)",1,2052,null,null,null,null,null,239.9821]
["IRP23","RateOfActivity","RE1","S105","Gas Power Plant (CCGT)",1,2052,null,null,null,null,null,239.9821]
["IRP23","RateOfActivity","RE1","S103","Gas Power Plant (CCGT)",1,2065,null,null,null,null,null,559.13007000000005]
["IRP23","RateOfActivity","RE1","S106","Solar PV (Utility)",1,2021,null,null,null,null,null,36.721114]
["IRP23","RateOfActivity","RE1","S106","Solar PV (Utility)",1,2034,null,null,null,null,null,396.36901]
["IRP23","RateOfActivity","RE1","S104","Solar PV (Utility)",1,2047,null,null,null,null,null,1271.8729000000001]
["IRP23","RateOfActivity","RE1","S104","Solar PV (Utility)",1,2060,null,null,null,null,null,2018.6569999999999]
["IRP23","RateOfActivity","RE1","S101","CSP with Storage",1,2016,null,null,null,null,null,2.50848]
["IRP23","RateOfActivity","RE1","S104","CSP with Storage",1,2022,null,null,null,null,null,6.2712000000000003]
["IRP23","RateOfActivity","RE1","S108","CSP with Storage",1,2028,null,null,null,null,null,5.8641483000000001]
["IRP23","RateOfActivity","RE1","S103","CSP with Storage",1,2035,null,null,null,null,null,4.4735109]
["IRP23","RateOfActivity","RE1","S106","CSP with Storage",1,2041,null,null,null,null,null,3.6206999]
["IRP23","RateOfActivity","RE1","S102","CSP with Storage",1,2048,null,null,null,null,null,2.9068271999999999]
["IRP23","RateOfActivity","RE1","S105","CSP with Storage",1,2054,null,null,null,null,null,1.2148034999999999]
["IRP23","RateOfActivity","RE1","S101","CSP with Storage",1,2061,null,null,null,null,null,0.84834255999999997]
["IRP23","RateOfActivity","RE1","S104","CSP with Storage",1,2067,null,null,null,null,null,0.62360974000000002]
["IRP23","RateOfActivity","RE1","S107","Large Hydropower Plant (Dam) (>100MW)",1,2017,null,null,null,null,null,57.209328999999997]
["IRP23","RateOfActivity","RE1","S103","Large Hydropower Plant (Dam) (>100MW)",1,2024,null,null,null,null,null,72.747116000000005]
["IRP23","RateOfActivity","RE1","S106","Large Hydropower Plant (Dam) (>100MW)",1,2030,null,null,null,null,null,22.379515999999999]
["IRP23","RateOfActivity","RE1","S102","Large Hydropower Plant (Dam) (>100MW)",1,2037,null,null,null,null,null,66.581361999999999]
["IRP23","RateOfActivity","RE1","S105","Large Hydropower Plant (Dam) (>100MW)",1,2043,null,null,null,null,null,22.379515999999999]
["IRP23","RateOfActivity","RE1","S108","Large Hydropower Plant (Dam) (>100MW)",1,2049,null,null,null,null,null,57.569913999999997]
["IRP23","RateOfActivity","RE1","S104","Large Hydropower Plant (Dam) (>100MW)",1,2056,null,null,null,null,null,81.114276000000004]
["IRP23","RateOfActivity","RE1","S107","Large Hydropower Plant (Dam) (>100MW)",1,2062,null,null,null,null,null,57.569913999999997]
["IRP23","RateOfActivity","RE1","S102","Large Hydropower Plant (Dam) (>100MW)",1,2069,null,null,null,null,null,66.581361999999999]
["IRP23","RateOfActivity","RE1","S106","Medium Hydropower Plant (10-100MW)",1,2029,null,null,null,null,null,3.0469642000000001]
["IRP23","RateOfActivity","RE1","S101","Medium Hydropower Plant (10-100MW)",1,2036,null,null,null,null,null,9.0650315999999993]
["IRP23","RateOfActivity","RE1","S105","Medium Hydropower Plant (10-100MW)",1,2042,null,null,null,null,null,3.0469642000000001]
["IRP23","RateOfActivity","RE1","S108","Medium Hydropower Plant (10-100MW)",1,2048,null,null,null,null,null,7.8381258000000003]
["IRP23","RateOfActivity","RE1","S103","Medium Hydropower Plant (10-100MW)",1,2055,null,null,null,null,null,11.043683]
["IRP23","RateOfActivity","RE1","S107","Medium Hydropower Plant (10-100MW)",1,2061,null,null,null,null,null,7.8381258000000003]
["IRP23","RateOfActivity","RE1","S102","Medium Hydropower Plant (10-100MW)",1,2068,null,null,null,null,null,9.0650315999999993]
["IRP23","RateOfActivity","RE1","S105","Onshore Wind",1,2018,null,null,null,null,null,131.38308000000001]
["IRP23","RateOfActivity","RE1","S101","Onshore Wind",1,2025,null,null,null,null,null,256.86424]
["IRP23","RateOfActivity","RE1","S104","Onshore Wind",1,2031,null,null,null,null,null,340]
["IRP23","RateOfActivity","RE1","S108","Onshore Wind",1,2037,null,null,null,null,null,411.12157999999999]
["IRP23","RateOfActivity","RE1","S108","Onshore Wind",1,2044,null,null,null,null,null,20.837911999999999]
["IRP23","RateOfActivity","RE1","S101","Onshore Wind",1,2056,null,null,null,null,null,680]
["IRP23","RateOfActivity","RE1","S107","Onshore Wind",1,2068,null,null,null,null,null,677.82138999999995]
["IRP23","RateOfActivity","RE1","S101","Nuclear Power Plant",1,2020,null,null,null,null,null,56.673999999999999]
["IRP23","RateOfActivity","RE1","S105","Nuclear Power Plant",1,2026,null,null,null,null,null,47.280608000000001]
["IRP23","RateOfActivity","RE1","S108","Nuclear Power Plant",1,2032,null,null,null,null,null,36.354062999999996]
["IRP23","RateOfActivity","RE1","S103","Nuclear Power Plant",1,2039,null,null,null,null,null,27.207649]
["IRP23","RateOfActivity","RE1","S105","Nuclear Power Plant",1,2045,null,null,null,null,null,21.598593000000001]
["IRP23","RateOfActivity","RE1","S101","Nuclear Power Plant",1,2052,null,null,null,null,null,16.903354]
["IRP23","RateOfActivity","RE1","S104","Nuclear Power Plant",1,2058,null,null,null,null,null,14.02399]
["IRP23","RateOfActivity","RE1","S108","Nuclear Power Plant",1,2064,null,null,null,null,null,11.907393000000001]
["IRP23","RateOfActivity","RE1","S106","Electricity Imports",1,2015,null,null,null,null,null,92.392043999999999]
["IRP23","RateOfActivity","RE1","S101","Electricity Imports",1,2026,null,null,null,null,null,65.245486999999997]
["IRP23","RateOfActivity","RE1","S103","Backstop Technology for ELC001",1,2018,null,null,null,null,null,0.83879999999999999]
["IRP23","RateOfActivity","RE1","S106","Backstop Technology for ELC001",1,2024,null,null,null,null,null,1.0764]
["IRP23","RateOfActivity","RE1","S102","Backstop Technology for ELC001",1,2031,null,null,null,null,null,1.0764]
["IRP23","RateOfActivity","RE1","S105","Backstop Technology for ELC001",1,2037,null,null,null,null,null,1.0764]
["IRP23","RateOfActivity","RE1","S108","Backstop Technology for ELC001",1,2043,null,null,null,null,null,1.0764]
["IRP23","RateOfActivity","RE1","S104","Backstop Technology for ELC001",1,2050,null,null,null,null,null,1.0764]
["IRP23","RateOfActivity","RE1","S107","Backstop Technology for ELC001",1,2056,null,null,null,null,null,1.0764]
["IRP23","RateOfActivity","RE1","S103","Backstop Technology for ELC001",1,2063,null,null,null,null,null,1.0764]
["IRP23","RateOfActivity","RE1","S106","Backstop Technology for ELC001",1,2069,null,null,null,null,null,1.0764]
["IRP23","RateOfActivity","RE1","S101","Electricity Transmission",1,2020,null,null,null,null,null,705.13291000000004]
["IRP23","RateOfActivity","RE1","S105","Electricity Transmission",1,2026,null,null,null,null,null,877.76342999999997]
["IRP23","RateOfActivity","RE1","S108","Electricity Transmission",1,2032,null,null,null,null,null,1087.3647000000001]
["IRP23","RateOfActivity","RE1","S104","Electricity Transmission",1,2039,null,null,null,null,null,1193.6274000000001]
["IRP23","RateOfActivity","RE1","S107","Electricity Transmission",1,2045,null,null,null,null,null,995.13304000000005]
["IRP23","RateOfActivity","RE1","S102","Electricity Transmission",1,2052,null,null,null,null,null,1780.0884000000001]
["IRP23","RateOfActivity","RE1","S106","Electricity Transmission",1,2058,null,null,null,null,null,2013.443]
["IRP23","RateOfActivity","RE1","S101","Electricity Transmission",1,2065,null,null,null,null,null,1372.8325]
["IRP23","RateOfActivity","RE1","S104","Electricity Distribution",1,2015,null,null,null,null,null,872.93673999999999]
["IRP23","RateOfActivity","RE1","S108","Electricity Distribution",1,2021,null,null,null,null,null,814.99315000000001]
["IRP23","RateOfActivity","RE1","S103","Electricity Distribution",1,2028,null,null,null,null,null,804.10821999999996]
["IRP23","RateOfActivity","RE1","S107","Electricity Distribution",1,2034,null,null,null,null,null,755.43858999999998]
["IRP23","RateOfActivity","RE1","S102","Electricity Distribution",1,2041,null,null,null,null,null,1112.7048]
["IRP23","RateOfActivity","RE1","S105","Electricity Distribution",1,2047,null,null,null,null,null,883.14691000000005]
["IRP23","RateOfActivity","RE1","S101","Electricity Distribution",1,2054,null,null,null,null,null,1023.0034000000001]
["IRP23","RateOfActivity","RE1","S104","Electricity Distribution",1,2060,null,null,null,null,null,1891.3652]
["IRP23","RateOfActivity","RE1","S108","Electricity Distribution",1,2066,null,null,null,null,null,2054.7293]
["IRP23","RateOfActivity","RE1","S103","Off-grid Hydropower",1,2017,null,null,null,null,null,0.48101835999999998]
["IRP23","RateOfActivity","RE1","S106","Off-grid Hydropower",1,2023,null,null,null,null,null,0.13354310999999999]
["IRP23","RateOfActivity","RE1","S102","Off-grid Hydropower",1,2030,null,null,null,null,null,0.39810068999999998]
["IRP23","RateOfActivity","RE1","S105","Off-grid Hydropower",1,2036,null,null,null,null,null,0.13381072999999999]
["IRP23","RateOfActivity","RE1","S108","Off-grid Hydropower",1,2042,null,null,null,null,null,0.34421979000000003]
["IRP23","RateOfActivity","RE1","S104","Off-grid Hydropower",1,2049,null,null,null,null,null,0.48499532000000001]
["IRP23","RateOfActivity","RE1","S107","Off-grid Hydropower",1,2055,null,null,null,null,null,0.34421979000000003]
["IRP23","RateOfActivity","RE1","S103","Off-grid Hydropower",1,2062,null,null,null,null,null,0.48499532000000001]
["IRP23","RateOfActivity","RE1","S106","Off-grid Hydropower",1,2068,null,null,null,null,null,0.13381072999999999]
["IRP23","RateOfActivity","RE1","S108","Electricity Exports",1,2022,null,null,null,null,null,93.128574999999998]
["IRP23","RateOfActivity","RE1","S106","Electricity Exports",1,2032,null,null,null,null,null,48.218305999999998]
["IRP23","RateOfActivity","RE1","S102","Electricity Exports",1,2051,null,null,null,null,null,308.78590000000003]
["IRP23","RateOfActivity","RE1","S108","Electricity Exports",1,2065,null,null,null,null,null,12.970663]
["IRP23","RateOfActivity","RE1","S103","EV Charger",1,2019,null,null,null,null,null,29.023774]
["IRP23","RateOfActivity","RE1","S106","EV Charger",1,2025,null,null,null,null,null,31.024978000000001]
["IRP23","RateOfActivity","RE1","S102","EV Charger",1,2032,null,null,null,null,null,43.256414999999997]
["IRP23","RateOfActivity","RE1","S101","EV Charger",1,2039,null,null,null,null,null,45.488970000000002]
["IRP23","RateOfActivity","RE1","S103","EV Charger",1,2046,null,null,null,null,null,48.250965999999998]
["IRP23","RateOfActivity","RE1","S104","EV Charger",1,2054,null,null,null,null,null,319.33647000000002]
["IRP23","RateOfActivity","RE1","S102","EV Charger",1,2061,null,null,null,null,null,448.35813000000002]
["IRP23","RateOfActivity","RE1","S106","EV Charger",1,2067,null,null,null,null,null,518.16357000000005]
["IRP23","RateOfActivity","RE1","S102","Electric Motorcycle",1,2018,null,null,null,null,null,17.238447000000001]
["IRP23","RateOfActivity","RE1","S105","Electric Motorcycle",1,2024,null,null,null,null,null,27.913891]
["IRP23","RateOfActivity","RE1","S101","Electric Motorcycle",1,2031,null,null,null,null,null,37.698523000000002]
["IRP23","RateOfActivity","RE1","S107","Electric Motorcycle",1,2037,null,null,null,null,null,33.257461999999997]
["IRP23","RateOfActivity","RE1","S101","Electric Motorcycle",1,2045,null,null,null,null,null,46.528689]
["IRP23","RateOfActivity","RE1","S104","Electric Motorcycle",1,2055,null,null,null,null,null,215.64932999999999]
["IRP23","RateOfActivity","RE1","S103","Electric Motorcycle",1,2068,null,null,null,null,null,40.561504999999997]
["IRP23","RateOfActivity","RE1","S104","Electric Car",1,2058,null,null,null,null,null,347.63141999999999]
["IRP23","RateOfActivity","RE1","S108","Electric Car",1,2069,null,null,null,null,null,34.828130999999999]
["IRP23","RateOfActivity","RE1","S108","Electric Bus + Rail",1,2061,null,null,null,null,null,47.460416000000002]
["IRP23","RateOfActivity","RE1","S104","Electric Bus + Rail",1,2068,null,null,null,null,null,72.284105999999994]
["IRP23","RateOfActivity","RE1","S107","Gasoline Car",1,2018,null,null,null,null,null,6.9776439999999997]
["IRP23","RateOfActivity","RE1","S103","Gasoline Car",1,2029,null,null,null,null,null,11.939136]
["IRP23","RateOfActivity","RE1","S102","Gasoline Car",1,2037,null,null,null,null,null,18.108898]
["IRP23","RateOfActivity","RE1","S106","Gasoline Car",1,2043,null,null,null,null,null,77.311037999999996]
["IRP23","RateOfActivity","RE1","S102","Gasoline Bus + Rail",1,2015,null,null,null,null,null,18.691904000000001]
["IRP23","RateOfActivity","RE1","S102","Gasoline Bus + Rail",1,2025,null,null,null,null,null,53.314709000000001]
["IRP23","RateOfActivity","RE1","S106","Gasoline Bus + Rail",1,2039,null,null,null,null,null,66.021448000000007]
["IRP23","RateOfActivity","RE1","S106","Gasoline Bus + Rail",1,2046,null,null,null,null,null,47.799925000000002]
["IRP23","RateOfActivity","RE1","S101","Gasoline Bus + Rail",1,2053,null,null,null,null,null,57.783047000000003]
["IRP23","RateOfActivity","RE1","S105","Gasoline Bus + Rail",1,2059,null,null,null,null,null,60.646749]
["IRP23","RateOfActivity","RE1","S108","Gasoline Bus + Rail",1,2065,null,null,null,null,null,8.4617979000000005]
["IRP23","RateOfActivity","RE1","S103","Industry Standard Efficiency Appliances",1,2016,null,null,null,null,null,353.01519999999999]
["IRP23","RateOfActivity","RE1","S107","Industry Standard Efficiency Appliances",1,2022,null,null,null,null,null,334.13299999999998]
["IRP23","RateOfActivity","RE1","S102","Industry Standard Efficiency Appliances",1,2029,null,null,null,null,null,463.53122000000002]
["IRP23","RateOfActivity","RE1","S106","Industry Standard Efficiency Appliances",1,2035,null,null,null,null,null,109.55501]
["IRP23","RateOfActivity","RE1","S108","Industry Standard Efficiency Appliances",1,2044,null,null,null,null,null,122.32066]
["IRP23","RateOfActivity","RE1","S106","Industry Standard Efficiency Appliances",1,2052,null,null,null,null,null,151.27455]
["IRP23","RateOfActivity","RE1","S102","Industry Standard Efficiency Appliances",1,2061,null,null,null,null,null,160.54048]
["IRP23","RateOfActivity","RE1","S103","Industry Standard Efficiency Appliances",1,2069,null,null,null,null,null,8.4533322999999996]
["IRP23","RateOfActivity","RE1","S101","Industry Deep Efficiency",1,2033,null,null,null,null,null,229.55842000000001]
["IRP23","RateOfActivity","RE1","S105","Industry Deep Efficiency",1,2039,null,null,null,null,null,391.20846999999998]
["IRP23","RateOfActivity","RE1","S108","Industry Deep Efficiency",1,2045,null,null,null,null,null,432.43185999999997]
["IRP23","RateOfActivity","RE1","S104","Industry Deep Efficiency",1,2052,null,null,null,null,null,490.14384000000001]
["IRP23","RateOfActivity","RE1","S107","Industry Deep Efficiency",1,2058,null,null,null,null,null,535.03321000000005]
["IRP23","RateOfActivity","RE1","S102","Industry Deep Efficiency",1,2065,null,null,null,null,null,579.64552000000003]
["IRP23","RateOfActivity","RE1","S106","Industry Coal Heating",1,2015,null,null,null,null,null,14.888812]
["IRP23","RateOfActivity","RE1","S101","Industry Coal Heating",1,2022,null,null,null,null,null,27.261723]
["IRP23","RateOfActivity","RE1","S104","Industry Coal Heating",1,2028,null,null,null,null,null,33.122140000000002]
["IRP23","RateOfActivity","RE1","S105","Industry Coal Heating",1,2028,null,null,null,null,null,33.122140000000002]
["IRP23","RateOfActivity","RE1","S108","Industry Coal Heating",1,2034,null,null,null,null,null,40.554583999999998]
["IRP23","RateOfActivity","RE1","S104","Industry Coal Heating",1,2041,null,null,null,null,null,52.725563999999999]
["IRP23","RateOfActivity","RE1","S107","Industry Coal Heating",1,2047,null,null,null,null,null,62.727960000000003]
["IRP23","RateOfActivity","RE1","S102","Industry Coal Heating",1,2054,null,null,null,null,null,75.445673999999997]
["IRP23","RateOfActivity","RE1","S106","Industry Coal Heating",1,2060,null,null,null,null,null,87.200370000000007]
["IRP23","RateOfActivity","RE1","S101","Industry Coal Heating",1,2067,null,null,null,null,null,100.80201]
["IRP23","RateOfActivity","RE1","S104","Industry Biomass Heating ",1,2017,null,null,null,null,null,46.641486999999998]
["IRP23","RateOfActivity","RE1","S108","Industry Biomass Heating ",1,2023,null,null,null,null,null,54.008752999999999]
["IRP23","RateOfActivity","RE1","S103","Industry Biomass Heating ",1,2030,null,null,null,null,null,56.969565000000003]
["IRP23","RateOfActivity","RE1","S107","Industry Biomass Heating ",1,2036,null,null,null,null,null,58.000788999999997]
["IRP23","RateOfActivity","RE1","S102","Industry Biomass Heating ",1,2043,null,null,null,null,null,58.557872000000003]
["IRP23","RateOfActivity","RE1","S105","Industry Biomass Heating ",1,2049,null,null,null,null,null,58.082315000000001]
["IRP23","RateOfActivity","RE1","S101","Industry Biomass Heating ",1,2056,null,null,null,null,null,57.460999000000001]
["IRP23","RateOfActivity","RE1","S104","Industry Biomass Heating ",1,2062,null,null,null,null,null,56.841906999999999]
["IRP23","RateOfActivity","RE1","S108","Industry Biomass Heating ",1,2068,null,null,null,null,null,56.123612999999999]
["IRP23","RateOfActivity","RE1","S103","Residential Standard Efficiency Appliances",1,2019,null,null,null,null,null,177.4393]
["IRP23","RateOfActivity","RE1","S106","Residential Standard Efficiency Appliances",1,2025,null,null,null,null,null,177.77669]
["IRP23","RateOfActivity","RE1","S103","Residential Standard Efficiency Appliances",1,2032,null,null,null,null,null,2.9330324000000001]
["IRP23","RateOfActivity","RE1","S104","Residential Standard Efficiency Appliances",1,2040,null,null,null,null,null,47.263812000000001]
["IRP23","RateOfActivity","RE1","S108","Residential Standard Efficiency Appliances",1,2048,null,null,null,null,null,55.140034999999997]
["IRP23","RateOfActivity","RE1","S103","Residential Standard Efficiency Appliances",1,2057,null,null,null,null,null,2.9192708000000001]
["IRP23","RateOfActivity","RE1","S104","Residential Standard Efficiency Appliances",1,2065,null,null,null,null,null,71.725735999999998]
["IRP23","RateOfActivity","RE1","S101","Residential Deep Efficiency",1,2030,null,null,null,null,null,75.423430999999994]
["IRP23","RateOfActivity","RE1","S104","Residential Deep Efficiency",1,2036,null,null,null,null,null,144.54552000000001]
["IRP23","RateOfActivity","RE1","S107","Residential Deep Efficiency",1,2042,null,null,null,null,null,163.75092000000001]
["IRP23","RateOfActivity","RE1","S103","Residential Deep Efficiency",1,2049,null,null,null,null,null,146.43755999999999]
["IRP23","RateOfActivity","RE1","S106","Residential Deep Efficiency",1,2055,null,null,null,null,null,204.24849]
["IRP23","RateOfActivity","RE1","S102","Residential Deep Efficiency",1,2062,null,null,null,null,null,224.31906000000001]
["IRP23","RateOfActivity","RE1","S105","Residential Deep Efficiency",1,2068,null,null,null,null,null,239.90742]
["IRP23","RateOfActivity","RE1","S102","Residential Electric Stove",1,2023,null,null,null,null,null,35.369177000000001]
["IRP23","RateOfActivity","RE1","S104","Residential Biomass Stove",1,2020,null,null,null,null,null,297.89465999999999]
["IRP23","RateOfActivity","RE1","S108","Residential Biomass Stove",1,2026,null,null,null,null,null,334.08496000000002]
["IRP23","RateOfActivity","RE1","S103","Residential Biomass Stove",1,2033,null,null,null,null,null,344.87045999999998]
["IRP23","RateOfActivity","RE1","S107","Residential Biomass Stove",1,2039,null,null,null,null,null,355.12205999999998]
["IRP23","RateOfActivity","RE1","S102","Residential Biomass Stove",1,2046,null,null,null,null,null,353.24919]
["IRP23","RateOfActivity","RE1","S106","Residential Biomass Stove",1,2052,null,null,null,null,null,351.71836000000002]
["IRP23","RateOfActivity","RE1","S101","Residential Biomass Stove",1,2059,null,null,null,null,null,347.08267000000001]
["IRP23","RateOfActivity","RE1","S104","Residential Biomass Stove",1,2065,null,null,null,null,null,343.19202000000001]
["IRP23","RateOfActivity","RE1","S108","Residential Biomass Heating",1,2015,null,null,null,null,null,111.04398]
["IRP23","RateOfActivity","RE1","S103","Residential Biomass Heating",1,2022,null,null,null,null,null,138.92352]
["IRP23","RateOfActivity","RE1","S106","Residential Biomass Heating",1,2028,null,null,null,null,null,145.26685000000001]
["IRP23","RateOfActivity","RE1","S102","Residential Biomass Heating",1,2035,null,null,null,null,null,149.85557]
["IRP23","RateOfActivity","RE1","S105","Residential Biomass Heating",1,2041,null,null,null,null,null,152.50711999999999]
["IRP23","RateOfActivity","RE1","S101","Residential Biomass Heating",1,2048,null,null,null,null,null,151.06457]
["IRP23","RateOfActivity","RE1","S104","Residential Biomass Heating",1,2054,null,null,null,null,null,149.86887999999999]
["IRP23","RateOfActivity","RE1","S107","Residential Biomass Heating",1,2060,null,null,null,null,null,148.52099000000001]
["IRP23","RateOfActivity","RE1","S103","Residential Biomass Heating",1,2067,null,null,null,null,null,146.50445999999999]
["IRP23","RateOfActivity","RE1","S106","Commercial Standard Efficiency Appliances",1,2017,null,null,null,null,null,147.52779000000001]
["IRP23","RateOfActivity","RE1","S102","Commercial Standard Efficiency Appliances",1,2024,null,null,null,null,null,145.29178999999999]
["IRP23","RateOfActivity","RE1","S105","Commercial Standard Efficiency Appliances",1,2030,null,null,null,null,null,97.906463000000002]
["IRP23","RateOfActivity","RE1","S106","Commercial Standard Efficiency Appliances",1,2037,null,null,null,null,null,38.712670000000003]
["IRP23","RateOfActivity","RE1","S106","Commercial Standard Efficiency Appliances",1,2046,null,null,null,null,null,46.245846999999998]
["IRP23","RateOfActivity","RE1","S106","Commercial Standard Efficiency Appliances",1,2054,null,null,null,null,null,52.734796000000003]
["IRP23","RateOfActivity","RE1","S108","Commercial Standard Efficiency Appliances",1,2062,null,null,null,null,null,57.449922000000001]
["IRP23","RateOfActivity","RE1","S102","Commercial Deep Efficiency",1,2028,null,null,null,null,null,3.1984547000000001]
["IRP23","RateOfActivity","RE1","S105","Commercial Deep Efficiency",1,2034,null,null,null,null,null,116.56034]
["IRP23","RateOfActivity","RE1","S101","Commercial Deep Efficiency",1,2041,null,null,null,null,null,135.43234000000001]
["IRP23","RateOfActivity","RE1","S104","Commercial Deep Efficiency",1,2047,null,null,null,null,null,151.54235]
["IRP23","RateOfActivity","RE1","S107","Commercial Deep Efficiency",1,2053,null,null,null,null,null,168.30097000000001]
["IRP23","RateOfActivity","RE1","S103","Commercial Deep Efficiency",1,2060,null,null,null,null,null,184.54433]
["IRP23","RateOfActivity","RE1","S106","Commercial Deep Efficiency",1,2066,null,null,null,null,null,199.43073999999999]
["IRP23","RateOfActivity","RE1","S102","Commercial Biomass Heating ",1,2017,null,null,null,null,null,53.365023999999998]
["IRP23","RateOfActivity","RE1","S105","Commercial Biomass Heating ",1,2023,null,null,null,null,null,61.794308000000001]
["IRP23","RateOfActivity","RE1","S108","Commercial Biomass Heating ",1,2029,null,null,null,null,null,64.632180000000005]
["IRP23","RateOfActivity","RE1","S104","Commercial Biomass Heating ",1,2036,null,null,null,null,null,66.361810000000006]
["IRP23","RateOfActivity","RE1","S107","Commercial Biomass Heating ",1,2042,null,null,null,null,null,67.112904]
["IRP23","RateOfActivity","RE1","S102","Commercial Biomass Heating ",1,2049,null,null,null,null,null,66.455088000000003]
["IRP23","RateOfActivity","RE1","S106","Commercial Biomass Heating ",1,2055,null,null,null,null,null,65.851241000000002]
["IRP23","RateOfActivity","RE1","S101","Commercial Biomass Heating ",1,2062,null,null,null,null,null,65.035871]
["IRP23","RateOfActivity","RE1","S105","Commercial Biomass Heating ",1,2068,null,null,null,null,null,64.214033000000001]
["IRP23","DiscountedSalvageValue","RE1","Gas Power Plant (CCGT)",2060,null,null,null,null,null,null,null,251.31425999999999]
["IRP23","DiscountedSalvageValue","RE1","Large Hydropower Plant (Dam) (>100MW)",2047,null,null,null,null,null,null,null,7.4598079999999998]
["IRP23","DiscountedSalvageValue","RE1","Electricity Transmission",2037,null,null,null,null,null,null,null,11.787144]
["IRP23","DiscountedSalvageValue","RE1","Electricity Distribution",2047,null,null,null,null,null,null,null,122.88515]
["IRP23","DiscountedSalvageValue","RE1","EV Charger",2040,null,null,null,null,null,null,null,1.5438456]
["IRP23","DiscountedSalvageValue","RE1","Industry Standard Efficiency Appliances",2066,null,null,null,null,null,null,null,1.4436652E-6]
["IRP23","DiscountedSalvageValue","RE1","Residential Deep Efficiency",2069,null,null,null,null,null,null,null,16.108827999999999]
["IRP23","TotalCapacityAnnual","RE1","Crude Oil Imports",2017,null,null,null,null,null,null,null,9999]
["IRP23","TotalCapacityAnnual","RE1","Crude Oil Imports",2068,null,null,null,null,null,null,null,9999]
["IRP23","TotalCapacityAnnual","RE1","Crude Oil Extraction",2063,null,null,null,null,null,null,null,9999]
["IRP23","TotalCapacityAnnual","RE1","Biomass Imports",2059,null,null,null,null,null,null,null,9999]
["IRP23","TotalCapacityAnnual","RE1","Biomass Extraction",2054,null,null,null,null,null,null,null,9999]
["IRP23","TotalCapacityAnnual","RE1","Coal Imports",2050,null,null,null,null,null,null,null,9999]
["IRP23","TotalCapacityAnnual","RE1","Coal Extraction",2045,null,null,null,null,null,null,null,9999]
["IRP23","TotalCapacityAnnual","RE1","Light Fuel Oil Imports",2040,null,null,null,null,null,null,null,9999]
["IRP23","TotalCapacityAnnual","RE1","Heavy Fuel Oil Imports",2036,null,null,null,null,null,null,null,9999]
["IRP23","TotalCapacityAnnual","RE1","Crude Oil Refinery Option 1",2031,null,null,null,null,null,null,null,352.09897000000001]
["IRP23","TotalCapacityAnnual","RE1","Natural Gas Imports",2026,null,null,null,null,null,null,null,9999]
["IRP23","TotalCapacityAnnual","RE1","Natural Gas Extraction",2022,null,null,null,null,null,null,null,9999]
["IRP23","TotalCapacityAnnual","RE1","Solar Potential",2017,null,null,null,null,null,null,null,9999]
["IRP23","TotalCapacityAnnual","RE1","Solar Potential",2069,null,null,null,null,null,null,null,9999]
["IRP23","TotalCapacityAnnual","RE1","Wind Potential",2064,null,null,null,null,null,null,null,9999]
["IRP23","TotalCapacityAnnual","RE1","Uranium Imports",2059,null,null,null,null,null,null,null,9999]
["IRP23","TotalCapacityAnnual","RE1","Uranium Extraction",2055,null,null,null,null,null,null,null,9999]
["IRP23","TotalCapacityAnnual","RE1","Geothermal Potential",2050,null,null,null,null,null,null,null,9999]
["IRP23","TotalCapacityAnnual","RE1","Hydro Potential",2045,null,null,null,null,null,null,null,9999]
["IRP23","TotalCapacityAnnual","RE1","Biomass Power Plant",2041,null,null,null,null,null,null,null,9.6232774999999993E-3]
["IRP23","TotalCapacityAnnual","RE1","Coal Power Plant",2036,null,null,null,null,null,null,null,17.942820999999999]
["IRP23","TotalCapacityAnnual","RE1","Geothermal Power Plant",2052,null,null,null,null,null,null,null,0.45]
["IRP23","TotalCapacityAnnual","RE1","Oil Fired Gas Turbine (SCGT)",2047,null,null,null,null,null,null,null,0.49078138999999998]
["IRP23","TotalCapacityAnnual","RE1","Gas Power Plant (CCGT)",2042,null,null,null,null,null,null,null,5.2171469000000004]
["IRP23","TotalCapacityAnnual","RE1","Solar PV (Utility)",2038,null,null,null,null,null,null,null,67.089910000000003]
["IRP23","TotalCapacityAnnual","RE1","CSP with Storage",2033,null,null,null,null,null,null,null,0.38440004999999999]
["IRP23","TotalCapacityAnnual","RE1","Large Hydropower Plant (Dam) (>100MW)",2029,null,null,null,null,null,null,null,3.3449509000000002]
["IRP23","TotalCapacityAnnual","RE1","Medium Hydropower Plant (10-100MW)",2034,null,null,null,null,null,null,null,0.45541400999999998]
["IRP23","TotalCapacityAnnual","RE1","Onshore Wind",2029,null,null,null,null,null,null,null,28.214462999999999]
["IRP23","TotalCapacityAnnual","RE1","Nuclear Power Plant",2025,null,null,null,null,null,null,null,1.8554092]
["IRP23","TotalCapacityAnnual","RE1","Electricity Imports",2020,null,null,null,null,null,null,null,1.4720381]
["IRP23","TotalCapacityAnnual","RE1","Backstop Technology for ELC001",2052,null,null,null,null,null,null,null,1.0764]
["IRP23","TotalCapacityAnnual","RE1","Electricity Transmission",2048,null,null,null,null,null,null,null,46.889871999999997]
["IRP23","TotalCapacityAnnual","RE1","Electricity Distribution",2043,null,null,null,null,null,null,null,36.940734999999997]
["IRP23","TotalCapacityAnnual","RE1","Solar PV (Distributed with Storage)",2015,null,null,null,null,null,null,null,0.1]
["IRP23","TotalCapacityAnnual","RE1","Solar PV (Distributed with Storage)",2066,null,null,null,null,null,null,null,0.17103724000000001]
["IRP23","TotalCapacityAnnual","RE1","Off-grid Hydropower",2061,null,null,null,null,null,null,null,0.02]
["IRP23","TotalCapacityAnnual","RE1","Electricity Exports",2057,null,null,null,null,null,null,null,29.851400000000002]
["IRP23","TotalCapacityAnnual","RE1","EV Charger",2052,null,null,null,null,null,null,null,9.9455790999999998]
["IRP23","TotalCapacityAnnual","RE1","Electric Motorcycle",2048,null,null,null,null,null,null,null,4.6402308999999997]
["IRP23","TotalCapacityAnnual","RE1","Electric Bus + Rail",2063,null,null,null,null,null,null,null,1.8263117]
["IRP23","TotalCapacityAnnual","RE1","Gasoline Car",2041,null,null,null,null,null,null,null,2.4655898999999999]
["IRP23","TotalCapacityAnnual","RE1","Gasoline Bus + Rail",2058,null,null,null,null,null,null,null,1.9341353999999999]
["IRP23","TotalCapacityAnnual","RE1","Industry Standard Efficiency Appliances",2053,null,null,null,null,null,null,null,5.2364269999999999]
["IRP23","TotalCapacityAnnual","RE1","Industry Deep Efficiency",2061,null,null,null,null,null,null,null,17.744050999999999]
["IRP23","TotalCapacityAnnual","RE1","Industry Coal Heating",2057,null,null,null,null,null,null,null,2.5869582000000002]
["IRP23","TotalCapacityAnnual","RE1","Industry Biomass Heating ",2052,null,null,null,null,null,null,null,1.8443042999999999]
["IRP23","TotalCapacityAnnual","RE1","Residential Standard Efficiency Appliances",2048,null,null,null,null,null,null,null,1.8161027000000001]
["IRP23","TotalCapacityAnnual","RE1","Residential Deep Efficiency",2056,null,null,null,null,null,null,null,6.6085216999999998]
["IRP23","TotalCapacityAnnual","RE1","Residential Biomass Stove",2038,null,null,null,null,null,null,null,11.282939000000001]
["IRP23","TotalCapacityAnnual","RE1","Residential Biomass Heating",2034,null,null,null,null,null,null,null,4.7171734000000001]
["IRP23","TotalCapacityAnnual","RE1","Commercial Standard Efficiency Appliances",2029,null,null,null,null,null,null,null,5.0692778000000001]
["IRP23","TotalCapacityAnnual","RE1","Commercial Deep Efficiency",2037,null,null,null,null,null,null,null,4.0002776999999998]
["IRP23","TotalCapacityAnnual","RE1","Commercial Biomass Heating ",2033,null,null,null,null,null,null,null,2.0796725999999999]
["IRP23","RateOfActivity","RE1","S420","Crude Oil Refinery Option 1",1,2031,null,null,null,null,null,352.09897000000001]
["IRP23","RateOfActivity","RE1","S420","Crude Oil Refinery Option 1",1,2036,null,null,null,null,null,352.09897000000001]
["IRP23","RateOfActivity","RE1","S423","Industry Coal Heating",1,2026,null,null,null,null,null,31.053433999999999]
["IRP23","RateOfActivity","RE1","S424","Gasoline Bus + Rail",1,2045,null,null,null,null,null,46.421587000000002]
["IRP23","RateOfActivity","RE1","S424","Commercial Standard Efficiency Appliances",1,2039,null,null,null,null,null,39.550942999999997]
["IRP23","Demand","RE1","S101","Industrial Electricity Demand",2050,null,null,null,null,null,null,76.639927]
["IRP23","Demand","RE1","S101","Residential Electricity Demand",2046,null,null,null,null,null,null,28.495221000000001]
["IRP23","Demand","RE1","S101","Commercial Electricity Demand",2041,null,null,null,null,null,null,22.007755]
["IRP23","Demand","RE1","S102","Industrial Electricity Demand",2036,null,null,null,null,null,null,72.075216999999995]
["IRP23","Demand","RE1","S102","Residential Electricity Demand",2032,null,null,null,null,null,null,26.182797000000001]
["IRP23","Demand","RE1","S102","Commercial Electricity Demand",2027,null,null,null,null,null,null,19.620898]
["IRP23","Demand","RE1","S103","Industrial Electricity Demand",2022,null,null,null,null,null,null,42.212916999999997]
["IRP23","Demand","RE1","S103","Residential Electricity Demand",2018,null,null,null,null,null,null,22.179912999999999]
["IRP23","Demand","RE1","S103","Residential Electricity Demand",2069,null,null,null,null,null,null,39.800852999999996]
["IRP23","Demand","RE1","S103","Commercial Electricity Demand",2065,null,null,null,null,null,null,32.394506]
["IRP23","Demand","RE1","S104","Industrial Electricity Demand",2060,null,null,null,null,null,null,109.89899]
["IRP23","Demand","RE1","S104","Residential Electricity Demand",2055,null,null,null,null,null,null,40.859444000000003]
["IRP23","Demand","RE1","S104","Commercial Electricity Demand",2051,null,null,null,null,null,null,32.629950000000001]
["IRP23","Demand","RE1","S105","Industrial Electricity Demand",2046,null,null,null,null,null,null,72.868860999999995]
["IRP23","Demand","RE1","S105","Residential Electricity Demand",2041,null,null,null,null,null,null,26.397402]
["IRP23","Demand","RE1","S105","Commercial Electricity Demand",2037,null,null,null,null,null,null,20.623502999999999]
["IRP23","Demand","RE1","S106","Industrial Electricity Demand",2032,null,null,null,null,null,null,66.580360999999996]
["IRP23","Demand","RE1","S106","Residential Electricity Demand",2028,null,null,null,null,null,null,24.014803000000001]
["IRP23","Demand","RE1","S106","Commercial Electricity Demand",2023,null,null,null,null,null,null,17.931059000000001]
["IRP23","Demand","RE1","S107","Industrial Electricity Demand",2018,null,null,null,null,null,null,42.928710000000002]
["IRP23","Demand","RE1","S107","Industrial Electricity Demand",2070,null,null,null,null,null,null,99.861063000000001]
["IRP23","Demand","RE1","S107","Residential Electricity Demand",2065,null,null,null,null,null,null,37.752271999999998]
["IRP23","Demand","RE1","S107","Commercial Electricity Demand",2061,null,null,null,null,null,null,30.567988]
["IRP23","Demand","RE1","S108","Industrial Electricity Demand",2056,null,null,null,null,null,null,104.17806]
["IRP23","Demand","RE1","S108","Residential Electricity Demand",2051,null,null,null,null,null,null,38.463571000000002]
["IRP23","Demand","RE1","S108","Commercial Electricity Demand",2047,null,null,null,null,null,null,30.536028000000002]
["IRP23","ProductionByTechnology","RE1","S101","Industry Coal Heating","Industry High Heat Demand",2020,null,null,null,null,null,3.1990128000000002]
["IRP23","ProductionByTechnology","RE1","S103","Uranium Imports","Uranium",2020,null,null,null,null,null,21.465277]
["IRP23","ProductionByTechnology","RE1","S104","Industry Coal Heating","Industry High Heat Demand",2020,null,null,null,null,null,3.1990128000000002]
["IRP23","ProductionByTechnology","RE1","S106","Wind Potential","Wind",2020,null,null,null,null,null,20.932645999999998]
["IRP23","ProductionByTechnology","RE1","S107","Electric Motorcycle","Motorcycle Transport Demand",2020,null,null,null,null,null,2.7628081]
["IRP23","ProductionByTechnology","RE1","S101","Solar Potential","Solar ",2030,null,null,null,null,null,0.67683528000000004]
["IRP23","ProductionByTechnology","RE1","S102","Electricity Distribution","Electricity after distribution",2030,null,null,null,null,null,107.3229]
["IRP23","ProductionByTechnology","RE1","S104","Biomass Imports","Biomass",2030,null,null,null,null,null,1.9095447999999999]
["IRP23","ProductionByTechnology","RE1","S105","Large Hydropower Plant (Dam) (>100MW)","Electricity from power plants",2030,null,null,null,null,null,2.7974394999999999]
["IRP23","ProductionByTechnology","RE1","S106","Residential Standard Efficiency Appliances","Residential Electricity Demand",2030,null,null,null,null,null,13.001421000000001]
["IRP23","ProductionByTechnology","RE1","S108","Uranium Extraction","Uranium",2030,null,null,null,null,null,15.009722999999999]
["IRP23","ProductionByTechnology","RE1","S101","Medium Hydropower Plant (10-100MW)","Electricity from power plants",2040,null,null,null,null,null,1.1331289]
["IRP23","ProductionByTechnology","RE1","S102","Commercial Deep Efficiency","Commercial Electricity Demand",2040,null,null,null,null,null,21.708055000000002]
["IRP23","ProductionByTechnology","RE1","S104","Geothermal Potential","Geothermal",2040,null,null,null,null,null,1.7505466999999999]
["IRP23","ProductionByTechnology","RE1","S105","Backstop Technology for ELC001","Electricity from power plants",2040,null,null,null,null,null,0.13455]
["IRP23","ProductionByTechnology","RE1","S106","Residential Biomass Heating","Residential Low Heat Demand",2040,null,null,null,null,null,19.095231999999999]
["IRP23","ProductionByTechnology","RE1","S108","Uranium Extraction","Uranium",2040,null,null,null,null,null,9.9039221000000008]
["IRP23","ProductionByTechnology","RE1","S101","Nuclear Power Plant","Electricity from power plants",2050,null,null,null,null,null,2.2596999000000002]
["IRP23","ProductionByTechnology","RE1","S102","Commercial Deep Efficiency","Commercial Electricity Demand",2050,null,null,null,null,null,26.079221]
["IRP23","ProductionByTechnology","RE1","S104","Biomass Power Plant","Electricity from power plants",2050,null,null,null,null,null,1.9955408000000001E-2]
["IRP23","ProductionByTechnology","RE1","S105","Off-grid Hydropower","Electricity after distribution",2050,null,null,null,null,null,1.6726342000000002E-2]
["IRP23","ProductionByTechnology","RE1","S107","Biomass Extraction","Biomass",2050,null,null,null,null,null,286.00078999999999]
["IRP23","ProductionByTechnology","RE1","S108","Large Hydropower Plant (Dam) (>100MW)","Electricity from power plants",2050,null,null,null,null,null,7.1962393000000002]
["IRP23","TotalAnnualTechnologyActivityByMode","RE1","Crude Oil Extraction",1,2022,null,null,null,null,null,null,41.696604000000001]
["IRP23","TotalAnnualTechnologyActivityByMode","RE1","Biomass Imports",1,2039,null,null,null,null,null,null,910.70734000000004]
["IRP23","TotalAnnualTechnologyActivityByMode","RE1","Biomass Extraction",1,2035,null,null,null,null,null,null,1400]
["IRP23","TotalAnnualTechnologyActivityByMode","RE1","Coal Imports",1,2030,null,null,null,null,null,null,1284.4584]
["IRP23","TotalAnnualTechnologyActivityByMode","RE1","Light Fuel Oil Imports",1,2025,null,null,null,null,null,null,112.91449]
["IRP23","TotalAnnualTechnologyActivityByMode","RE1","Crude Oil Refinery Option 1",1,2033,null,null,null,null,null,null,352.09897000000001]
["IRP23","TotalAnnualTechnologyActivityByMode","RE1","Natural Gas Imports",1,2044,null,null,null,null,null,null,115.15940000000001]
["IRP23","TotalAnnualTechnologyActivityByMode","RE1","Solar Potential",1,2023,null,null,null,null,null,null,24.566013999999999]
["IRP23","TotalAnnualTechnologyActivityByMode","RE1","Wind Potential",1,2018,null,null,null,null,null,null,131.38308000000001]
["IRP23","TotalAnnualTechnologyActivityByMode","RE1","Wind Potential",1,2069,null,null,null,null,null,null,340]
["IRP23","TotalAnnualTechnologyActivityByMode","RE1","Uranium Extraction",1,2065,null,null,null,null,null,null,35.189590000000003]
["IRP23","TotalAnnualTechnologyActivityByMode","RE1","Hydro Potential",1,2024,null,null,null,null,null,null,51.380315000000003]
["IRP23","TotalAnnualTechnologyActivityByMode","RE1","Biomass Power Plant",1,2019,null,null,null,null,null,null,0.67013999999999996]
["IRP23","TotalAnnualTechnologyActivityByMode","RE1","Coal Power Plant",1,2015,null,null,null,null,null,null,715.52448000000004]
["IRP23","TotalAnnualTechnologyActivityByMode","RE1","Coal Power Plant",1,2066,null,null,null,null,null,null,34.174073999999997]
["IRP23","TotalAnnualTechnologyActivityByMode","RE1","Oil Fired Gas Turbine (SCGT)",1,2026,null,null,null,null,null,null,8.8309695000000001]
["IRP23","TotalAnnualTechnologyActivityByMode","RE1","Gas Power Plant (CCGT)",1,2021,null,null,null,null,null,null,11.52]
["IRP23","TotalAnnualTechnologyActivityByMode","RE1","Solar PV (Utility)",1,2016,null,null,null,null,null,null,0.57079939999999996]
["IRP23","TotalAnnualTechnologyActivityByMode","RE1","Solar PV (Utility)",1,2068,null,null,null,null,null,null,1169.9123]
["IRP23","TotalAnnualTechnologyActivityByMode","RE1","CSP with Storage",1,2063,null,null,null,null,null,null,0.76562916000000003]
["IRP23","TotalAnnualTechnologyActivityByMode","RE1","Large Hydropower Plant (Dam) (>100MW)",1,2059,null,null,null,null,null,null,56.911267000000002]
["IRP23","TotalAnnualTechnologyActivityByMode","RE1","Medium Hydropower Plant (10-100MW)",1,2064,null,null,null,null,null,null,7.7484511999999999]
["IRP23","TotalAnnualTechnologyActivityByMode","RE1","Onshore Wind",1,2059,null,null,null,null,null,null,340]
["IRP23","TotalAnnualTechnologyActivityByMode","RE1","Nuclear Power Plant",1,2055,null,null,null,null,null,null,15.353121]
["IRP23","TotalAnnualTechnologyActivityByMode","RE1","Backstop Technology for ELC001",1,2031,null,null,null,null,null,null,1.0764]
["IRP23","TotalAnnualTechnologyActivityByMode","RE1","Electricity Transmission",1,2026,null,null,null,null,null,null,960.22812999999996]
["IRP23","TotalAnnualTechnologyActivityByMode","RE1","Electricity Distribution",1,2022,null,null,null,null,null,null,862.45396000000005]
["IRP23","TotalAnnualTechnologyActivityByMode","RE1","Off-grid Hydropower",1,2017,null,null,null,null,null,null,0.33749131999999998]
["IRP23","TotalAnnualTechnologyActivityByMode","RE1","Off-grid Hydropower",1,2069,null,null,null,null,null,null,0.34028163]
["IRP23","TotalAnnualTechnologyActivityByMode","RE1","Electricity Exports",1,2064,null,null,null,null,null,null,53.754505999999999]
["IRP23","TotalAnnualTechnologyActivityByMode","RE1","EV Charger",1,2059,null,null,null,null,null,null,207.27475999999999]
["IRP23","TotalAnnualTechnologyActivityByMode","RE1","Electric Motorcycle",1,2055,null,null,null,null,null,null,74.123804000000007]
["IRP23","TotalAnnualTechnologyActivityByMode","RE1","Electric Bus + Rail",1,2070,null,null,null,null,null,null,77.409536000000003]
["IRP23","TotalAnnualTechnologyActivityByMode","RE1","Gasoline Bus + Rail",1,2028,null,null,null,null,null,null,25.989139999999999]
["IRP23","TotalAnnualTechnologyActivityByMode","RE1","Industry Standard Efficiency Appliances",1,2024,null,null,null,null,null,null,392.93606999999997]
["IRP23","TotalAnnualTechnologyActivityByMode","RE1","Industry Deep Efficiency",1,2032,null,null,null,null,null,null,152.06663]
["IRP23","TotalAnnualTechnologyActivityByMode","RE1","Industry Coal Heating",1,2028,null,null,null,null,null,null,33.122140000000002]
["IRP23","TotalAnnualTechnologyActivityByMode","RE1","Industry Biomass Heating ",1,2023,null,null,null,null,null,null,54.008752999999999]
["IRP23","TotalAnnualTechnologyActivityByMode","RE1","Residential Standard Efficiency Appliances",1,2018,null,null,null,null,null,null,196.16]
["IRP23","TotalAnnualTechnologyActivityByMode","RE1","Residential Standard Efficiency Appliances",1,2070,null,null,null,null,null,null,37.578543000000003]
["IRP23","TotalAnnualTechnologyActivityByMode","RE1","Residential Biomass Stove",1,2016,null,null,null,null,null,null,270.24391000000003]
["IRP23","TotalAnnualTechnologyActivityByMode","RE1","Residential Biomass Stove",1,2068,null,null,null,null,null,null,341.16969999999998]
["IRP23","TotalAnnualTechnologyActivityByMode","RE1","Residential Biomass Heating",1,2063,null,null,null,null,null,null,147.65960999999999]
["IRP23","TotalAnnualTechnologyActivityByMode","RE1","Commercial Standard Efficiency Appliances",1,2058,null,null,null,null,null,null,27.777308000000001]
["IRP23","TotalAnnualTechnologyActivityByMode","RE1","Commercial Deep Efficiency",1,2067,null,null,null,null,null,null,200.28254000000001]
["IRP23","TotalAnnualTechnologyActivityByMode","RE1","Commercial Biomass Heating ",1,2062,null,null,null,null,null,null,65.035871]
["IRP23","CapitalInvestment","RE1","Gas Power Plant (CCGT)",2041,null,null,null,null,null,null,null,2533.5920999999998]
["IRP23","CapitalInvestment","RE1","Solar PV (Utility)",2051,null,null,null,null,null,null,null,6230.0286999999998]
["IRP23","CapitalInvestment","RE1","Large Hydropower Plant (Dam) (>100MW)",2057,null,null,null,null,null,null,null,87.167552999999998]
["IRP23","CapitalInvestment","RE1","Onshore Wind",2053,null,null,null,null,null,null,null,929.49120000000005]
["IRP23","CapitalInvestment","RE1","Backstop Technology for ELC001",2029,null,null,null,null,null,null,null,1076398.8999999999]
["IRP23","CapitalInvestment","RE1","Electricity Transmission",2038,null,null,null,null,null,null,null,296.69805000000002]
["IRP23","CapitalInvestment","RE1","Electricity Distribution",2049,null,null,null,null,null,null,null,4721.0906999999997]
["IRP23","CapitalInvestment","RE1","EV Charger",2050,null,null,null,null,null,null,null,2328.0753]
["IRP23","CapitalInvestment","RE1","Electric Motorcycle",2066,null,null,null,null,null,null,null,5.1124614999999997E-4]
["IRP23","CapitalInvestment","RE1","Electric Bus + Rail",2056,null,null,null,null,null,null,null,1256.8722]
["IRP23","CapitalInvestment","RE1","Industry Deep Efficiency",2053,null,null,null,null,null,null,null,7035.8302999999996]
["IRP23","CapitalInvestment","RE1","Industry Coal Heating",2049,null,null,null,null,null,null,null,80.955910000000003]
["IRP23","CapitalInvestment","RE1","Industry Biomass Heating ",2044,null,null,null,null,null,null,null,4.0018523999999998]
["IRP23","CapitalInvestment","RE1","Residential Standard Efficiency Appliances",2067,null,null,null,null,null,null,null,3.8019160999999997E-5]
["IRP23","CapitalInvestment","RE1","Residential Biomass Stove",2026,null,null,null,null,null,null,null,0.25300746000000002]
["IRP23","CapitalInvestment","RE1","Residential Biomass Heating",2031,null,null,null,null,null,null,null,54.372191000000001]
["IRP23","CapitalInvestment","RE1","Commercial Standard Efficiency Appliances",2042,null,null,null,null,null,null,null,1.2110947E-4]
["IRP23","CapitalInvestment","RE1","Commercial Deep Efficiency",2070,null,null,null,null,null,null,null,3218.2781]
["IRP23","CapitalInvestment","RE1","Commercial Biomass Heating ",2065,null,null,null,null,null,null,null,34.809486999999997]
["IRP23","SalvageValue","RE1","Solar PV (Utility)",2055,null,null,null,null,null,null,null,2748.7001]
["IRP23","SalvageValue","RE1","Large Hydropower Plant (Dam) (>100MW)",2062,null,null,null,null,null,null,null,63.896006999999997]
["IRP23","SalvageValue","RE1","Electricity Transmission",2051,null,null,null,null,null,null,null,435.47054000000003]
["IRP23","SalvageValue","RE1","Electricity Distribution",2062,null,null,null,null,null,null,null,2862.8471]
["IRP23","SalvageValue","RE1","EV Charger",2067,null,null,null,null,null,null,null,293.57693]
["IRP23","SalvageValue","RE1","Industry Coal Heating",2061,null,null,null,null,null,null,null,35.228403999999998]
["IRP23","SalvageValue","RE1","Residential Biomass Heating",2064,null,null,null,null,null,null,null,35.273611000000002]
["IRP23","AnnualVariableOperatingCost","RE1","Crude Oil Imports",2066,null,null,null,null,null,null,null,892.32479999999998]
["IRP23","AnnualVariableOperatingCost","RE1","Biomass Imports",2028,null,null,null,null,null,null,null,1419.0998]
["IRP23","AnnualVariableOperatingCost","RE1","Biomass Extraction",2023,null,null,null,null,null,null,null,2240]
["IRP23","AnnualVariableOperatingCost","RE1","Coal Imports",2019,null,null,null,null,null,null,null,9578.8129000000008]
["IRP23","AnnualVariableOperatingCost","RE1","Coal Imports",2070,null,null,null,null,null,null,null,1194.3026]
["IRP23","AnnualVariableOperatingCost","RE1","Crude Oil Refinery Option 1",2021,null,null,null,null,null,null,null,29.927737]
["IRP23","AnnualVariableOperatingCost","RE1","Natural Gas Imports",2033,null,null,null,null,null,null,null,478.16334000000001]
["IRP23","AnnualVariableOperatingCost","RE1","Natural Gas Extraction",2028,null,null,null,null,null,null,null,207.66150999999999]
["IRP23","AnnualVariableOperatingCost","RE1","Solar Potential",2062,null,null,null,null,null,null,null,0.10916162]
["IRP23","AnnualVariableOperatingCost","RE1","Solar Potential",2063,null,null,null,null,null,null,null,0.11005339]
["IRP23","AnnualVariableOperatingCost","RE1","Wind Potential",2058,null,null,null,null,null,null,null,3.4000000000000002E-2]
["IRP23","AnnualVariableOperatingCost","RE1","Uranium Extraction",2054,null,null,null,null,null,null,null,7.2009153000000001]
["IRP23","AnnualVariableOperatingCost","RE1","Geothermal Potential",2069,null,null,null,null,null,null,null,1.4004374E-3]
["IRP23","AnnualVariableOperatingCost","RE1","Hydro Potential",2064,null,null,null,null,null,null,null,6.4999999999999997E-3]
["IRP23","AnnualVariableOperatingCost","RE1","Biomass Power Plant",2060,null,null,null,null,null,null,null,0.48412253]
["IRP23","AnnualVariableOperatingCost","RE1","Coal Power Plant",2055,null,null,null,null,null,null,null,0.53727597000000005]
["IRP23","AnnualVariableOperatingCost","RE1","Geothermal Power Plant",2070,null,null,null,null,null,null,null,1.1203499E-3]
["IRP23","AnnualVariableOperatingCost","RE1","Oil Fired Gas Turbine (SCGT)",2066,null,null,null,null,null,null,null,2.1464180000000001E-4]
["IRP23","AnnualVariableOperatingCost","RE1","Gas Power Plant (CCGT)",2061,null,null,null,null,null,null,null,2.596772E-2]
["IRP23","AnnualVariableOperatingCost","RE1","Solar PV (Utility)",2057,null,null,null,null,null,null,null,5.4442615999999999E-3]
["IRP23","AnnualVariableOperatingCost","RE1","CSP with Storage",2052,null,null,null,null,null,null,null,1.4293753999999999E-5]
["IRP23","AnnualVariableOperatingCost","RE1","Large Hydropower Plant (Dam) (>100MW)",2047,null,null,null,null,null,null,null,5.6911267000000001E-3]
["IRP23","AnnualVariableOperatingCost","RE1","Medium Hydropower Plant (10-100MW)",2053,null,null,null,null,null,null,null,7.7484511999999998E-4]
["IRP23","AnnualVariableOperatingCost","RE1","Onshore Wind",2048,null,null,null,null,null,null,null,1.8689799999999999E-3]
["IRP23","AnnualVariableOperatingCost","RE1","Nuclear Power Plant",2044,null,null,null,null,null,null,null,70.167648999999997]
["IRP23","AnnualVariableOperatingCost","RE1","Backstop Technology for ELC001",2020,null,null,null,null,null,null,null,1076398.8999999999]
["IRP23","AnnualVariableOperatingCost","RE1","Electricity Transmission",2015,null,null,null,null,null,null,null,8.6508196999999995E-2]
["IRP23","AnnualVariableOperatingCost","RE1","Electricity Transmission",2067,null,null,null,null,null,null,null,0.18738178]
["IRP23","AnnualVariableOperatingCost","RE1","Electricity Distribution",2062,null,null,null,null,null,null,null,0.15611146000000001]
["IRP23","AnnualVariableOperatingCost","RE1","Off-grid Hydropower",2057,null,null,null,null,null,null,null,3.4028162999999999E-5]
["IRP23","AnnualVariableOperatingCost","RE1","Electricity Exports",2053,null,null,null,null,null,null,null,5.0884815000000003E-3]
["IRP23","AnnualVariableOperatingCost","RE1","EV Charger",2048,null,null,null,null,null,null,null,6.8756599999999996E-3]
["IRP23","AnnualVariableOperatingCost","RE1","Electric Motorcycle",2044,null,null,null,null,null,null,null,5.5123945000000001E-3]
["IRP23","AnnualVariableOperatingCost","RE1","Electric Bus + Rail",2059,null,null,null,null,null,null,null,6.1460582000000003E-4]
["IRP23","AnnualVariableOperatingCost","RE1","Gasoline Bus + Rail",2017,null,null,null,null,null,null,null,1.4448622E-3]
["IRP23","AnnualVariableOperatingCost","RE1","Gasoline Bus + Rail",2069,null,null,null,null,null,null,null,8.4617978999999995E-4]
["IRP23","AnnualVariableOperatingCost","RE1","Industry Standard Efficiency Appliances",2064,null,null,null,null,null,null,null,8.8572718999999998E-3]
["IRP23","AnnualVariableOperatingCost","RE1","Industry Coal Heating",2016,null,null,null,null,null,null,null,1.6021568E-3]
["IRP23","AnnualVariableOperatingCost","RE1","Industry Coal Heating",2068,null,null,null,null,null,null,null,1.0290749E-2]
["IRP23","AnnualVariableOperatingCost","RE1","Industry Biomass Heating ",2063,null,null,null,null,null,null,null,5.6722837E-3]
["IRP23","AnnualVariableOperatingCost","RE1","Residential Standard Efficiency Appliances",2059,null,null,null,null,null,null,null,3.4736608000000002E-3]
["IRP23","AnnualVariableOperatingCost","RE1","Residential Deep Efficiency",2067,null,null,null,null,null,null,null,2.3590155000000002E-2]
["IRP23","AnnualVariableOperatingCost","RE1","Residential Biomass Stove",2056,null,null,null,null,null,null,null,1085.3833]
["IRP23","AnnualVariableOperatingCost","RE1","Residential Biomass Heating",2052,null,null,null,null,null,null,null,1.5030439E-2]
["IRP23","AnnualVariableOperatingCost","RE1","Commercial Standard Efficiency Appliances",2047,null,null,null,null,null,null,null,2.4535608999999999E-3]
["IRP23","AnnualVariableOperatingCost","RE1","Commercial Deep Efficiency",2056,null,null,null,null,null,null,null,1.7578763000000001E-2]
["IRP23","AnnualVariableOperatingCost","RE1","Commercial Biomass Heating ",2051,null,null,null,null,null,null,null,6.6269998E-3]
["IRP23","AnnualFixedOperatingCost","RE1","Biomass Power Plant",2046,null,null,null,null,null,null,null,1.1545977999999999]
["IRP23","AnnualFixedOperatingCost","RE1","Coal Power Plant",2042,null,null,null,null,null,null,null,992.68664000000001]
["IRP23","AnnualFixedOperatingCost","RE1","Geothermal Power Plant",2057,null,null,null,null,null,null,null,51.129809000000002]
["IRP23","AnnualFixedOperatingCost","RE1","Oil Fired Gas Turbine (SCGT)",2052,null,null,null,null,null,null,null,15.723155]
["IRP23","AnnualFixedOperatingCost","RE1","Gas Power Plant (CCGT)",2048,null,null,null,null,null,null,null,191.13455999999999]
["IRP23","AnnualFixedOperatingCost","RE1","Solar PV (Utility)",2043,null,null,null,null,null,null,null,2364.3751999999999]
["IRP23","AnnualFixedOperatingCost","RE1","CSP with Storage",2039,null,null,null,null,null,null,null,24.379269000000001]
["IRP23","AnnualFixedOperatingCost","RE1","Large Hydropower Plant (Dam) (>100MW)",2034,null,null,null,null,null,null,null,301.04557999999997]
["IRP23","AnnualFixedOperatingCost","RE1","Medium Hydropower Plant (10-100MW)",2039,null,null,null,null,null,null,null,34.156050999999998]
["IRP23","AnnualFixedOperatingCost","RE1","Onshore Wind",2035,null,null,null,null,null,null,null,1552.9182000000001]
["IRP23","AnnualFixedOperatingCost","RE1","Nuclear Power Plant",2030,null,null,null,null,null,null,null,176.64318]
["IRP23","AnnualFixedOperatingCost","RE1","Backstop Technology for ELC001",2027,null,null,null,null,null,null,null,1076398.8999999999]
["IRP23","AnnualFixedOperatingCost","RE1","Light Fuel Oil Standalone Generator (1kW)",2024,null,null,null,null,null,null,null,0.20884]
["IRP23","AnnualFixedOperatingCost","RE1","Solar PV (Distributed with Storage)",2049,null,null,null,null,null,null,null,15.675265]
["IRP23","AnnualFixedOperatingCost","RE1","Off-grid Hydropower",2045,null,null,null,null,null,null,null,1.8]
["IRP23","AnnualFixedOperatingCost","RE1","Gasoline Car",2044,null,null,null,null,null,null,null,382.04070000000002]
["IRP23","AnnualFixedOperatingCost","RE1","Industry Coal Heating",2030,null,null,null,null,null,null,null,30.485258999999999]
["IRP23","AnnualFixedOperatingCost","RE1","Industry Biomass Heating ",2026,null,null,null,null,null,null,null,25.438889]
["IRP23","AnnualFixedOperatingCost","RE1","Residential Biomass Heating",2021,null,null,null,null,null,null,null,63.360773000000002]
["IRP23","AnnualFixedOperatingCost","RE1","Commercial Biomass Heating ",2017,null,null,null,null,null,null,null,24.456416000000001]
["IRP23","AnnualFixedOperatingCost","RE1","Commercial Biomass Heating ",2068,null,null,null,null,null,null,null,30.759497]
["IRP23","TotalTechnologyAnnualActivity","RE1","Crude Oil Extraction",2041,null,null,null,null,null,null,null,352.09897000000001]
["IRP23","TotalTechnologyAnnualActivity","RE1","Biomass Imports",2059,null,null,null,null,null,null,null,857.50148999999999]
["IRP23","TotalTechnologyAnnualActivity","RE1","Biomass Extraction",2054,null,null,null,null,null,null,null,1400]
["IRP23","TotalTechnologyAnnualActivity","RE1","Coal Imports",2049,null,null,null,null,null,null,null,362.25885]
["IRP23","TotalTechnologyAnnualActivity","RE1","Light Fuel Oil Imports",2049,null,null,null,null,null,null,null,278.40591999999998]
["IRP23","TotalTechnologyAnnualActivity","RE1","Crude Oil Refinery Option 1",2052,null,null,null,null,null,null,null,250.67086]
["IRP23","TotalTechnologyAnnualActivity","RE1","Natural Gas Imports",2064,null,null,null,null,null,null,null,548.49657999999999]
["IRP23","TotalTechnologyAnnualActivity","RE1","Solar Potential",2042,null,null,null,null,null,null,null,466.23232000000002]
["IRP23","TotalTechnologyAnnualActivity","RE1","Wind Potential",2037,null,null,null,null,null,null,null,340]
["IRP23","TotalTechnologyAnnualActivity","RE1","Uranium Extraction",2033,null,null,null,null,null,null,null,105.55933]
["IRP23","TotalTechnologyAnnualActivity","RE1","Geothermal Potential",2048,null,null,null,null,null,null,null,14.004374]
["IRP23","TotalTechnologyAnnualActivity","RE1","Hydro Potential",2044,null,null,null,null,null,null,null,65]
["IRP23","TotalTechnologyAnnualActivity","RE1","Biomass Power Plant",2039,null,null,null,null,null,null,null,0.28364885000000001]
["IRP23","TotalTechnologyAnnualActivity","RE1","Coal Power Plant",2034,null,null,null,null,null,null,null,360.75286]
["IRP23","TotalTechnologyAnnualActivity","RE1","Geothermal Power Plant",2050,null,null,null,null,null,null,null,11.203499000000001]
["IRP23","TotalTechnologyAnnualActivity","RE1","Oil Fired Gas Turbine (SCGT)",2045,null,null,null,null,null,null,null,12.311152999999999]
["IRP23","TotalTechnologyAnnualActivity","RE1","Gas Power Plant (CCGT)",2040,null,null,null,null,null,null,null,23.709894999999999]
["IRP23","TotalTechnologyAnnualActivity","RE1","Solar PV (Utility)",2036,null,null,null,null,null,null,null,247.84413000000001]
["IRP23","TotalTechnologyAnnualActivity","RE1","CSP with Storage",2031,null,null,null,null,null,null,null,5.2066600999999997]
["IRP23","TotalTechnologyAnnualActivity","RE1","Large Hydropower Plant (Dam) (>100MW)",2027,null,null,null,null,null,null,null,56.911267000000002]
["IRP23","TotalTechnologyAnnualActivity","RE1","Medium Hydropower Plant (10-100MW)",2032,null,null,null,null,null,null,null,7.7484511999999999]
["IRP23","TotalTechnologyAnnualActivity","RE1","Onshore Wind",2027,null,null,null,null,null,null,null,287.52041000000003]
["IRP23","TotalTechnologyAnnualActivity","RE1","Nuclear Power Plant",2023,null,null,null,null,null,null,null,54.142003000000003]
["IRP23","TotalTechnologyAnnualActivity","RE1","Electricity Imports",2018,null,null,null,null,null,null,null,36]
["IRP23","TotalTechnologyAnnualActivity","RE1","Backstop Technology for ELC001",2051,null,null,null,null,null,null,null,1.0764]
["IRP23","TotalTechnologyAnnualActivity","RE1","Electricity Transmission",2046,null,null,null,null,null,null,null,1191.4761000000001]
["IRP23","TotalTechnologyAnnualActivity","RE1","Electricity Distribution",2041,null,null,null,null,null,null,null,969.99689999999998]
["IRP23","TotalTechnologyAnnualActivity","RE1","Off-grid Hydropower",2037,null,null,null,null,null,null,null,0.34028163]
["IRP23","TotalTechnologyAnnualActivity","RE1","Electricity Exports",2032,null,null,null,null,null,null,null,45.824834000000003]
["IRP23","TotalTechnologyAnnualActivity","RE1","EV Charger",2027,null,null,null,null,null,null,null,34.129508000000001]
["IRP23","TotalTechnologyAnnualActivity","RE1","Electric Motorcycle",2023,null,null,null,null,null,null,null,27.007631]
["IRP23","TotalTechnologyAnnualActivity","RE1","Electric Car",2053,null,null,null,null,null,null,null,85.604513999999995]
["IRP23","TotalTechnologyAnnualActivity","RE1","Gasoline Car",2032,null,null,null,null,null,null,null,44.023299000000002]
["IRP23","TotalTechnologyAnnualActivity","RE1","Gasoline Bus + Rail",2048,null,null,null,null,null,null,null,50.680540999999998]
["IRP23","TotalTechnologyAnnualActivity","RE1","Industry Standard Efficiency Appliances",2043,null,null,null,null,null,null,null,64.375604999999993]
["IRP23","TotalTechnologyAnnualActivity","RE1","Industry Deep Efficiency",2052,null,null,null,null,null,null,null,489.75017000000003]
["IRP23","TotalTechnologyAnnualActivity","RE1","Industry Coal Heating",2047,null,null,null,null,null,null,null,62.727960000000003]
["IRP23","TotalTechnologyAnnualActivity","RE1","Industry Biomass Heating ",2042,null,null,null,null,null,null,null,58.657252]
["IRP23","TotalTechnologyAnnualActivity","RE1","Residential Standard Efficiency Appliances",2038,null,null,null,null,null,null,null,21.605246000000001]
["IRP23","TotalTechnologyAnnualActivity","RE1","Residential Deep Efficiency",2046,null,null,null,null,null,null,null,176.34745000000001]
["IRP23","TotalTechnologyAnnualActivity","RE1","Residential Biomass Stove",2036,null,null,null,null,null,null,null,351.06414000000001]
["IRP23","TotalTechnologyAnnualActivity","RE1","Residential Biomass Heating",2031,null,null,null,null,null,null,null,147.68883]
["IRP23","TotalTechnologyAnnualActivity","RE1","Commercial Standard Efficiency Appliances",2026,null,null,null,null,null,null,null,139.85427000000001]
["IRP23","TotalTechnologyAnnualActivity","RE1","Commercial Deep Efficiency",2035,null,null,null,null,null,null,null,119.91707]
["IRP23","TotalTechnologyAnnualActivity","RE1","Commercial Biomass Heating ",2030,null,null,null,null,null,null,null,65.181931000000006]
["IRP23","ProductionByTechnologyAnnual","RE1","Crude Oil Imports","Crude Oil",2060,null,null,null,null,null,null,178.22832]
["IRP23","ProductionByTechnologyAnnual","RE1","Biomass Imports","Biomass",2021,null,null,null,null,null,null,497.36088000000001]
["IRP23","ProductionByTechnologyAnnual","RE1","Biomass Extraction","Biomass",2016,null,null,null,null,null,null,1400]
["IRP23","ProductionByTechnologyAnnual","RE1","Biomass Extraction","Biomass",2068,null,null,null,null,null,null,1400]
["IRP23","ProductionByTechnologyAnnual","RE1","Coal Imports","Coal",2063,null,null,null,null,null,null,228.04975999999999]
["IRP23","ProductionByTechnologyAnnual","RE1","Heavy Fuel Oil Imports","Heavy Fuel Oil",2069,null,null,null,null,null,null,2.3779564]
["IRP23","ProductionByTechnologyAnnual","RE1","Crude Oil Refinery Option 1","Light Fuel Oil ",2066,null,null,null,null,null,null,33.847192]
["IRP23","ProductionByTechnologyAnnual","RE1","Crude Oil Refinery Option 1","Heavy Fuel Oil",2061,null,null,null,null,null,null,9.9533245000000008]
["IRP23","ProductionByTechnologyAnnual","RE1","Natural Gas Extraction","Natural Gas",2017,null,null,null,null,null,null,85.795767999999995]
["IRP23","ProductionByTechnologyAnnual","RE1","Solar Potential","Solar ",2051,null,null,null,null,null,null,838.28625]
["IRP23","ProductionByTechnologyAnnual","RE1","Wind Potential","Wind",2046,null,null,null,null,null,null,340]
["IRP23","ProductionByTechnologyAnnual","RE1","Uranium Extraction","Uranium",2042,null,null,null,null,null,null,73.288929999999993]
["IRP23","ProductionByTechnologyAnnual","RE1","Geothermal Potential","Geothermal",2057,null,null,null,null,null,null,14.004372999999999]
["IRP23","ProductionByTechnologyAnnual","RE1","Hydro Potential","Hydro",2052,null,null,null,null,null,null,65]
["IRP23","ProductionByTechnologyAnnual","RE1","Biomass Power Plant","Electricity from power plants",2048,null,null,null,null,null,null,0.17676302999999999]
["IRP23","ProductionByTechnologyAnnual","RE1","Coal Power Plant","Electricity from power plants",2043,null,null,null,null,null,null,216.04489000000001]
["IRP23","ProductionByTechnologyAnnual","RE1","Geothermal Power Plant","Electricity from power plants",2059,null,null,null,null,null,null,11.203499000000001]
["IRP23","ProductionByTechnologyAnnual","RE1","Oil Fired Gas Turbine (SCGT)","Electricity from power plants",2054,null,null,null,null,null,null,9.1993960999999995]
["IRP23","ProductionByTechnologyAnnual","RE1","Gas Power Plant (CCGT)","Electricity from power plants",2049,null,null,null,null,null,null,63.597814999999997]
["IRP23","ProductionByTechnologyAnnual","RE1","Solar PV (Utility)","Electricity from power plants",2045,null,null,null,null,null,null,579.00508000000002]
["IRP23","ProductionByTechnologyAnnual","RE1","CSP with Storage","Electricity from power plants",2040,null,null,null,null,null,null,3.7452504000000002]
["IRP23","ProductionByTechnologyAnnual","RE1","Large Hydropower Plant (Dam) (>100MW)","Electricity from power plants",2036,null,null,null,null,null,null,56.911267000000002]
["IRP23","ProductionByTechnologyAnnual","RE1","Medium Hydropower Plant (10-100MW)","Electricity from power plants",2041,null,null,null,null,null,null,7.7484511999999999]
["IRP23","ProductionByTechnologyAnnual","RE1","Onshore Wind","Electricity from power plants",2036,null,null,null,null,null,null,340]
["IRP23","ProductionByTechnologyAnnual","RE1","Nuclear Power Plant","Electricity from power plants",2032,null,null,null,null,null,null,36.354062999999996]
["IRP23","ProductionByTechnologyAnnual","RE1","Electricity Imports","Electricity from power plants",2027,null,null,null,null,null,null,31.103999999999999]
["IRP23","ProductionByTechnologyAnnual","RE1","Backstop Technology for ELC001","Electricity from power plants",2059,null,null,null,null,null,null,1.0764]
["IRP23","ProductionByTechnologyAnnual","RE1","Electricity Transmission","Electricity after transmission",2055,null,null,null,null,null,null,1435.0821000000001]
["IRP23","ProductionByTechnologyAnnual","RE1","Electricity Distribution","Electricity after distribution",2050,null,null,null,null,null,null,1128.7548999999999]
["IRP23","ProductionByTechnologyAnnual","RE1","Electricity Distribution","Electricity after distribution",2051,null,null,null,null,null,null,1148.6749]
["IRP23","ProductionByTechnologyAnnual","RE1","Off-grid Hydropower","Electricity after distribution",2046,null,null,null,null,null,null,0.34028163]
["IRP23","ProductionByTechnologyAnnual","RE1","EV Charger","Electricity for EVs",2041,null,null,null,null,null,null,56.126494000000001]
["IRP23","ProductionByTechnologyAnnual","RE1","Electric Motorcycle","Motorcycle Transport Demand",2037,null,null,null,null,null,null,43.926417999999998]
["IRP23","ProductionByTechnologyAnnual","RE1","Electric Car","Car Transport Demand",2067,null,null,null,null,null,null,117.17608]
["IRP23","ProductionByTechnologyAnnual","RE1","Gasoline Car","Car Transport Demand",2046,null,null,null,null,null,null,70.814704000000006]
["IRP23","ProductionByTechnologyAnnual","RE1","Gasoline Bus + Rail","Bus + Rail Transport Demand",2062,null,null,null,null,null,null,15.940357000000001]
["IRP23","ProductionByTechnologyAnnual","RE1","Industry Standard Efficiency Appliances","Industrial Electricity Demand",2057,null,null,null,null,null,null,81.036985999999999]
["IRP23","ProductionByTechnologyAnnual","RE1","Industry Deep Efficiency","Industrial Electricity Demand",2063,null,null,null,null,null,null,740.54449]
["IRP23","ProductionByTechnologyAnnual","RE1","Industry Coal Heating","Industry High Heat Demand",2060,null,null,null,null,null,null,87.200370000000007]
["IRP23","ProductionByTechnologyAnnual","RE1","Industry Biomass Heating ","Industry Low Heat Demand",2055,null,null,null,null,null,null,57.554546999999999]
["IRP23","ProductionByTechnologyAnnual","RE1","Residential Standard Efficiency Appliances","Residential Electricity Demand",2051,null,null,null,null,null,null,29.501213]
["IRP23","ProductionByTechnologyAnnual","RE1","Residential Deep Efficiency","Residential Electricity Demand",2059,null,null,null,null,null,null,278.91246000000001]
["IRP23","ProductionByTechnologyAnnual","RE1","Residential Biomass Stove","Residential Cooking Demand",2049,null,null,null,null,null,null,352.10176999999999]
["IRP23","ProductionByTechnologyAnnual","RE1","Residential Biomass Heating","Residential Low Heat Demand",2044,null,null,null,null,null,null,151.78533999999999]
["IRP23","ProductionByTechnologyAnnual","RE1","Commercial Standard Efficiency Appliances","Commercial Electricity Demand",2039,null,null,null,null,null,null,18.732223000000001]
["IRP23","ProductionByTechnologyAnnual","RE1","Commercial Deep Efficiency","Commercial Electricity Demand",2048,null,null,null,null,null,null,201.58711]
["IRP23","ProductionByTechnologyAnnual","RE1","Commercial Biomass Heating ","Commercial Low Heat Demand",2043,null,null,null,null,null,null,66.999198000000007]
["IRP23","AnnualTechnologyEmission","RE1","Crude Oil Extraction","Emission factor for CO2",2016,null,null,null,null,null,null,3056.3609999999999]
["IRP23","AnnualTechnologyEmission","RE1","Coal Imports","Emission factor for CO2",2034,null,null,null,null,null,null,96879.87]
["IRP23","AnnualTechnologyEmission","RE1","Light Fuel Oil Imports","Emission factor for CO2",2033,null,null,null,null,null,null,2346.0021000000002]
["IRP23","AnnualTechnologyEmission","RE1","Natural Gas Imports","Emission factor for CO2",2053,null,null,null,null,null,null,15299.47]
["IRP23","AnnualEmissions","RE1","Emission factor for CO2",2031,null,null,null,null,null,null,null,142001.57999999999]
["NZ2050","NewCapacity","RE1","Biomass Power Plant",2045,null,null,null,null,null,null,null,0.10034031]
["NZ2050","NewCapacity","RE1","Solar PV (Utility)",2034,null,null,null,null,null,null,null,7.0131893999999999]
["NZ2050","NewCapacity","RE1","Large Hydropower Plant (Dam) (>100MW)",2040,null,null,null,null,null,null,null,0.113997]
["NZ2050","NewCapacity","RE1","Onshore Wind",2057,null,null,null,null,null,null,null,0.116603]
["NZ2050","NewCapacity","RE1","Electricity Imports",2029,null,null,null,null,null,null,null,0.89652303]
["NZ2050","NewCapacity","RE1","Backstop Technology for ELC001",2061,null,null,null,null,null,null,null,1.0764]
["NZ2050","NewCapacity","RE1","Electricity Distribution",2034,null,null,null,null,null,null,null,0.66683042999999997]
["NZ2050","NewCapacity","RE1","EV Charger",2033,null,null,null,null,null,null,null,0.34730139999999998]
["NZ2050","NewCapacity","RE1","Electric Motorcycle",2042,null,null,null,null,null,null,null,0.13635596]
["NZ2050","NewCapacity","RE1","Electric Bus + Rail",2052,null,null,null,null,null,null,null,4.3825248999999997E-2]
["NZ2050","NewCapacity","RE1","Industry Standard Efficiency Appliances",2054,null,null,null,null,null,null,null,0.14996149]
["NZ2050","NewCapacity","RE1","Industry Deep Efficiency",2063,null,null,null,null,null,null,null,4.3886576000000002]
["NZ2050","NewCapacity","RE1","Industry Coal Heating",2035,null,null,null,null,null,null,null,0.13806576000000001]
["NZ2050","NewCapacity","RE1","Industry Biomass Heating ",2052,null,null,null,null,null,null,null,1.5824201999999999E-2]
["NZ2050","NewCapacity","RE1","Residential Standard Efficiency Appliances",2067,null,null,null,null,null,null,null,0.19453781000000001]
["NZ2050","NewCapacity","RE1","Residential Biomass Stove",2019,null,null,null,null,null,null,null,0.40395718000000003]
["NZ2050","NewCapacity","RE1","Residential Biomass Heating",2019,null,null,null,null,null,null,null,0.17312451000000001]
["NZ2050","NewCapacity","RE1","Residential Biomass Heating",2070,null,null,null,null,null,null,null,4.0080148000000003E-2]
["NZ2050","NewCapacity","RE1","Commercial Deep Efficiency",2040,null,null,null,null,null,null,null,0.81726368000000005]
["NZ2050","NewCapacity","RE1","Commercial Biomass Heating ",2036,null,null,null,null,null,null,null,2.0270844E-2]
["NZ2050","RateOfActivity","RE1","S101","Crude Oil Extraction",1,2017,null,null,null,null,null,161.75967]
["NZ2050","RateOfActivity","RE1","S104","Crude Oil Extraction",1,2023,null,null,null,null,null,253.66166999999999]
["NZ2050","RateOfActivity","RE1","S108","Crude Oil Extraction",1,2029,null,null,null,null,null,253.66166999999999]
["NZ2050","RateOfActivity","RE1","S103","Crude Oil Extraction",1,2036,null,null,null,null,null,253.66166999999999]
["NZ2050","RateOfActivity","RE1","S107","Crude Oil Extraction",1,2042,null,null,null,null,null,253.66166999999999]
["NZ2050","RateOfActivity","RE1","S102","Crude Oil Extraction",1,2049,null,null,null,null,null,253.66166999999999]
["NZ2050","RateOfActivity","RE1","S105","Biomass Imports",1,2030,null,null,null,null,null,2243.0983000000001]
["NZ2050","RateOfActivity","RE1","S107","Biomass Imports",1,2043,null,null,null,null,null,2389.7476999999999]
["NZ2050","RateOfActivity","RE1","S103","Biomass Imports",1,2056,null,null,null,null,null,2468.6370999999999]
["NZ2050","RateOfActivity","RE1","S101","Biomass Imports",1,2069,null,null,null,null,null,2733.1642999999999]
["NZ2050","RateOfActivity","RE1","S108","Biomass Extraction",1,2021,null,null,null,null,null,721.57333000000006]
["NZ2050","RateOfActivity","RE1","S103","Biomass Extraction",1,2030,null,null,null,null,null,2227.607]
["NZ2050","RateOfActivity","RE1","S107","Biomass Extraction",1,2040,null,null,null,null,null,2329.8764000000001]
["NZ2050","RateOfActivity","RE1","S102","Biomass Extraction",1,2051,null,null,null,null,null,2429.6286]
["NZ2050","RateOfActivity","RE1","S103","Biomass Extraction",1,2061,null,null,null,null,null,1211.7264]
["NZ2050","RateOfActivity","RE1","S104","Coal Imports",1,2015,null,null,null,null,null,1972.1012000000001]
["NZ2050","RateOfActivity","RE1","S107","Coal Imports",1,2021,null,null,null,null,null,2033.0039999999999]
["NZ2050","RateOfActivity","RE1","S103","Coal Imports",1,2028,null,null,null,null,null,1318.3356000000001]
["NZ2050","RateOfActivity","RE1","S106","Coal Imports",1,2034,null,null,null,null,null,301.27276000000001]
["NZ2050","RateOfActivity","RE1","S101","Coal Imports",1,2041,null,null,null,null,null,363.53142000000003]
["NZ2050","RateOfActivity","RE1","S105","Coal Imports",1,2047,null,null,null,null,null,197.56547]
["NZ2050","RateOfActivity","RE1","S108","Light Fuel Oil Imports",1,2027,null,null,null,null,null,78.142334000000005]
["NZ2050","RateOfActivity","RE1","S105","Light Fuel Oil Imports",1,2040,null,null,null,null,null,394.12880000000001]
["NZ2050","RateOfActivity","RE1","S103","Light Fuel Oil Imports",1,2048,null,null,null,null,null,366.99950000000001]
["NZ2050","RateOfActivity","RE1","S106","Crude Oil Refinery Option 1",1,2019,null,null,null,null,null,230.72572]
["NZ2050","RateOfActivity","RE1","S102","Crude Oil Refinery Option 1",1,2026,null,null,null,null,null,253.66166999999999]
["NZ2050","RateOfActivity","RE1","S105","Crude Oil Refinery Option 1",1,2032,null,null,null,null,null,253.66166999999999]
["NZ2050","RateOfActivity","RE1","S108","Crude Oil Refinery Option 1",1,2038,null,null,null,null,null,253.66166999999999]
["NZ2050","RateOfActivity","RE1","S104","Crude Oil Refinery Option 1",1,2045,null,null,null,null,null,253.66166999999999]
["NZ2050","RateOfActivity","RE1","S105","Natural Gas Imports",1,2045,null,null,null,null,null,8.6996915999999995]
["NZ2050","RateOfActivity","RE1","S105","Natural Gas Extraction",1,2021,null,null,null,null,null,38.361600000000003]
["NZ2050","RateOfActivity","RE1","S106","Natural Gas Extraction",1,2028,null,null,null,null,null,33.187899000000002]
["NZ2050","RateOfActivity","RE1","S104","Natural Gas Extraction",1,2037,null,null,null,null,null,10.846920000000001]
["NZ2050","RateOfActivity","RE1","S108","Solar Potential",1,2019,null,null,null,null,null,28.982970000000002]
["NZ2050","RateOfActivity","RE1","S103","Solar Potential",1,2026,null,null,null,null,null,5.1616929999999996]
["NZ2050","RateOfActivity","RE1","S106","Solar Potential",1,2032,null,null,null,null,null,483.48782]
["NZ2050","RateOfActivity","RE1","S102","Solar Potential",1,2039,null,null,null,null,null,1209.5808999999999]
["NZ2050","RateOfActivity","RE1","S105","Solar Potential",1,2045,null,null,null,null,null,1.0752286]
["NZ2050","RateOfActivity","RE1","S102","Solar Potential",1,2054,null,null,null,null,null,1988.3044]
["NZ2050","RateOfActivity","RE1","S108","Solar Potential",1,2066,null,null,null,null,null,2030.5254]
["NZ2050","RateOfActivity","RE1","S103","Wind Potential",1,2019,null,null,null,null,null,107.84267]
["NZ2050","RateOfActivity","RE1","S107","Wind Potential",1,2025,null,null,null,null,null,336.71167000000003]
["NZ2050","RateOfActivity","RE1","S102","Wind Potential",1,2032,null,null,null,null,null,340]
["NZ2050","RateOfActivity","RE1","S105","Wind Potential",1,2039,null,null,null,null,null,636.12798999999995]
["NZ2050","RateOfActivity","RE1","S101","Wind Potential",1,2052,null,null,null,null,null,680]
["NZ2050","RateOfActivity","RE1","S107","Wind Potential",1,2064,null,null,null,null,null,686.96250999999995]
["NZ2050","RateOfActivity","RE1","S104","Uranium Imports",1,2019,null,null,null,null,null,171.72221999999999]
["NZ2050","RateOfActivity","RE1","S107","Uranium Imports",1,2025,null,null,null,null,null,149.83797999999999]
["NZ2050","RateOfActivity","RE1","S102","Uranium Imports",1,2032,null,null,null,null,null,113.00236]
["NZ2050","RateOfActivity","RE1","S106","Uranium Imports",1,2038,null,null,null,null,null,81.428970000000007]
["NZ2050","RateOfActivity","RE1","S101","Uranium Imports",1,2045,null,null,null,null,null,505.61889000000002]
["NZ2050","RateOfActivity","RE1","S106","Uranium Imports",1,2060,null,null,null,null,null,1417.4606000000001]
["NZ2050","RateOfActivity","RE1","S101","Uranium Imports",1,2067,null,null,null,null,null,1544.9025999999999]
["NZ2050","RateOfActivity","RE1","S104","Uranium Extraction",1,2047,null,null,null,null,null,625.89161000000001]
["NZ2050","RateOfActivity","RE1","S108","Uranium Extraction",1,2053,null,null,null,null,null,1151.49]
["NZ2050","RateOfActivity","RE1","S101","Geothermal Potential",1,2039,null,null,null,null,null,14.004374]
["NZ2050","RateOfActivity","RE1","S104","Geothermal Potential",1,2045,null,null,null,null,null,14.004372999999999]
["NZ2050","RateOfActivity","RE1","S108","Geothermal Potential",1,2051,null,null,null,null,null,14.004372999999999]
["NZ2050","RateOfActivity","RE1","S103","Geothermal Potential",1,2058,null,null,null,null,null,14.004372999999999]
["NZ2050","RateOfActivity","RE1","S107","Geothermal Potential",1,2064,null,null,null,null,null,14.004372999999999]
["NZ2050","RateOfActivity","RE1","S102","Hydro Potential",1,2015,null,null,null,null,null,75.618230999999994]
["NZ2050","RateOfActivity","RE1","S105","Hydro Potential",1,2021,null,null,null,null,null,25.420119]
["NZ2050","RateOfActivity","RE1","S101","Hydro Potential",1,2028,null,null,null,null,null,76.044494]
["NZ2050","RateOfActivity","RE1","S104","Hydro Potential",1,2034,null,null,null,null,null,92.642955000000001]
["NZ2050","RateOfActivity","RE1","S107","Hydro Potential",1,2040,null,null,null,null,null,65.752260000000007]
["NZ2050","RateOfActivity","RE1","S103","Hydro Potential",1,2047,null,null,null,null,null,92.642955000000001]
["NZ2050","RateOfActivity","RE1","S106","Hydro Potential",1,2053,null,null,null,null,null,25.560290999999999]
["NZ2050","RateOfActivity","RE1","S102","Hydro Potential",1,2060,null,null,null,null,null,76.044494]
["NZ2050","RateOfActivity","RE1","S105","Hydro Potential",1,2066,null,null,null,null,null,25.560290999999999]
["NZ2050","RateOfActivity","RE1","S108","Biomass Power Plant",1,2016,null,null,null,null,null,0.88458479999999995]
["NZ2050","RateOfActivity","RE1","S104","Biomass Power Plant",1,2023,null,null,null,null,null,0.63804824999999998]
["NZ2050","RateOfActivity","RE1","S107","Biomass Power Plant",1,2029,null,null,null,null,null,0.48496570999999999]
["NZ2050","RateOfActivity","RE1","S103","Biomass Power Plant",1,2036,null,null,null,null,null,0.32507676000000002]
["NZ2050","RateOfActivity","RE1","S106","Biomass Power Plant",1,2042,null,null,null,null,null,26.624075000000001]
["NZ2050","RateOfActivity","RE1","S101","Biomass Power Plant",1,2049,null,null,null,null,null,44.681249999999999]
["NZ2050","RateOfActivity","RE1","S105","Biomass Power Plant",1,2055,null,null,null,null,null,65.893895000000001]
["NZ2050","RateOfActivity","RE1","S108","Biomass Power Plant",1,2061,null,null,null,null,null,86.612154000000004]
["NZ2050","RateOfActivity","RE1","S105","Biomass Power Plant",1,2068,null,null,null,null,null,164.87439000000001]
["NZ2050","RateOfActivity","RE1","S103","Coal Power Plant",1,2019,null,null,null,null,null,702.19578000000001]
["NZ2050","RateOfActivity","RE1","S106","Coal Power Plant",1,2025,null,null,null,null,null,556.80316000000005]
["NZ2050","RateOfActivity","RE1","S102","Coal Power Plant",1,2032,null,null,null,null,null,247.03319999999999]
["NZ2050","RateOfActivity","RE1","S101","Coal Power Plant",1,2039,null,null,null,null,null,166.31646000000001]
["NZ2050","RateOfActivity","RE1","S106","Geothermal Power Plant",1,2035,null,null,null,null,null,11.203499000000001]
["NZ2050","RateOfActivity","RE1","S102","Geothermal Power Plant",1,2042,null,null,null,null,null,11.203499000000001]
["NZ2050","RateOfActivity","RE1","S105","Geothermal Power Plant",1,2048,null,null,null,null,null,11.203499000000001]
["NZ2050","RateOfActivity","RE1","S108","Geothermal Power Plant",1,2054,null,null,null,null,null,11.203499000000001]
["NZ2050","RateOfActivity","RE1","S104","Geothermal Power Plant",1,2061,null,null,null,null,null,11.203499000000001]
["NZ2050","RateOfActivity","RE1","S107","Geothermal Power Plant",1,2067,null,null,null,null,null,11.203499000000001]
["NZ2050","RateOfActivity","RE1","S103","Oil Fired Gas Turbine (SCGT)",1,2018,null,null,null,null,null,7.3381533000000001]
["NZ2050","RateOfActivity","RE1","S106","Oil Fired Gas Turbine (SCGT)",1,2024,null,null,null,null,null,8.0673329000000003]
["NZ2050","RateOfActivity","RE1","S101","Oil Fired Gas Turbine (SCGT)",1,2031,null,null,null,null,null,8.8692890999999996]
["NZ2050","RateOfActivity","RE1","S102","Oil Fired Gas Turbine (SCGT)",1,2031,null,null,null,null,null,8.8692890999999996]
["NZ2050","RateOfActivity","RE1","S105","Oil Fired Gas Turbine (SCGT)",1,2037,null,null,null,null,null,8.8692890999999996]
["NZ2050","RateOfActivity","RE1","S101","Oil Fired Gas Turbine (SCGT)",1,2044,null,null,null,null,null,8.8692890999999996]
["NZ2050","RateOfActivity","RE1","S106","Gas Power Plant (SCGT)",1,2017,null,null,null,null,null,3.456]
["NZ2050","RateOfActivity","RE1","S105","Gas Power Plant (SCGT)",1,2025,null,null,null,null,null,11.439469000000001]
["NZ2050","RateOfActivity","RE1","S105","Gas Power Plant (SCGT)",1,2033,null,null,null,null,null,7.5111141999999997]
["NZ2050","RateOfActivity","RE1","S102","Gas Power Plant (SCGT)",1,2047,null,null,null,null,null,6.2712000000000004E-2]
["NZ2050","RateOfActivity","RE1","S102","Solar PV (Utility)",1,2022,null,null,null,null,null,42.345230999999998]
["NZ2050","RateOfActivity","RE1","S102","Solar PV (Utility)",1,2035,null,null,null,null,null,751.81665999999996]
["NZ2050","RateOfActivity","RE1","S108","Solar PV (Utility)",1,2047,null,null,null,null,null,1187.3723]
["NZ2050","RateOfActivity","RE1","S108","Solar PV (Utility)",1,2060,null,null,null,null,null,1862.2624000000001]
["NZ2050","RateOfActivity","RE1","S103","CSP with Storage",1,2016,null,null,null,null,null,2.50848]
["NZ2050","RateOfActivity","RE1","S106","CSP with Storage",1,2022,null,null,null,null,null,6.2712000000000003]
["NZ2050","RateOfActivity","RE1","S102","CSP with Storage",1,2029,null,null,null,null,null,4.5164618000000001]
["NZ2050","RateOfActivity","RE1","S105","CSP with Storage",1,2035,null,null,null,null,null,3.2259992999999998]
["NZ2050","RateOfActivity","RE1","S101","CSP with Storage",1,2042,null,null,null,null,null,1.7204598]
["NZ2050","RateOfActivity","RE1","S104","CSP with Storage",1,2048,null,null,null,null,null,0.42999736999999999]
["NZ2050","RateOfActivity","RE1","S107","Large Hydropower Plant (Dam) (>100MW)",1,2019,null,null,null,null,null,57.209328999999997]
["NZ2050","RateOfActivity","RE1","S103","Large Hydropower Plant (Dam) (>100MW)",1,2026,null,null,null,null,null,81.114276000000004]
["NZ2050","RateOfActivity","RE1","S106","Large Hydropower Plant (Dam) (>100MW)",1,2032,null,null,null,null,null,21.937920999999999]
["NZ2050","RateOfActivity","RE1","S101","Large Hydropower Plant (Dam) (>100MW)",1,2039,null,null,null,null,null,65.267570000000006]
["NZ2050","RateOfActivity","RE1","S105","Large Hydropower Plant (Dam) (>100MW)",1,2045,null,null,null,null,null,21.175219999999999]
["NZ2050","RateOfActivity","RE1","S108","Large Hydropower Plant (Dam) (>100MW)",1,2051,null,null,null,null,null,54.471935999999999]
["NZ2050","RateOfActivity","RE1","S104","Large Hydropower Plant (Dam) (>100MW)",1,2058,null,null,null,null,null,76.749318000000002]
["NZ2050","RateOfActivity","RE1","S107","Large Hydropower Plant (Dam) (>100MW)",1,2064,null,null,null,null,null,54.471935999999999]
["NZ2050","RateOfActivity","RE1","S103","Medium Hydropower Plant (10-100MW)",1,2015,null,null,null,null,null,11.043683]
["NZ2050","RateOfActivity","RE1","S107","Medium Hydropower Plant (10-100MW)",1,2021,null,null,null,null,null,7.8381258000000003]
["NZ2050","RateOfActivity","RE1","S102","Medium Hydropower Plant (10-100MW)",1,2028,null,null,null,null,null,9.0650315999999993]
["NZ2050","RateOfActivity","RE1","S105","Medium Hydropower Plant (10-100MW)",1,2034,null,null,null,null,null,3.0469642000000001]
["NZ2050","RateOfActivity","RE1","S101","Medium Hydropower Plant (10-100MW)",1,2041,null,null,null,null,null,9.0650315999999993]
["NZ2050","RateOfActivity","RE1","S104","Medium Hydropower Plant (10-100MW)",1,2047,null,null,null,null,null,11.043683]
["NZ2050","RateOfActivity","RE1","S108","Medium Hydropower Plant (10-100MW)",1,2053,null,null,null,null,null,7.8381258000000003]
["NZ2050","RateOfActivity","RE1","S103","Medium Hydropower Plant (10-100MW)",1,2060,null,null,null,null,null,11.043683]
["NZ2050","RateOfActivity","RE1","S106","Medium Hydropower Plant (10-100MW)",1,2066,null,null,null,null,null,3.0469642000000001]
["NZ2050","RateOfActivity","RE1","S104","Small Hydropower Plant (<10MW)",1,2034,null,null,null,null,null,1.6005573]
["NZ2050","RateOfActivity","RE1","S107","Small Hydropower Plant (<10MW)",1,2040,null,null,null,null,null,1.1359769]
["NZ2050","RateOfActivity","RE1","S103","Small Hydropower Plant (<10MW)",1,2047,null,null,null,null,null,4.3649579000000003]
["NZ2050","RateOfActivity","RE1","S106","Small Hydropower Plant (<10MW)",1,2053,null,null,null,null,null,1.2042965999999999]
["NZ2050","RateOfActivity","RE1","S101","Small Hydropower Plant (<10MW)",1,2060,null,null,null,null,null,3.5829062]
["NZ2050","RateOfActivity","RE1","S105","Small Hydropower Plant (<10MW)",1,2066,null,null,null,null,null,1.2042965999999999]
["NZ2050","RateOfActivity","RE1","S102","Onshore Wind",1,2017,null,null,null,null,null,106.77482999999999]
["NZ2050","RateOfActivity","RE1","S101","Onshore Wind",1,2022,null,null,null,null,null,122.58501]
["NZ2050","RateOfActivity","RE1","S108","Onshore Wind",1,2029,null,null,null,null,null,340]
["NZ2050","RateOfActivity","RE1","S104","Onshore Wind",1,2036,null,null,null,null,null,174.58857]
["NZ2050","RateOfActivity","RE1","S105","Onshore Wind",1,2047,null,null,null,null,null,680]
["NZ2050","RateOfActivity","RE1","S103","Onshore Wind",1,2060,null,null,null,null,null,676.84009000000003]
["NZ2050","RateOfActivity","RE1","S101","Nuclear Power Plant",1,2016,null,null,null,null,null,54]
["NZ2050","RateOfActivity","RE1","S105","Nuclear Power Plant",1,2022,null,null,null,null,null,56.673999999999999]
["NZ2050","RateOfActivity","RE1","S108","Nuclear Power Plant",1,2028,null,null,null,null,null,44.241348000000002]
["NZ2050","RateOfActivity","RE1","S104","Nuclear Power Plant",1,2035,null,null,null,null,null,32.084378000000001]
["NZ2050","RateOfActivity","RE1","S107","Nuclear Power Plant",1,2041,null,null,null,null,null,45.771968000000001]
["NZ2050","RateOfActivity","RE1","S102","Nuclear Power Plant",1,2048,null,null,null,null,null,223.48608999999999]
["NZ2050","RateOfActivity","RE1","S106","Nuclear Power Plant",1,2054,null,null,null,null,null,393.73640999999998]
["NZ2050","RateOfActivity","RE1","S101","Nuclear Power Plant",1,2061,null,null,null,null,null,480.39379000000002]
["NZ2050","RateOfActivity","RE1","S104","Nuclear Power Plant",1,2067,null,null,null,null,null,509.86883]
["NZ2050","RateOfActivity","RE1","S106","Electricity Imports",1,2019,null,null,null,null,null,66.609866999999994]
["NZ2050","RateOfActivity","RE1","S102","Electricity Imports",1,2026,null,null,null,null,null,36.022823000000002]
["NZ2050","RateOfActivity","RE1","S105","Backstop Technology for ELC001",1,2017,null,null,null,null,null,1.1412]
["NZ2050","RateOfActivity","RE1","S108","Backstop Technology for ELC001",1,2023,null,null,null,null,null,1.0764]
["NZ2050","RateOfActivity","RE1","S103","Backstop Technology for ELC001",1,2030,null,null,null,null,null,1.0764]
["NZ2050","RateOfActivity","RE1","S107","Backstop Technology for ELC001",1,2036,null,null,null,null,null,1.0764]
["NZ2050","RateOfActivity","RE1","S102","Backstop Technology for ELC001",1,2043,null,null,null,null,null,1.0764]
["NZ2050","RateOfActivity","RE1","S105","Backstop Technology for ELC001",1,2049,null,null,null,null,null,1.0764]
["NZ2050","RateOfActivity","RE1","S101","Backstop Technology for ELC001",1,2056,null,null,null,null,null,1.0764]
["NZ2050","RateOfActivity","RE1","S104","Backstop Technology for ELC001",1,2062,null,null,null,null,null,1.0764]
["NZ2050","RateOfActivity","RE1","S108","Backstop Technology for ELC001",1,2068,null,null,null,null,null,1.0764]
["NZ2050","RateOfActivity","RE1","S103","Electricity Transmission",1,2019,null,null,null,null,null,847.93376000000001]
["NZ2050","RateOfActivity","RE1","S106","Electricity Transmission",1,2025,null,null,null,null,null,1031.2627]
["NZ2050","RateOfActivity","RE1","S102","Electricity Transmission",1,2032,null,null,null,null,null,1053.6396999999999]
["NZ2050","RateOfActivity","RE1","S105","Electricity Transmission",1,2038,null,null,null,null,null,838.12689]
["NZ2050","RateOfActivity","RE1","S101","Electricity Transmission",1,2045,null,null,null,null,null,985.27202999999997]
["NZ2050","RateOfActivity","RE1","S104","Electricity Transmission",1,2051,null,null,null,null,null,2055.0140000000001]
["NZ2050","RateOfActivity","RE1","S107","Electricity Transmission",1,2057,null,null,null,null,null,1227.1768]
["NZ2050","RateOfActivity","RE1","S103","Electricity Transmission",1,2064,null,null,null,null,null,1354.0913]
["NZ2050","RateOfActivity","RE1","S106","Electricity Transmission",1,2070,null,null,null,null,null,2741.1513]
["NZ2050","RateOfActivity","RE1","S101","Electricity Distribution",1,2021,null,null,null,null,null,630.25035000000003]
["NZ2050","RateOfActivity","RE1","S105","Electricity Distribution",1,2027,null,null,null,null,null,792.41629999999998]
["NZ2050","RateOfActivity","RE1","S108","Electricity Distribution",1,2033,null,null,null,null,null,949.46624999999995]
["NZ2050","RateOfActivity","RE1","S104","Electricity Distribution",1,2040,null,null,null,null,null,1090.4889000000001]
["NZ2050","RateOfActivity","RE1","S107","Electricity Distribution",1,2046,null,null,null,null,null,856.63694999999996]
["NZ2050","RateOfActivity","RE1","S102","Electricity Distribution",1,2053,null,null,null,null,null,1900.5202999999999]
["NZ2050","RateOfActivity","RE1","S106","Electricity Distribution",1,2059,null,null,null,null,null,2106.3802999999998]
["NZ2050","RateOfActivity","RE1","S101","Electricity Distribution",1,2066,null,null,null,null,null,1213.153]
["NZ2050","RateOfActivity","RE1","S104","Off-grid Hydropower",1,2016,null,null,null,null,null,0.47374343000000002]
["NZ2050","RateOfActivity","RE1","S108","Off-grid Hydropower",1,2022,null,null,null,null,null,0.34421979000000003]
["NZ2050","RateOfActivity","RE1","S103","Off-grid Hydropower",1,2029,null,null,null,null,null,0.48499532000000001]
["NZ2050","RateOfActivity","RE1","S107","Off-grid Hydropower",1,2035,null,null,null,null,null,0.34421979000000003]
["NZ2050","RateOfActivity","RE1","S102","Off-grid Hydropower",1,2042,null,null,null,null,null,0.39810068999999998]
["NZ2050","RateOfActivity","RE1","S105","Off-grid Hydropower",1,2048,null,null,null,null,null,0.13381072999999999]
["NZ2050","RateOfActivity","RE1","S101","Off-grid Hydropower",1,2055,null,null,null,null,null,0.39810068999999998]
["NZ2050","RateOfActivity","RE1","S104","Off-grid Hydropower",1,2061,null,null,null,null,null,0.48499532000000001]
["NZ2050","RateOfActivity","RE1","S108","Off-grid Hydropower",1,2067,null,null,null,null,null,0.34421979000000003]
["NZ2050","RateOfActivity","RE1","S105","Electricity Exports",1,2020,null,null,null,null,null,68.865204000000006]
["NZ2050","RateOfActivity","RE1","S106","Electricity Exports",1,2037,null,null,null,null,null,189.67068]
["NZ2050","RateOfActivity","RE1","S102","Electricity Exports",1,2051,null,null,null,null,null,291.72590000000002]
["NZ2050","RateOfActivity","RE1","S108","Electricity Exports",1,2063,null,null,null,null,null,19.041187999999998]
["NZ2050","RateOfActivity","RE1","S101","EV Charger",1,2019,null,null,null,null,null,29.020171999999999]
["NZ2050","RateOfActivity","RE1","S105","EV Charger",1,2025,null,null,null,null,null,32.184007999999999]
["NZ2050","RateOfActivity","RE1","S108","EV Charger",1,2031,null,null,null,null,null,35.862349999999999]
["NZ2050","RateOfActivity","RE1","S103","EV Charger",1,2039,null,null,null,null,null,47.739100999999998]
["NZ2050","RateOfActivity","RE1","S108","EV Charger",1,2046,null,null,null,null,null,117.26918000000001]
["NZ2050","RateOfActivity","RE1","S106","EV Charger",1,2053,null,null,null,null,null,410.88081]
["NZ2050","RateOfActivity","RE1","S102","EV Charger",1,2060,null,null,null,null,null,491.87236999999999]
["NZ2050","RateOfActivity","RE1","S105","EV Charger",1,2066,null,null,null,null,null,48.263990999999997]
["NZ2050","RateOfActivity","RE1","S102","Electric Motorcycle",1,2017,null,null,null,null,null,13.719436999999999]
["NZ2050","RateOfActivity","RE1","S105","Electric Motorcycle",1,2023,null,null,null,null,null,27.007631]
["NZ2050","RateOfActivity","RE1","S108","Electric Motorcycle",1,2029,null,null,null,null,null,29.568591999999999]
["NZ2050","RateOfActivity","RE1","S101","Electric Motorcycle",1,2037,null,null,null,null,null,43.078000000000003]
["NZ2050","RateOfActivity","RE1","S103","Electric Motorcycle",1,2044,null,null,null,null,null,8.3871410999999991]
["NZ2050","RateOfActivity","RE1","S101","Electric Motorcycle",1,2053,null,null,null,null,null,11.089847000000001]
["NZ2050","RateOfActivity","RE1","S106","Electric Motorcycle",1,2064,null,null,null,null,null,181.70625000000001]
["NZ2050","RateOfActivity","RE1","S104","Electric Car",1,2054,null,null,null,null,null,172.61028999999999]
["NZ2050","RateOfActivity","RE1","S102","Electric Car",1,2066,null,null,null,null,null,229.5557]
["NZ2050","RateOfActivity","RE1","S107","Electric Bus + Rail",1,2053,null,null,null,null,null,62.342269999999999]
["NZ2050","RateOfActivity","RE1","S102","Electric Bus + Rail",1,2060,null,null,null,null,null,73.145957999999993]
["NZ2050","RateOfActivity","RE1","S106","Electric Bus + Rail",1,2066,null,null,null,null,null,82.331329999999994]
["NZ2050","RateOfActivity","RE1","S101","Gasoline Car",1,2015,null,null,null,null,null,17.307319]
["NZ2050","RateOfActivity","RE1","S104","Gasoline Car",1,2021,null,null,null,null,null,29.490538999999998]
["NZ2050","RateOfActivity","RE1","S108","Gasoline Car",1,2027,null,null,null,null,null,39.797120999999997]
["NZ2050","RateOfActivity","RE1","S104","Gasoline Car",1,2035,null,null,null,null,null,45.659100000000002]
["NZ2050","RateOfActivity","RE1","S104","Gasoline Car",1,2042,null,null,null,null,null,77.311037999999996]
["NZ2050","RateOfActivity","RE1","S107","Gasoline Car",1,2048,null,null,null,null,null,77.311037999999996]
["NZ2050","RateOfActivity","RE1","S102","Gasoline Bus + Rail",1,2020,null,null,null,null,null,20.080729999999999]
["NZ2050","RateOfActivity","RE1","S106","Gasoline Bus + Rail",1,2026,null,null,null,null,null,26.863057000000001]
["NZ2050","RateOfActivity","RE1","S101","Gasoline Bus + Rail",1,2036,null,null,null,null,null,66.476755999999995]
["NZ2050","RateOfActivity","RE1","S105","Gasoline Bus + Rail",1,2044,null,null,null,null,null,52.184950999999998]
["NZ2050","RateOfActivity","RE1","S101","Industry Standard Efficiency Appliances",1,2016,null,null,null,null,null,347.03874000000002]
["NZ2050","RateOfActivity","RE1","S104","Industry Standard Efficiency Appliances",1,2022,null,null,null,null,null,411.33873]
["NZ2050","RateOfActivity","RE1","S108","Industry Standard Efficiency Appliances",1,2028,null,null,null,null,null,443.56830000000002]
["NZ2050","RateOfActivity","RE1","S108","Industry Standard Efficiency Appliances",1,2035,null,null,null,null,null,102.14729]
["NZ2050","RateOfActivity","RE1","S102","Industry Standard Efficiency Appliances",1,2045,null,null,null,null,null,119.53651000000001]
["NZ2050","RateOfActivity","RE1","S103","Industry Standard Efficiency Appliances",1,2054,null,null,null,null,null,7.0201688999999998]
["NZ2050","RateOfActivity","RE1","S106","Industry Standard Efficiency Appliances",1,2062,null,null,null,null,null,173.85242]
["NZ2050","RateOfActivity","RE1","S108","Industry Standard Efficiency Appliances",1,2062,null,null,null,null,null,169.92191]
["NZ2050","RateOfActivity","RE1","S102","Industry Deep Efficiency",1,2027,null,null,null,null,null,9.2510586000000004]
["NZ2050","RateOfActivity","RE1","S105","Industry Deep Efficiency",1,2033,null,null,null,null,null,318.97357]
["NZ2050","RateOfActivity","RE1","S101","Industry Deep Efficiency",1,2040,null,null,null,null,null,392.57986]
["NZ2050","RateOfActivity","RE1","S104","Industry Deep Efficiency",1,2046,null,null,null,null,null,447.92606000000001]
["NZ2050","RateOfActivity","RE1","S107","Industry Deep Efficiency",1,2052,null,null,null,null,null,490.14384000000001]
["NZ2050","RateOfActivity","RE1","S103","Industry Deep Efficiency",1,2059,null,null,null,null,null,542.24589000000003]
["NZ2050","RateOfActivity","RE1","S106","Industry Deep Efficiency",1,2065,null,null,null,null,null,583.39399000000003]
["NZ2050","RateOfActivity","RE1","S108","Industry Electric Heating High",1,2050,null,null,null,null,null,135.44014999999999]
["NZ2050","RateOfActivity","RE1","S106","Industry Electric Heating High",1,2063,null,null,null,null,null,176.64313000000001]
["NZ2050","RateOfActivity","RE1","S106","Industry Coal Heating",1,2017,null,null,null,null,null,18.414202]
["NZ2050","RateOfActivity","RE1","S102","Industry Coal Heating",1,2024,null,null,null,null,null,29.106947999999999]
["NZ2050","RateOfActivity","RE1","S105","Industry Coal Heating",1,2030,null,null,null,null,null,35.403548000000001]
["NZ2050","RateOfActivity","RE1","S101","Industry Coal Heating",1,2037,null,null,null,null,null,45.803860999999998]
["NZ2050","RateOfActivity","RE1","S104","Industry Coal Heating",1,2043,null,null,null,null,null,55.847226999999997]
["NZ2050","RateOfActivity","RE1","S107","Industry Coal Heating",1,2049,null,null,null,null,null,60.272182999999998]
["NZ2050","RateOfActivity","RE1","S103","Industry Biomass Heating ",1,2021,null,null,null,null,null,53.243429999999996]
["NZ2050","RateOfActivity","RE1","S106","Industry Biomass Heating ",1,2027,null,null,null,null,null,55.621006999999999]
["NZ2050","RateOfActivity","RE1","S101","Industry Biomass Heating ",1,2034,null,null,null,null,null,57.031314999999999]
["NZ2050","RateOfActivity","RE1","S105","Industry Biomass Heating ",1,2040,null,null,null,null,null,58.863664999999997]
["NZ2050","RateOfActivity","RE1","S108","Industry Biomass Heating ",1,2046,null,null,null,null,null,58.29504]
["NZ2050","RateOfActivity","RE1","S104","Industry Biomass Heating ",1,2053,null,null,null,null,null,57.738973999999999]
["NZ2050","RateOfActivity","RE1","S107","Industry Biomass Heating ",1,2059,null,null,null,null,null,57.175345]
["NZ2050","RateOfActivity","RE1","S102","Industry Biomass Heating ",1,2066,null,null,null,null,null,56.363883000000001]
["NZ2050","RateOfActivity","RE1","S106","Residential Standard Efficiency Appliances",1,2016,null,null,null,null,null,217.24383]
["NZ2050","RateOfActivity","RE1","S101","Residential Standard Efficiency Appliances",1,2023,null,null,null,null,null,135.66586000000001]
["NZ2050","RateOfActivity","RE1","S105","Residential Standard Efficiency Appliances",1,2029,null,null,null,null,null,70.197991000000002]
["NZ2050","RateOfActivity","RE1","S102","Residential Standard Efficiency Appliances",1,2037,null,null,null,null,null,42.629441999999997]
["NZ2050","RateOfActivity","RE1","S105","Residential Standard Efficiency Appliances",1,2046,null,null,null,null,null,0.25765484]
["NZ2050","RateOfActivity","RE1","S104","Residential Standard Efficiency Appliances",1,2055,null,null,null,null,null,61.352511999999997]
["NZ2050","RateOfActivity","RE1","S108","Residential Standard Efficiency Appliances",1,2063,null,null,null,null,null,68.485005000000001]
["NZ2050","RateOfActivity","RE1","S108","Residential Deep Efficiency",1,2027,null,null,null,null,null,20.812218000000001]
["NZ2050","RateOfActivity","RE1","S104","Residential Deep Efficiency",1,2034,null,null,null,null,null,138.17769999999999]
["NZ2050","RateOfActivity","RE1","S107","Residential Deep Efficiency",1,2040,null,null,null,null,null,157.34584000000001]
["NZ2050","RateOfActivity","RE1","S103","Residential Deep Efficiency",1,2047,null,null,null,null,null,179.64750000000001]
["NZ2050","RateOfActivity","RE1","S106","Residential Deep Efficiency",1,2053,null,null,null,null,null,198.23226]
["NZ2050","RateOfActivity","RE1","S101","Residential Deep Efficiency",1,2060,null,null,null,null,null,217.36439999999999]
["NZ2050","RateOfActivity","RE1","S105","Residential Deep Efficiency",1,2066,null,null,null,null,null,234.89825999999999]
["NZ2050","RateOfActivity","RE1","S107","Residential Electric Stove",1,2022,null,null,null,null,null,17.751536000000002]
["NZ2050","RateOfActivity","RE1","S102","Residential Biomass Stove",1,2021,null,null,null,null,null,321.85496000000001]
["NZ2050","RateOfActivity","RE1","S106","Residential Biomass Stove",1,2027,null,null,null,null,null,336.41018000000003]
["NZ2050","RateOfActivity","RE1","S101","Residential Biomass Stove",1,2034,null,null,null,null,null,345.12727000000001]
["NZ2050","RateOfActivity","RE1","S105","Residential Biomass Stove",1,2040,null,null,null,null,null,356.44432999999998]
["NZ2050","RateOfActivity","RE1","S108","Residential Biomass Stove",1,2046,null,null,null,null,null,353.24919]
["NZ2050","RateOfActivity","RE1","S103","Residential Biomass Stove",1,2053,null,null,null,null,null,350.20386000000002]
["NZ2050","RateOfActivity","RE1","S107","Residential Biomass Stove",1,2059,null,null,null,null,null,347.08267000000001]
["NZ2050","RateOfActivity","RE1","S102","Residential Biomass Stove",1,2066,null,null,null,null,null,342.51794000000001]
["NZ2050","RateOfActivity","RE1","S106","Residential Biomass Heating",1,2016,null,null,null,null,null,115.81882]
["NZ2050","RateOfActivity","RE1","S101","Residential Biomass Heating",1,2023,null,null,null,null,null,139.96563]
["NZ2050","RateOfActivity","RE1","S104","Residential Biomass Heating",1,2029,null,null,null,null,null,146.44341]
["NZ2050","RateOfActivity","RE1","S108","Residential Biomass Heating",1,2035,null,null,null,null,null,149.85557]
["NZ2050","RateOfActivity","RE1","S103","Residential Biomass Heating",1,2042,null,null,null,null,null,152.25969000000001]
["NZ2050","RateOfActivity","RE1","S106","Residential Biomass Heating",1,2048,null,null,null,null,null,151.06457]
["NZ2050","RateOfActivity","RE1","S102","Residential Biomass Heating",1,2055,null,null,null,null,null,149.64855]
["NZ2050","RateOfActivity","RE1","S105","Residential Biomass Heating",1,2061,null,null,null,null,null,148.23489000000001]
["NZ2050","RateOfActivity","RE1","S101","Residential Biomass Heating",1,2068,null,null,null,null,null,146.21558999999999]
["NZ2050","RateOfActivity","RE1","S104","Commercial Standard Efficiency Appliances",1,2018,null,null,null,null,null,146.77106000000001]
["NZ2050","RateOfActivity","RE1","S107","Commercial Standard Efficiency Appliances",1,2024,null,null,null,null,null,118.90096]
["NZ2050","RateOfActivity","RE1","S104","Commercial Standard Efficiency Appliances",1,2031,null,null,null,null,null,33.740887000000001]
["NZ2050","RateOfActivity","RE1","S105","Commercial Standard Efficiency Appliances",1,2039,null,null,null,null,null,2.0089315999999999]
["NZ2050","RateOfActivity","RE1","S104","Commercial Standard Efficiency Appliances",1,2049,null,null,null,null,null,45.221767999999997]
["NZ2050","RateOfActivity","RE1","S108","Commercial Standard Efficiency Appliances",1,2057,null,null,null,null,null,53.822637]
["NZ2050","RateOfActivity","RE1","S104","Commercial Standard Efficiency Appliances",1,2066,null,null,null,null,null,59.905346999999999]
["NZ2050","RateOfActivity","RE1","S108","Commercial Deep Efficiency",1,2029,null,null,null,null,null,78.811835000000002]
["NZ2050","RateOfActivity","RE1","S103","Commercial Deep Efficiency",1,2036,null,null,null,null,null,122.72045]
["NZ2050","RateOfActivity","RE1","S106","Commercial Deep Efficiency",1,2042,null,null,null,null,null,140.51154]
["NZ2050","RateOfActivity","RE1","S102","Commercial Deep Efficiency",1,2049,null,null,null,null,null,159.53388000000001]
["NZ2050","RateOfActivity","RE1","S105","Commercial Deep Efficiency",1,2055,null,null,null,null,null,173.40880999999999]
["NZ2050","RateOfActivity","RE1","S101","Commercial Deep Efficiency",1,2062,null,null,null,null,null,189.22521]
["NZ2050","RateOfActivity","RE1","S104","Commercial Deep Efficiency",1,2068,null,null,null,null,null,203.68355]
["NZ2050","RateOfActivity","RE1","S107","Commercial Biomass Heating ",1,2018,null,null,null,null,null,55.657217000000003]
["NZ2050","RateOfActivity","RE1","S103","Commercial Biomass Heating ",1,2025,null,null,null,null,null,62.812600000000003]
["NZ2050","RateOfActivity","RE1","S106","Commercial Biomass Heating ",1,2031,null,null,null,null,null,65.172207]
["NZ2050","RateOfActivity","RE1","S101","Commercial Biomass Heating ",1,2038,null,null,null,null,null,66.862397999999999]
["NZ2050","RateOfActivity","RE1","S106","Commercial Biomass Heating ",1,2045,null,null,null,null,null,66.779621000000006]
["NZ2050","RateOfActivity","RE1","S107","Commercial Biomass Heating ",1,2050,null,null,null,null,null,66.373270000000005]
["NZ2050","RateOfActivity","RE1","S103","Commercial Biomass Heating ",1,2057,null,null,null,null,null,65.636215000000007]
["NZ2050","RateOfActivity","RE1","S106","Commercial Biomass Heating ",1,2063,null,null,null,null,null,64.899636999999998]
["NZ2050","RateOfActivity","RE1","S101","Commercial Biomass Heating ",1,2070,null,null,null,null,null,63.938634999999998]
["NZ2050","DiscountedSalvageValue","RE1","Solar PV (Utility)",2062,null,null,null,null,null,null,null,325.37124]
["NZ2050","DiscountedSalvageValue","RE1","Onshore Wind",2061,null,null,null,null,null,null,null,116.51587000000001]
["NZ2050","DiscountedSalvageValue","RE1","Electricity Transmission",2055,null,null,null,null,null,null,null,24.884530999999999]
["NZ2050","DiscountedSalvageValue","RE1","Electricity Distribution",2066,null,null,null,null,null,null,null,160.52636000000001]
["NZ2050","DiscountedSalvageValue","RE1","Electric Motorcycle",2060,null,null,null,null,null,null,null,2.5706490999999998E-6]
["NZ2050","DiscountedSalvageValue","RE1","Industry Standard Efficiency Appliances",2065,null,null,null,null,null,null,null,9.4961029000000004E-6]
["NZ2050","DiscountedSalvageValue","RE1","Residential Standard Efficiency Appliances",2070,null,null,null,null,null,null,null,1.4435133999999999E-6]
["NZ2050","DiscountedSalvageValue","RE1","Commercial Biomass Heating ",2058,null,null,null,null,null,null,null,3.3274561000000001E-2]
["NZ2050","DiscountedTechnologyEmissionsPenalty","RE1","Coal Imports",2027,null,null,null,null,null,null,null,1002.8542]
["NZ2050","DiscountedTechnologyEmissionsPenalty","RE1","Light Fuel Oil Imports",2047,null,null,null,null,null,null,null,473.2448]
["NZ2050","TotalCapacityAnnual","RE1","Crude Oil Imports",2032,null,null,null,null,null,null,null,9999]
["NZ2050","TotalCapacityAnnual","RE1","Crude Oil Extraction",2027,null,null,null,null,null,null,null,9999]
["NZ2050","TotalCapacityAnnual","RE1","Biomass Imports",2022,null,null,null,null,null,null,null,9999]
["NZ2050","TotalCapacityAnnual","RE1","Biomass Extraction",2018,null,null,null,null,null,null,null,9999]
["NZ2050","TotalCapacityAnnual","RE1","Biomass Extraction",2069,null,null,null,null,null,null,null,9999]
["NZ2050","TotalCapacityAnnual","RE1","Coal Imports",2064,null,null,null,null,null,null,null,9999]
["NZ2050","TotalCapacityAnnual","RE1","Coal Extraction",2060,null,null,null,null,null,null,null,9999]
["NZ2050","TotalCapacityAnnual","RE1","Light Fuel Oil Imports",2055,null,null,null,null,null,null,null,9999]
["NZ2050","TotalCapacityAnnual","RE1","Heavy Fuel Oil Imports",2051,null,null,null,null,null,null,null,9999]
["NZ2050","TotalCapacityAnnual","RE1","Crude Oil Refinery Option 1",2046,null,null,null,null,null,null,null,253.66166999999999]
["NZ2050","TotalCapacityAnnual","RE1","Natural Gas Imports",2057,null,null,null,null,null,null,null,9999]
["NZ2050","TotalCapacityAnnual","RE1","Natural Gas Extraction",2053,null,null,null,null,null,null,null,9999]
["NZ2050","TotalCapacityAnnual","RE1","Solar Potential",2048,null,null,null,null,null,null,null,9999]
["NZ2050","TotalCapacityAnnual","RE1","Wind Potential",2044,null,null,null,null,null,null,null,9999]
["NZ2050","TotalCapacityAnnual","RE1","Uranium Imports",2039,null,null,null,null,null,null,null,9999]
["NZ2050","TotalCapacityAnnual","RE1","Uranium Extraction",2034,null,null,null,null,null,null,null,9999]
["NZ2050","TotalCapacityAnnual","RE1","Geothermal Potential",2030,null,null,null,null,null,null,null,9999]
["NZ2050","TotalCapacityAnnual","RE1","Hydro Potential",2025,null,null,null,null,null,null,null,9999]
["NZ2050","TotalCapacityAnnual","RE1","Biomass Power Plant",2020,null,null,null,null,null,null,null,2.5189436999999999E-2]
["NZ2050","TotalCapacityAnnual","RE1","Coal Power Plant",2016,null,null,null,null,null,null,null,40.48583]
["NZ2050","TotalCapacityAnnual","RE1","Coal Power Plant",2067,null,null,null,null,null,null,null,1E-3]
["NZ2050","TotalCapacityAnnual","RE1","Oil Fired Gas Turbine (SCGT)",2026,null,null,null,null,null,null,null,0.35357224999999998]
["NZ2050","TotalCapacityAnnual","RE1","Gas Power Plant (SCGT)",2023,null,null,null,null,null,null,null,3.9631802999999999]
["NZ2050","TotalCapacityAnnual","RE1","Solar PV (Utility)",2018,null,null,null,null,null,null,null,2.4393888000000001]
["NZ2050","TotalCapacityAnnual","RE1","Solar PV (Utility)",2070,null,null,null,null,null,null,null,237.10927000000001]
["NZ2050","TotalCapacityAnnual","RE1","Large Hydropower Plant (Dam) (>100MW)",2030,null,null,null,null,null,null,null,3.3449509000000002]
["NZ2050","TotalCapacityAnnual","RE1","Medium Hydropower Plant (10-100MW)",2026,null,null,null,null,null,null,null,0.45541400999999998]
["NZ2050","TotalCapacityAnnual","RE1","Small Hydropower Plant (<10MW)",2038,null,null,null,null,null,null,null,6.6003000000000006E-2]
["NZ2050","TotalCapacityAnnual","RE1","Onshore Wind",2033,null,null,null,null,null,null,null,30.120055000000001]
["NZ2050","TotalCapacityAnnual","RE1","Nuclear Power Plant",2029,null,null,null,null,null,null,null,1.5947652000000001]
["NZ2050","TotalCapacityAnnual","RE1","Electricity Imports",2024,null,null,null,null,null,null,null,1.2399541000000001]
["NZ2050","TotalCapacityAnnual","RE1","Backstop Technology for ELC001",2056,null,null,null,null,null,null,null,1.0764]
["NZ2050","TotalCapacityAnnual","RE1","Electricity Transmission",2052,null,null,null,null,null,null,null,66.703096000000002]
["NZ2050","TotalCapacityAnnual","RE1","Electricity Distribution",2047,null,null,null,null,null,null,null,40.768048]
["NZ2050","TotalCapacityAnnual","RE1","Solar PV (Distributed with Storage)",2019,null,null,null,null,null,null,null,0.8]
["NZ2050","TotalCapacityAnnual","RE1","Solar PV (Distributed with Storage)",2070,null,null,null,null,null,null,null,0.13931089999999999]
["NZ2050","TotalCapacityAnnual","RE1","Off-grid Hydropower",2065,null,null,null,null,null,null,null,0.02]
["NZ2050","TotalCapacityAnnual","RE1","Electricity Exports",2061,null,null,null,null,null,null,null,29.851400000000002]
["NZ2050","TotalCapacityAnnual","RE1","EV Charger",2056,null,null,null,null,null,null,null,14.093582]
["NZ2050","TotalCapacityAnnual","RE1","Electric Motorcycle",2051,null,null,null,null,null,null,null,4.2916768999999997]
["NZ2050","TotalCapacityAnnual","RE1","Electric Bus + Rail",2061,null,null,null,null,null,null,null,2.3792144]
["NZ2050","TotalCapacityAnnual","RE1","Gasoline Car",2039,null,null,null,null,null,null,null,2.4655898999999999]
["NZ2050","TotalCapacityAnnual","RE1","Industry Standard Efficiency Appliances",2021,null,null,null,null,null,null,null,13.995056999999999]
["NZ2050","TotalCapacityAnnual","RE1","Industry Deep Efficiency",2028,null,null,null,null,null,null,null,0.90221381]
["NZ2050","TotalCapacityAnnual","RE1","Industry Electric Heating High",2056,null,null,null,null,null,null,null,5.3767991000000004]
["NZ2050","TotalCapacityAnnual","RE1","Industry Electric Heating High",2057,null,null,null,null,null,null,null,5.5048086999999999]
["NZ2050","TotalCapacityAnnual","RE1","Industry Coal Heating",2052,null,null,null,null,null,null,null,1.6252281]
["NZ2050","TotalCapacityAnnual","RE1","Industry Biomass Heating ",2056,null,null,null,null,null,null,null,1.8325359999999999]
["NZ2050","TotalCapacityAnnual","RE1","Residential Standard Efficiency Appliances",2051,null,null,null,null,null,null,null,1.8910028999999999]
["NZ2050","TotalCapacityAnnual","RE1","Residential Deep Efficiency",2058,null,null,null,null,null,null,null,6.794975]
["NZ2050","TotalCapacityAnnual","RE1","Residential Biomass Stove",2042,null,null,null,null,null,null,null,11.345969]
["NZ2050","TotalCapacityAnnual","RE1","Residential Biomass Heating",2037,null,null,null,null,null,null,null,4.8170840999999998]
["NZ2050","TotalCapacityAnnual","RE1","Commercial Standard Efficiency Appliances",2032,null,null,null,null,null,null,null,4.9392503000000003]
["NZ2050","TotalCapacityAnnual","RE1","Commercial Deep Efficiency",2040,null,null,null,null,null,null,null,4.2603659]
["NZ2050","TotalCapacityAnnual","RE1","Commercial Biomass Heating ",2035,null,null,null,null,null,null,null,2.1081661]
["NZ2050","Demand","RE1","S101","Industrial Electricity Demand",2031,null,null,null,null,null,null,52.189728000000002]
["NZ2050","Demand","RE1","S101","Residential Electricity Demand",2026,null,null,null,null,null,null,18.310381]
["NZ2050","Demand","RE1","S101","Commercial Electricity Demand",2021,null,null,null,null,null,null,8.4067480000000003]
["NZ2050","Demand","RE1","S102","Industrial Electricity Demand",2017,null,null,null,null,null,null,52.712654999999998]
["NZ2050","Demand","RE1","S102","Industrial Electricity Demand",2068,null,null,null,null,null,null,119.62584]
["NZ2050","Demand","RE1","S102","Residential Electricity Demand",2064,null,null,null,null,null,null,45.610779999999998]
["NZ2050","Demand","RE1","S102","Commercial Electricity Demand",2059,null,null,null,null,null,null,36.403691999999999]
["NZ2050","Demand","RE1","S103","Industrial Electricity Demand",2054,null,null,null,null,null,null,83.001172999999994]
["NZ2050","Demand","RE1","S103","Residential Electricity Demand",2050,null,null,null,null,null,null,31.045475]
["NZ2050","Demand","RE1","S103","Commercial Electricity Demand",2045,null,null,null,null,null,null,24.167213]
["NZ2050","Demand","RE1","S104","Industrial Electricity Demand",2040,null,null,null,null,null,null,79.042574999999999]
["NZ2050","Demand","RE1","S104","Residential Electricity Demand",2036,null,null,null,null,null,null,28.916001000000001]
["NZ2050","Demand","RE1","S104","Commercial Electricity Demand",2031,null,null,null,null,null,null,21.862750999999999]
["NZ2050","Demand","RE1","S105","Industrial Electricity Demand",2027,null,null,null,null,null,null,48.053092999999997]
["NZ2050","Demand","RE1","S105","Residential Electricity Demand",2022,null,null,null,null,null,null,16.828887999999999]
["NZ2050","Demand","RE1","S105","Commercial Electricity Demand",2017,null,null,null,null,null,null,15.078859]
["NZ2050","Demand","RE1","S105","Commercial Electricity Demand",2069,null,null,null,null,null,null,33.828828000000001]
["NZ2050","Demand","RE1","S106","Industrial Electricity Demand",2064,null,null,null,null,null,null,115.98387]
["NZ2050","Demand","RE1","S106","Residential Electricity Demand",2059,null,null,null,null,null,null,43.420119999999997]
["NZ2050","Demand","RE1","S106","Commercial Electricity Demand",2055,null,null,null,null,null,null,34.868890999999998]
["NZ2050","Demand","RE1","S107","Industrial Electricity Demand",2050,null,null,null,null,null,null,77.135544999999993]
["NZ2050","Demand","RE1","S107","Residential Electricity Demand",2046,null,null,null,null,null,null,28.679494999999999]
["NZ2050","Demand","RE1","S107","Commercial Electricity Demand",2041,null,null,null,null,null,null,22.150075999999999]
["NZ2050","Demand","RE1","S108","Industrial Electricity Demand",2036,null,null,null,null,null,null,72.67013]
["NZ2050","Demand","RE1","S108","Residential Electricity Demand",2032,null,null,null,null,null,null,26.398910999999998]
["NZ2050","Demand","RE1","S108","Commercial Electricity Demand",2027,null,null,null,null,null,null,19.78285]
["NZ2050","ProductionByTechnology","RE1","S101","Uranium Imports","Uranium",2020,null,null,null,null,null,21.465277]
["NZ2050","ProductionByTechnology","RE1","S102","Electricity Transmission","Electricity after transmission",2020,null,null,null,null,null,95.231114000000005]
["NZ2050","ProductionByTechnology","RE1","S103","Commercial Standard Efficiency Appliances","Commercial Electricity Demand",2020,null,null,null,null,null,13.886189999999999]
["NZ2050","ProductionByTechnology","RE1","S105","Oil Fired Gas Turbine (SCGT)","Electricity from power plants",2020,null,null,null,null,null,1.0084166000000001]
["NZ2050","ProductionByTechnology","RE1","S106","Gasoline Car","Car Transport Demand",2020,null,null,null,null,null,3.6993146000000001]
["NZ2050","ProductionByTechnology","RE1","S108","Coal Imports","Coal",2020,null,null,null,null,null,245.74204]
["NZ2050","ProductionByTechnology","RE1","S101","Onshore Wind","Electricity from power plants",2030,null,null,null,null,null,42.5]
["NZ2050","ProductionByTechnology","RE1","S102","Industry Coal Heating","Industry High Heat Demand",2030,null,null,null,null,null,4.4254435000000001]
["NZ2050","ProductionByTechnology","RE1","S104","Crude Oil Refinery Option 1","Heavy Fuel Oil",2030,null,null,null,null,null,3.1707708000000001]
["NZ2050","ProductionByTechnology","RE1","S105","Nuclear Power Plant","Electricity from power plants",2030,null,null,null,null,null,5.0959909999999997]
["NZ2050","ProductionByTechnology","RE1","S106","Industry Biomass Heating ","Industry Low Heat Demand",2030,null,null,null,null,null,7.1211956000000001]
["NZ2050","ProductionByTechnology","RE1","S108","Wind Potential","Wind",2030,null,null,null,null,null,42.5]
["NZ2050","ProductionByTechnology","RE1","S101","Small Hydropower Plant (<10MW)","Electricity from power plants",2040,null,null,null,null,null,0.16422400000000001]
["NZ2050","ProductionByTechnology","RE1","S102","Residential Deep Efficiency","Residential Electricity Demand",2040,null,null,null,null,null,25.568698999999999]
["NZ2050","ProductionByTechnology","RE1","S104","Crude Oil Refinery Option 1","Heavy Fuel Oil",2040,null,null,null,null,null,3.1707708000000001]
["NZ2050","ProductionByTechnology","RE1","S105","Medium Hydropower Plant (10-100MW)","Electricity from power plants",2040,null,null,null,null,null,0.38087051999999999]
["NZ2050","ProductionByTechnology","RE1","S106","Residential Standard Efficiency Appliances","Residential Electricity Demand",2040,null,null,null,null,null,6.0702642000000004]
["NZ2050","ProductionByTechnology","RE1","S108","Solar Potential","Solar ",2040,null,null,null,null,null,142.34843000000001]
["NZ2050","ProductionByTechnology","RE1","S101","Electric Bus + Rail","Bus + Rail Transport Demand",2050,null,null,null,null,null,7.2773971]
["NZ2050","ProductionByTechnology","RE1","S103","Electricity Transmission","Electricity after transmission",2050,null,null,null,null,null,134.63825]
["NZ2050","ProductionByTechnology","RE1","S105","Geothermal Potential","Geothermal",2050,null,null,null,null,null,1.7505466999999999]
["NZ2050","ProductionByTechnology","RE1","S106","Residential Biomass Stove","Residential Cooking Demand",2050,null,null,null,null,null,43.964796]
["NZ2050","ProductionByTechnology","RE1","S108","Industry Deep Efficiency","Industrial Electricity Demand",2050,null,null,null,null,null,77.135544999999993]
["NZ2050","TotalAnnualTechnologyActivityByMode","RE1","Biomass Imports",1,2021,null,null,null,null,null,null,695.68742999999995]
["NZ2050","TotalAnnualTechnologyActivityByMode","RE1","Biomass Extraction",1,2017,null,null,null,null,null,null,1400]
["NZ2050","TotalAnnualTechnologyActivityByMode","RE1","Biomass Extraction",1,2068,null,null,null,null,null,null,1400]
["NZ2050","TotalAnnualTechnologyActivityByMode","RE1","Light Fuel Oil Imports",1,2031,null,null,null,null,null,null,99.402011000000002]
["NZ2050","TotalAnnualTechnologyActivityByMode","RE1","Crude Oil Refinery Option 1",1,2048,null,null,null,null,null,null,253.66166999999999]
["NZ2050","TotalAnnualTechnologyActivityByMode","RE1","Solar Potential",1,2029,null,null,null,null,null,null,172.22659999999999]
["NZ2050","TotalAnnualTechnologyActivityByMode","RE1","Wind Potential",1,2025,null,null,null,null,null,null,336.71167000000003]
["NZ2050","TotalAnnualTechnologyActivityByMode","RE1","Uranium Imports",1,2021,null,null,null,null,null,null,171.72221999999999]
["NZ2050","TotalAnnualTechnologyActivityByMode","RE1","Uranium Extraction",1,2055,null,null,null,null,null,null,249.52427]
["NZ2050","TotalAnnualTechnologyActivityByMode","RE1","Hydro Potential",1,2029,null,null,null,null,null,null,65]
["NZ2050","TotalAnnualTechnologyActivityByMode","RE1","Biomass Power Plant",1,2024,null,null,null,null,null,null,0.60639829000000001]
["NZ2050","TotalAnnualTechnologyActivityByMode","RE1","Coal Power Plant",1,2020,null,null,null,null,null,null,663.84]
["NZ2050","TotalAnnualTechnologyActivityByMode","RE1","Geothermal Power Plant",1,2054,null,null,null,null,null,null,11.203499000000001]
["NZ2050","TotalAnnualTechnologyActivityByMode","RE1","Oil Fired Gas Turbine (SCGT)",1,2049,null,null,null,null,null,null,8.8692890999999996]
["NZ2050","TotalAnnualTechnologyActivityByMode","RE1","Solar PV (Utility)",1,2032,null,null,null,null,null,null,239.80101999999999]
["NZ2050","TotalAnnualTechnologyActivityByMode","RE1","CSP with Storage",1,2027,null,null,null,null,null,null,4.9466159000000003]
["NZ2050","TotalAnnualTechnologyActivityByMode","RE1","Large Hydropower Plant (Dam) (>100MW)",1,2043,null,null,null,null,null,null,53.848731999999998]
["NZ2050","TotalAnnualTechnologyActivityByMode","RE1","Medium Hydropower Plant (10-100MW)",1,2039,null,null,null,null,null,null,7.7484511999999999]
["NZ2050","TotalAnnualTechnologyActivityByMode","RE1","Small Hydropower Plant (<10MW)",1,2051,null,null,null,null,null,null,3.0625347000000001]
["NZ2050","TotalAnnualTechnologyActivityByMode","RE1","Onshore Wind",1,2047,null,null,null,null,null,null,340]
["NZ2050","TotalAnnualTechnologyActivityByMode","RE1","Nuclear Power Plant",1,2042,null,null,null,null,null,null,89.403244999999998]
["NZ2050","TotalAnnualTechnologyActivityByMode","RE1","Backstop Technology for ELC001",1,2018,null,null,null,null,null,null,0.83879999999999999]
["NZ2050","TotalAnnualTechnologyActivityByMode","RE1","Backstop Technology for ELC001",1,2070,null,null,null,null,null,null,1.0764]
["NZ2050","TotalAnnualTechnologyActivityByMode","RE1","Electricity Transmission",1,2065,null,null,null,null,null,null,1957.9025999999999]
["NZ2050","TotalAnnualTechnologyActivityByMode","RE1","Electricity Distribution",1,2060,null,null,null,null,null,null,1636.4775]
["NZ2050","TotalAnnualTechnologyActivityByMode","RE1","Off-grid Hydropower",1,2056,null,null,null,null,null,null,0.34028163]
["NZ2050","TotalAnnualTechnologyActivityByMode","RE1","Electricity Exports",1,2051,null,null,null,null,null,null,50.379758000000002]
["NZ2050","TotalAnnualTechnologyActivityByMode","RE1","EV Charger",1,2047,null,null,null,null,null,null,66.774069999999995]
["NZ2050","TotalAnnualTechnologyActivityByMode","RE1","Electric Motorcycle",1,2042,null,null,null,null,null,null,52.038705999999998]
["NZ2050","TotalAnnualTechnologyActivityByMode","RE1","Electric Bus + Rail",1,2051,null,null,null,null,null,null,55.051290999999999]
["NZ2050","TotalAnnualTechnologyActivityByMode","RE1","Gasoline Car",1,2045,null,null,null,null,null,null,68.772722000000002]
["NZ2050","TotalAnnualTechnologyActivityByMode","RE1","Industry Standard Efficiency Appliances",1,2026,null,null,null,null,null,null,413.65251999999998]
["NZ2050","TotalAnnualTechnologyActivityByMode","RE1","Industry Deep Efficiency",1,2034,null,null,null,null,null,null,346.70591000000002]
["NZ2050","TotalAnnualTechnologyActivityByMode","RE1","Industry Electric Heating High",1,2062,null,null,null,null,null,null,90.892531000000005]
["NZ2050","TotalAnnualTechnologyActivityByMode","RE1","Industry Biomass Heating ",1,2022,null,null,null,null,null,null,53.609423]
["NZ2050","TotalAnnualTechnologyActivityByMode","RE1","Residential Standard Efficiency Appliances",1,2018,null,null,null,null,null,null,196.16]
["NZ2050","TotalAnnualTechnologyActivityByMode","RE1","Residential Standard Efficiency Appliances",1,2069,null,null,null,null,null,null,37.212803000000001]
["NZ2050","TotalAnnualTechnologyActivityByMode","RE1","Residential Biomass Stove",1,2017,null,null,null,null,null,null,281.89326999999997]
["NZ2050","TotalAnnualTechnologyActivityByMode","RE1","Residential Biomass Stove",1,2069,null,null,null,null,null,null,340.49610999999999]
["NZ2050","TotalAnnualTechnologyActivityByMode","RE1","Residential Biomass Heating",1,2064,null,null,null,null,null,null,147.37106]
["NZ2050","TotalAnnualTechnologyActivityByMode","RE1","Commercial Standard Efficiency Appliances",1,2060,null,null,null,null,null,null,28.521314]
["NZ2050","TotalAnnualTechnologyActivityByMode","RE1","Commercial Deep Efficiency",1,2067,null,null,null,null,null,null,201.41583]
["NZ2050","TotalAnnualTechnologyActivityByMode","RE1","Commercial Biomass Heating ",1,2062,null,null,null,null,null,null,65.035871]
["NZ2050","CapitalInvestment","RE1","Oil Fired Gas Turbine (SCGT)",2018,null,null,null,null,null,null,null,97.238983000000005]
["NZ2050","CapitalInvestment","RE1","Solar PV (Utility)",2065,null,null,null,null,null,null,null,2637.8753000000002]
["NZ2050","CapitalInvestment","RE1","Onshore Wind",2036,null,null,null,null,null,null,null,3457.6280000000002]
["NZ2050","CapitalInvestment","RE1","Nuclear Power Plant",2059,null,null,null,null,null,null,null,2304.8031999999998]
["NZ2050","CapitalInvestment","RE1","Backstop Technology for ELC001",2041,null,null,null,null,null,null,null,1076398.8999999999]
["NZ2050","CapitalInvestment","RE1","Electricity Transmission",2049,null,null,null,null,null,null,null,421.4237]
["NZ2050","CapitalInvestment","RE1","Electricity Distribution",2064,null,null,null,null,null,null,null,2489.5102000000002]
["NZ2050","CapitalInvestment","RE1","EV Charger",2068,null,null,null,null,null,null,null,172.8459]
["NZ2050","CapitalInvestment","RE1","Electric Car",2052,null,null,null,null,null,null,null,1.8842508E-5]
["NZ2050","CapitalInvestment","RE1","Gasoline Bus + Rail",2021,null,null,null,null,null,null,null,2.1630078000000001E-5]
["NZ2050","CapitalInvestment","RE1","Industry Deep Efficiency",2042,null,null,null,null,null,null,null,9235.3963000000003]
["NZ2050","CapitalInvestment","RE1","Industry Electric Heating High",2070,null,null,null,null,null,null,null,60.394590000000001]
["NZ2050","CapitalInvestment","RE1","Industry Biomass Heating ",2031,null,null,null,null,null,null,null,20.917017999999999]
["NZ2050","CapitalInvestment","RE1","Residential Standard Efficiency Appliances",2045,null,null,null,null,null,null,null,3.1405129999999997E-5]
["NZ2050","CapitalInvestment","RE1","Residential Deep Efficiency",2056,null,null,null,null,null,null,null,592.89412000000004]
["NZ2050","CapitalInvestment","RE1","Residential Biomass Stove",2051,null,null,null,null,null,null,null,7.2330914999999996E-2]
["NZ2050","CapitalInvestment","RE1","Residential Biomass Heating",2049,null,null,null,null,null,null,null,60.633020000000002]
["NZ2050","CapitalInvestment","RE1","Commercial Standard Efficiency Appliances",2063,null,null,null,null,null,null,null,6.5552167000000004E-6]
["NZ2050","CapitalInvestment","RE1","Commercial Biomass Heating ",2015,null,null,null,null,null,null,null,562.93154000000004]
["NZ2050","CapitalInvestment","RE1","Commercial Biomass Heating ",2066,null,null,null,null,null,null,null,4.4000307999999997]
["NZ2050","SalvageValue","RE1","Solar PV (Utility)",2064,null,null,null,null,null,null,null,4955.3455000000004]
["NZ2050","SalvageValue","RE1","Onshore Wind",2064,null,null,null,null,null,null,null,1816.6887999999999]
["NZ2050","SalvageValue","RE1","Electricity Transmission",2057,null,null,null,null,null,null,null,394.22402]
["NZ2050","SalvageValue","RE1","Electricity Distribution",2069,null,null,null,null,null,null,null,2320.6817000000001]
["NZ2050","SalvageValue","RE1","Electric Motorcycle",2063,null,null,null,null,null,null,null,2.7115854E-5]
["NZ2050","SalvageValue","RE1","Industry Standard Efficiency Appliances",2067,null,null,null,null,null,null,null,3.2111206999999998E-5]
["NZ2050","SalvageValue","RE1","Residential Deep Efficiency",2064,null,null,null,null,null,null,null,428.26042999999999]
["NZ2050","SalvageValue","RE1","Commercial Biomass Heating ",2061,null,null,null,null,null,null,null,8.7527057999999993]
["NZ2050","AnnualVariableOperatingCost","RE1","Biomass Imports",2021,null,null,null,null,null,null,null,1224.4099000000001]
["NZ2050","AnnualVariableOperatingCost","RE1","Biomass Extraction",2017,null,null,null,null,null,null,null,2240]
["NZ2050","AnnualVariableOperatingCost","RE1","Biomass Extraction",2068,null,null,null,null,null,null,null,2240]
["NZ2050","AnnualVariableOperatingCost","RE1","Biomass Extraction",2069,null,null,null,null,null,null,null,2240]
["NZ2050","AnnualVariableOperatingCost","RE1","Light Fuel Oil Imports",2032,null,null,null,null,null,null,null,1979.9690000000001]
["NZ2050","AnnualVariableOperatingCost","RE1","Crude Oil Refinery Option 1",2048,null,null,null,null,null,null,null,182.06566000000001]
["NZ2050","AnnualVariableOperatingCost","RE1","Solar Potential",2030,null,null,null,null,null,null,null,2.1805636999999999E-2]
["NZ2050","AnnualVariableOperatingCost","RE1","Wind Potential",2025,null,null,null,null,null,null,null,3.3671167000000002E-2]
["NZ2050","AnnualVariableOperatingCost","RE1","Uranium Imports",2021,null,null,null,null,null,null,null,24.318442000000001]
["NZ2050","AnnualVariableOperatingCost","RE1","Geothermal Potential",2034,null,null,null,null,null,null,null,1.4004374E-3]
["NZ2050","AnnualVariableOperatingCost","RE1","Hydro Potential",2029,null,null,null,null,null,null,null,6.4999999999999997E-3]
["NZ2050","AnnualVariableOperatingCost","RE1","Biomass Power Plant",2025,null,null,null,null,null,null,null,2.9047073000000001]
["NZ2050","AnnualVariableOperatingCost","RE1","Coal Power Plant",2020,null,null,null,null,null,null,null,4.4519367000000001]
["NZ2050","AnnualVariableOperatingCost","RE1","Geothermal Power Plant",2054,null,null,null,null,null,null,null,1.1203499E-3]
["NZ2050","AnnualVariableOperatingCost","RE1","Gas Power Plant (SCGT)",2016,null,null,null,null,null,null,null,3.6982783999999999E-4]
["NZ2050","AnnualVariableOperatingCost","RE1","Solar PV (Utility)",2032,null,null,null,null,null,null,null,1.3181861999999999E-3]
["NZ2050","AnnualVariableOperatingCost","RE1","CSP with Storage",2028,null,null,null,null,null,null,null,2.6009269000000002E-4]
["NZ2050","AnnualVariableOperatingCost","RE1","Large Hydropower Plant (Dam) (>100MW)",2044,null,null,null,null,null,null,null,5.3848732000000002E-3]
["NZ2050","AnnualVariableOperatingCost","RE1","Medium Hydropower Plant (10-100MW)",2039,null,null,null,null,null,null,null,7.7484511999999998E-4]
["NZ2050","AnnualVariableOperatingCost","RE1","Small Hydropower Plant (<10MW)",2052,null,null,null,null,null,null,null,3.0625347E-4]
["NZ2050","AnnualVariableOperatingCost","RE1","Onshore Wind",2047,null,null,null,null,null,null,null,1.8689799999999999E-3]
["NZ2050","AnnualVariableOperatingCost","RE1","Nuclear Power Plant",2042,null,null,null,null,null,null,null,279.83215999999999]
["NZ2050","AnnualVariableOperatingCost","RE1","Backstop Technology for ELC001",2019,null,null,null,null,null,null,null,1076398.8999999999]
["NZ2050","AnnualVariableOperatingCost","RE1","Backstop Technology for ELC001",2070,null,null,null,null,null,null,null,1076398.8999999999]
["NZ2050","AnnualVariableOperatingCost","RE1","Electricity Transmission",2066,null,null,null,null,null,null,null,0.19826406999999999]
["NZ2050","AnnualVariableOperatingCost","RE1","Electricity Distribution",2061,null,null,null,null,null,null,null,0.16590516]
["NZ2050","AnnualVariableOperatingCost","RE1","Off-grid Hydropower",2056,null,null,null,null,null,null,null,3.4028162999999999E-5]
["NZ2050","AnnualVariableOperatingCost","RE1","Electricity Exports",2052,null,null,null,null,null,null,null,5.0631657000000004E-3]
["NZ2050","AnnualVariableOperatingCost","RE1","EV Charger",2047,null,null,null,null,null,null,null,6.6774069999999998E-3]
["NZ2050","AnnualVariableOperatingCost","RE1","Electric Motorcycle",2043,null,null,null,null,null,null,null,5.3558119000000001E-3]
["NZ2050","AnnualVariableOperatingCost","RE1","Electric Bus + Rail",2052,null,null,null,null,null,null,null,5.6400942999999997E-3]
["NZ2050","AnnualVariableOperatingCost","RE1","Gasoline Car",2045,null,null,null,null,null,null,null,6.8772722000000003E-3]
["NZ2050","AnnualVariableOperatingCost","RE1","Industry Standard Efficiency Appliances",2027,null,null,null,null,null,null,null,4.1248535000000003E-2]
["NZ2050","AnnualVariableOperatingCost","RE1","Industry Deep Efficiency",2034,null,null,null,null,null,null,null,3.4670591000000001E-2]
["NZ2050","AnnualVariableOperatingCost","RE1","Industry Electric Heating High",2062,null,null,null,null,null,null,null,9.0892530999999999E-3]
["NZ2050","AnnualVariableOperatingCost","RE1","Industry Biomass Heating ",2023,null,null,null,null,null,null,null,5.4008753E-3]
["NZ2050","AnnualVariableOperatingCost","RE1","Residential Standard Efficiency Appliances",2018,null,null,null,null,null,null,null,1.9616000000000001E-2]
["NZ2050","AnnualVariableOperatingCost","RE1","Residential Standard Efficiency Appliances",2070,null,null,null,null,null,null,null,3.9367148999999999E-3]
["NZ2050","AnnualVariableOperatingCost","RE1","Residential Biomass Stove",2018,null,null,null,null,null,null,null,915.34804999999994]
["NZ2050","AnnualVariableOperatingCost","RE1","Residential Biomass Stove",2069,null,null,null,null,null,null,null,1059.9644000000001]
["NZ2050","AnnualVariableOperatingCost","RE1","Residential Biomass Heating",2065,null,null,null,null,null,null,null,1.4708229E-2]
["NZ2050","AnnualVariableOperatingCost","RE1","Commercial Standard Efficiency Appliances",2060,null,null,null,null,null,null,null,2.8521314000000001E-3]
["NZ2050","AnnualVariableOperatingCost","RE1","Commercial Deep Efficiency",2067,null,null,null,null,null,null,null,2.0141583000000001E-2]
["NZ2050","AnnualVariableOperatingCost","RE1","Commercial Biomass Heating ",2063,null,null,null,null,null,null,null,6.4899637000000003E-3]
["NZ2050","AnnualFixedOperatingCost","RE1","Biomass Power Plant",2058,null,null,null,null,null,null,null,450.84579000000002]
["NZ2050","AnnualFixedOperatingCost","RE1","Coal Power Plant",2054,null,null,null,null,null,null,null,7.7507699999999999E-2]
["NZ2050","AnnualFixedOperatingCost","RE1","Geothermal Power Plant",2068,null,null,null,null,null,null,null,51.129809000000002]
["NZ2050","AnnualFixedOperatingCost","RE1","Oil Fired Gas Turbine (SCGT)",2063,null,null,null,null,null,null,null,14.472110000000001]
["NZ2050","AnnualFixedOperatingCost","RE1","Gas Power Plant (SCGT)",2061,null,null,null,null,null,null,null,2.0299999999999999E-2]
["NZ2050","AnnualFixedOperatingCost","RE1","Solar PV (Utility)",2056,null,null,null,null,null,null,null,4497.5011999999997]
["NZ2050","AnnualFixedOperatingCost","RE1","Large Hydropower Plant (Dam) (>100MW)",2017,null,null,null,null,null,null,null,299.16000000000003]
["NZ2050","AnnualFixedOperatingCost","RE1","Large Hydropower Plant (Dam) (>100MW)",2068,null,null,null,null,null,null,null,284.84557999999998]
["NZ2050","AnnualFixedOperatingCost","RE1","Medium Hydropower Plant (10-100MW)",2063,null,null,null,null,null,null,null,34.156050999999998]
["NZ2050","AnnualFixedOperatingCost","RE1","Onshore Wind",2020,null,null,null,null,null,null,null,505.33841999999999]
["NZ2050","AnnualFixedOperatingCost","RE1","Nuclear Power Plant",2015,null,null,null,null,null,null,null,225.72]
["NZ2050","AnnualFixedOperatingCost","RE1","Nuclear Power Plant",2066,null,null,null,null,null,null,null,2284.5834]
["NZ2050","AnnualFixedOperatingCost","RE1","Backstop Technology for ELC001",2063,null,null,null,null,null,null,null,1076398.8999999999]
["NZ2050","AnnualFixedOperatingCost","RE1","Solar PV (Distributed with Storage)",2034,null,null,null,null,null,null,null,33.834581999999997]
["NZ2050","AnnualFixedOperatingCost","RE1","Off-grid Hydropower",2030,null,null,null,null,null,null,null,1.8]
["NZ2050","AnnualFixedOperatingCost","RE1","Gasoline Motorcycle",2026,null,null,null,null,null,null,null,0.56330941000000001]
["NZ2050","AnnualFixedOperatingCost","RE1","Industry Coal Heating",2036,null,null,null,null,null,null,null,37.989615999999998]
["NZ2050","AnnualFixedOperatingCost","RE1","Industry Biomass Heating ",2040,null,null,null,null,null,null,null,27.37059]
["NZ2050","AnnualFixedOperatingCost","RE1","Residential Biomass Heating",2035,null,null,null,null,null,null,null,69.393507]
["NZ2050","AnnualFixedOperatingCost","RE1","Commercial Biomass Heating ",2030,null,null,null,null,null,null,null,30.079810999999999]
["NZ2050","TotalTechnologyAnnualActivity","RE1","Crude Oil Extraction",2026,null,null,null,null,null,null,null,253.66166999999999]
["NZ2050","TotalTechnologyAnnualActivity","RE1","Biomass Imports",2042,null,null,null,null,null,null,null,986.96866999999997]
["NZ2050","TotalTechnologyAnnualActivity","RE1","Biomass Extraction",2038,null,null,null,null,null,null,null,1400]
["NZ2050","TotalTechnologyAnnualActivity","RE1","Coal Imports",2033,null,null,null,null,null,null,null,797.89066000000003]
["NZ2050","TotalTechnologyAnnualActivity","RE1","Crude Oil Refinery Option 1",2017,null,null,null,null,null,null,null,161.75967]
["NZ2050","TotalTechnologyAnnualActivity","RE1","Natural Gas Extraction",2025,null,null,null,null,null,null,null,29.806812999999998]
["NZ2050","TotalTechnologyAnnualActivity","RE1","Solar Potential",2050,null,null,null,null,null,null,null,859.99378000000002]
["NZ2050","TotalTechnologyAnnualActivity","RE1","Wind Potential",2046,null,null,null,null,null,null,null,340]
["NZ2050","TotalTechnologyAnnualActivity","RE1","Uranium Imports",2042,null,null,null,null,null,null,null,270.89183000000003]
["NZ2050","TotalTechnologyAnnualActivity","RE1","Geothermal Potential",2054,null,null,null,null,null,null,null,14.004372999999999]
["NZ2050","TotalTechnologyAnnualActivity","RE1","Hydro Potential",2050,null,null,null,null,null,null,null,65]
["NZ2050","TotalTechnologyAnnualActivity","RE1","Biomass Power Plant",2045,null,null,null,null,null,null,null,33.966504]
["NZ2050","TotalTechnologyAnnualActivity","RE1","Coal Power Plant",2040,null,null,null,null,null,null,null,94.141272999999998]
["NZ2050","TotalTechnologyAnnualActivity","RE1","Oil Fired Gas Turbine (SCGT)",2019,null,null,null,null,null,null,null,8.0673329000000003]
["NZ2050","TotalTechnologyAnnualActivity","RE1","Gas Power Plant (SCGT)",2036,null,null,null,null,null,null,null,3.6614984000000002]
["NZ2050","TotalTechnologyAnnualActivity","RE1","Solar PV (Utility)",2053,null,null,null,null,null,null,null,890.49513999999999]
["NZ2050","TotalTechnologyAnnualActivity","RE1","CSP with Storage",2048,null,null,null,null,null,null,null,0.42999736999999999]
["NZ2050","TotalTechnologyAnnualActivity","RE1","Large Hydropower Plant (Dam) (>100MW)",2064,null,null,null,null,null,null,null,53.848731999999998]
["NZ2050","TotalTechnologyAnnualActivity","RE1","Medium Hydropower Plant (10-100MW)",2060,null,null,null,null,null,null,null,7.7484511999999999]
["NZ2050","TotalTechnologyAnnualActivity","RE1","Onshore Wind",2016,null,null,null,null,null,null,null,99.764881000000003]
["NZ2050","TotalTechnologyAnnualActivity","RE1","Onshore Wind",2068,null,null,null,null,null,null,null,340]
["NZ2050","TotalTechnologyAnnualActivity","RE1","Nuclear Power Plant",2063,null,null,null,null,null,null,null,504.45280000000002]
["NZ2050","TotalTechnologyAnnualActivity","RE1","Backstop Technology for ELC001",2039,null,null,null,null,null,null,null,1.0764]
["NZ2050","TotalTechnologyAnnualActivity","RE1","Electricity Transmission",2035,null,null,null,null,null,null,null,955.39796999999999]
["NZ2050","TotalTechnologyAnnualActivity","RE1","Electricity Distribution",2030,null,null,null,null,null,null,null,875.50454999999999]
["NZ2050","TotalTechnologyAnnualActivity","RE1","Off-grid Hydropower",2025,null,null,null,null,null,null,null,0.34028163]
["NZ2050","TotalTechnologyAnnualActivity","RE1","Electricity Exports",2021,null,null,null,null,null,null,null,42.573599999999999]
["NZ2050","TotalTechnologyAnnualActivity","RE1","EV Charger",2016,null,null,null,null,null,null,null,16.571415999999999]
["NZ2050","TotalTechnologyAnnualActivity","RE1","EV Charger",2068,null,null,null,null,null,null,null,331.95537999999999]
["NZ2050","TotalTechnologyAnnualActivity","RE1","Electric Motorcycle",2063,null,null,null,null,null,null,null,88.991427000000002]
["NZ2050","TotalTechnologyAnnualActivity","RE1","Gasoline Motorcycle",2018,null,null,null,null,null,null,null,0.52936717]
["NZ2050","TotalTechnologyAnnualActivity","RE1","Gasoline Bus + Rail",2031,null,null,null,null,null,null,null,28.72673]
["NZ2050","TotalTechnologyAnnualActivity","RE1","Industry Standard Efficiency Appliances",2047,null,null,null,null,null,null,null,69.272801999999999]
["NZ2050","TotalTechnologyAnnualActivity","RE1","Industry Deep Efficiency",2054,null,null,null,null,null,null,null,504.97041999999999]
["NZ2050","TotalTechnologyAnnualActivity","RE1","Industry Coal Heating",2027,null,null,null,null,null,null,null,32.061463000000003]
["NZ2050","TotalTechnologyAnnualActivity","RE1","Industry Biomass Heating ",2043,null,null,null,null,null,null,null,58.557872000000003]
["NZ2050","TotalTechnologyAnnualActivity","RE1","Residential Standard Efficiency Appliances",2039,null,null,null,null,null,null,null,23.669516000000002]
["NZ2050","TotalTechnologyAnnualActivity","RE1","Residential Deep Efficiency",2046,null,null,null,null,null,null,null,177.76184000000001]
["NZ2050","TotalTechnologyAnnualActivity","RE1","Residential Biomass Stove",2038,null,null,null,null,null,null,null,353.78784000000002]
["NZ2050","TotalTechnologyAnnualActivity","RE1","Residential Biomass Heating",2034,null,null,null,null,null,null,null,147.91168999999999]
["NZ2050","TotalTechnologyAnnualActivity","RE1","Commercial Standard Efficiency Appliances",2029,null,null,null,null,null,null,null,48.626220000000004]
["NZ2050","TotalTechnologyAnnualActivity","RE1","Commercial Deep Efficiency",2037,null,null,null,null,null,null,null,125.33197]
["NZ2050","TotalTechnologyAnnualActivity","RE1","Commercial Biomass Heating ",2032,null,null,null,null,null,null,null,65.182637999999997]
["NZ2050","ProductionByTechnologyAnnual","RE1","Crude Oil Extraction","Crude Oil",2027,null,null,null,null,null,null,253.66166999999999]
["NZ2050","ProductionByTechnologyAnnual","RE1","Biomass Imports","Biomass",2044,null,null,null,null,null,null,993.16430000000003]
["NZ2050","ProductionByTechnologyAnnual","RE1","Biomass Extraction","Biomass",2039,null,null,null,null,null,null,1400]
["NZ2050","ProductionByTechnologyAnnual","RE1","Coal Imports","Coal",2034,null,null,null,null,null,null,728.81898999999999]
["NZ2050","ProductionByTechnologyAnnual","RE1","Crude Oil Refinery Option 1","Light Fuel Oil ",2019,null,null,null,null,null,null,207.65315000000001]
["NZ2050","ProductionByTechnologyAnnual","RE1","Crude Oil Refinery Option 1","Heavy Fuel Oil",2035,null,null,null,null,null,null,25.366167000000001]
["NZ2050","ProductionByTechnologyAnnual","RE1","Solar Potential","Solar ",2017,null,null,null,null,null,null,4.3335194000000001]
["NZ2050","ProductionByTechnologyAnnual","RE1","Solar Potential","Solar ",2068,null,null,null,null,null,null,1109.0966000000001]
["NZ2050","ProductionByTechnologyAnnual","RE1","Wind Potential","Wind",2063,null,null,null,null,null,null,340]
["NZ2050","ProductionByTechnologyAnnual","RE1","Uranium Imports","Uranium",2069,null,null,null,null,null,null,1544.9025999999999]
["NZ2050","ProductionByTechnologyAnnual","RE1","Hydro Potential","Hydro",2016,null,null,null,null,null,null,64.635645999999994]
["NZ2050","ProductionByTechnologyAnnual","RE1","Hydro Potential","Hydro",2068,null,null,null,null,null,null,65]
["NZ2050","ProductionByTechnologyAnnual","RE1","Biomass Power Plant","Electricity from power plants",2063,null,null,null,null,null,null,94.135513000000003]
["NZ2050","ProductionByTechnologyAnnual","RE1","Geothermal Power Plant","Electricity from power plants",2041,null,null,null,null,null,null,11.203499000000001]
["NZ2050","ProductionByTechnologyAnnual","RE1","Oil Fired Gas Turbine (SCGT)","Electricity from power plants",2037,null,null,null,null,null,null,8.8692890999999996]
["NZ2050","ProductionByTechnologyAnnual","RE1","Solar PV (Utility)","Electricity from power plants",2019,null,null,null,null,null,null,11.88]
["NZ2050","ProductionByTechnologyAnnual","RE1","Solar PV (Utility)","Electricity from power plants",2070,null,null,null,null,null,null,1154.7393]
["NZ2050","ProductionByTechnologyAnnual","RE1","Large Hydropower Plant (Dam) (>100MW)","Electricity from power plants",2031,null,null,null,null,null,null,56.911267000000002]
["NZ2050","ProductionByTechnologyAnnual","RE1","Medium Hydropower Plant (10-100MW)","Electricity from power plants",2026,null,null,null,null,null,null,7.7484511999999999]
["NZ2050","ProductionByTechnologyAnnual","RE1","Small Hydropower Plant (<10MW)","Electricity from power plants",2039,null,null,null,null,null,null,1.1229804000000001]
["NZ2050","ProductionByTechnologyAnnual","RE1","Onshore Wind","Electricity from power plants",2034,null,null,null,null,null,null,340]
["NZ2050","ProductionByTechnologyAnnual","RE1","Nuclear Power Plant","Electricity from power plants",2029,null,null,null,null,null,null,42.504638]
["NZ2050","ProductionByTechnologyAnnual","RE1","Electricity Imports","Electricity from power plants",2025,null,null,null,null,null,null,38.880000000000003]
["NZ2050","ProductionByTechnologyAnnual","RE1","Backstop Technology for ELC001","Electricity from power plants",2057,null,null,null,null,null,null,1.0764]
["NZ2050","ProductionByTechnologyAnnual","RE1","Electricity Transmission","Electricity after transmission",2052,null,null,null,null,null,null,1535.8467000000001]
["NZ2050","ProductionByTechnologyAnnual","RE1","Electricity Distribution","Electricity after distribution",2048,null,null,null,null,null,null,995.28053]
["NZ2050","ProductionByTechnologyAnnual","RE1","Off-grid Hydropower","Electricity after distribution",2043,null,null,null,null,null,null,0.34028163]
["NZ2050","ProductionByTechnologyAnnual","RE1","EV Charger","Electricity for EVs",2039,null,null,null,null,null,null,52.542439000000002]
["NZ2050","ProductionByTechnologyAnnual","RE1","Electric Motorcycle","Motorcycle Transport Demand",2034,null,null,null,null,null,null,38.892302000000001]
["NZ2050","ProductionByTechnologyAnnual","RE1","Electric Car","Car Transport Demand",2064,null,null,null,null,null,null,110.125]
["NZ2050","ProductionByTechnologyAnnual","RE1","Electric Car","Car Transport Demand",2065,null,null,null,null,null,null,112.42782]
["NZ2050","ProductionByTechnologyAnnual","RE1","Gasoline Car","Car Transport Demand",2037,null,null,null,null,null,null,53.244143000000001]
["NZ2050","ProductionByTechnologyAnnual","RE1","Industry Standard Efficiency Appliances","Industrial Electricity Demand",2019,null,null,null,null,null,null,372.91]
["NZ2050","ProductionByTechnologyAnnual","RE1","Industry Standard Efficiency Appliances","Industrial Electricity Demand",2070,null,null,null,null,null,null,98.856718000000001]
["NZ2050","ProductionByTechnologyAnnual","RE1","Industry Electric Heating High","Industry High Heat Demand",2054,null,null,null,null,null,null,75.445673999999997]
["NZ2050","ProductionByTechnologyAnnual","RE1","Industry Biomass Heating ","Industry Low Heat Demand",2015,null,null,null,null,null,null,42.878821000000002]
["NZ2050","ProductionByTechnologyAnnual","RE1","Industry Biomass Heating ","Industry Low Heat Demand",2066,null,null,null,null,null,null,56.363883000000001]
["NZ2050","ProductionByTechnologyAnnual","RE1","Residential Standard Efficiency Appliances","Residential Electricity Demand",2059,null,null,null,null,null,null,33.158386]
["NZ2050","ProductionByTechnologyAnnual","RE1","Residential Standard Efficiency Appliances","Residential Electricity Demand",2060,null,null,null,null,null,null,33.593653000000003]
["NZ2050","ProductionByTechnologyAnnual","RE1","Residential Standard Efficiency Appliances","Residential Electricity Demand",2061,null,null,null,null,null,null,34.022838999999998]
["NZ2050","ProductionByTechnologyAnnual","RE1","Residential Standard Efficiency Appliances","Residential Electricity Demand",2062,null,null,null,null,null,null,34.445740000000001]
["NZ2050","ProductionByTechnologyAnnual","RE1","Residential Standard Efficiency Appliances","Residential Electricity Demand",2063,null,null,null,null,null,null,34.862126000000004]
["NZ2050","ProductionByTechnologyAnnual","RE1","Residential Standard Efficiency Appliances","Residential Electricity Demand",2064,null,null,null,null,null,null,35.271810000000002]
["NZ2050","ProductionByTechnologyAnnual","RE1","Residential Standard Efficiency Appliances","Residential Electricity Demand",2065,null,null,null,null,null,null,35.674596000000001]
["NZ2050","ProductionByTechnologyAnnual","RE1","Residential Standard Efficiency Appliances","Residential Electricity Demand",2066,null,null,null,null,null,null,36.070250000000001]
["NZ2050","ProductionByTechnologyAnnual","RE1","Residential Standard Efficiency Appliances","Residential Electricity Demand",2067,null,null,null,null,null,null,36.458568]
["NZ2050","ProductionByTechnologyAnnual","RE1","Residential Standard Efficiency Appliances","Residential Electricity Demand",2068,null,null,null,null,null,null,36.839440000000003]
["NZ2050","ProductionByTechnologyAnnual","RE1","Residential Standard Efficiency Appliances","Residential Electricity Demand",2069,null,null,null,null,null,null,37.212803000000001]
["NZ2050","ProductionByTechnologyAnnual","RE1","Residential Standard Efficiency Appliances","Residential Electricity Demand",2070,null,null,null,null,null,null,39.367148999999998]
["NZ2050","ProductionByTechnologyAnnual","RE1","Residential Deep Efficiency","Residential Electricity Demand",2027,null,null,null,null,null,null,27.055883000000001]
["NZ2050","ProductionByTechnologyAnnual","RE1","Residential Deep Efficiency","Residential Electricity Demand",2028,null,null,null,null,null,null,90.948535000000007]
["NZ2050","ProductionByTechnologyAnnual","RE1","Residential Deep Efficiency","Residential Electricity Demand",2029,null,null,null,null,null,null,90.948535000000007]
["NZ2050","ProductionByTechnologyAnnual","RE1","Residential Deep Efficiency","Residential Electricity Demand",2030,null,null,null,null,null,null,90.948535000000007]
["NZ2050","ProductionByTechnologyAnnual","RE1","Residential Deep Efficiency","Residential Electricity Demand",2031,null,null,null,null,null,null,166.26575]
["NZ2050","ProductionByTechnologyAnnual","RE1","Residential Deep Efficiency","Residential Electricity Demand",2032,null,null,null,null,null,null,170.31417999999999]
["NZ2050","ProductionByTechnologyAnnual","RE1","Residential Deep Efficiency","Residential Electricity Demand",2033,null,null,null,null,null,null,170.31417999999999]
["NZ2050","ProductionByTechnologyAnnual","RE1","Residential Deep Efficiency","Residential Electricity Demand",2034,null,null,null,null,null,null,179.48674]
["NZ2050","ProductionByTechnologyAnnual","RE1","Residential Deep Efficiency","Residential Electricity Demand",2035,null,null,null,null,null,null,185.08935]
["NZ2050","ProductionByTechnologyAnnual","RE1","Residential Deep Efficiency","Residential Electricity Demand",2036,null,null,null,null,null,null,187.75826000000001]
["NZ2050","ProductionByTechnologyAnnual","RE1","Residential Deep Efficiency","Residential Electricity Demand",2037,null,null,null,null,null,null,191.90792999999999]
["NZ2050","ProductionByTechnologyAnnual","RE1","Residential Deep Efficiency","Residential Electricity Demand",2038,null,null,null,null,null,null,196.06344999999999]
["NZ2050","ProductionByTechnologyAnnual","RE1","Residential Deep Efficiency","Residential Electricity Demand",2039,null,null,null,null,null,null,200.22322]
["NZ2050","ProductionByTechnologyAnnual","RE1","Residential Deep Efficiency","Residential Electricity Demand",2040,null,null,null,null,null,null,204.3853]
["NZ2050","ProductionByTechnologyAnnual","RE1","Residential Deep Efficiency","Residential Electricity Demand",2041,null,null,null,null,null,null,210.21965]
["NZ2050","ProductionByTechnologyAnnual","RE1","Residential Deep Efficiency","Residential Electricity Demand",2042,null,null,null,null,null,null,214.41121000000001]
["NZ2050","ProductionByTechnologyAnnual","RE1","Residential Deep Efficiency","Residential Electricity Demand",2043,null,null,null,null,null,null,218.59665000000001]
["NZ2050","ProductionByTechnologyAnnual","RE1","Residential Deep Efficiency","Residential Electricity Demand",2044,null,null,null,null,null,null,222.77336]
["NZ2050","ProductionByTechnologyAnnual","RE1","Residential Deep Efficiency","Residential Electricity Demand",2045,null,null,null,null,null,null,226.93876]
["NZ2050","ProductionByTechnologyAnnual","RE1","Residential Deep Efficiency","Residential Electricity Demand",2046,null,null,null,null,null,null,231.09039000000001]
["NZ2050","ProductionByTechnologyAnnual","RE1","Residential Deep Efficiency","Residential Electricity Demand",2047,null,null,null,null,null,null,233.35418000000001]
["NZ2050","ProductionByTechnologyAnnual","RE1","Residential Deep Efficiency","Residential Electricity Demand",2048,null,null,null,null,null,null,237.43813]
["NZ2050","ProductionByTechnologyAnnual","RE1","Residential Deep Efficiency","Residential Electricity Demand",2049,null,null,null,null,null,null,243.43801999999999]
["NZ2050","ProductionByTechnologyAnnual","RE1","Residential Deep Efficiency","Residential Electricity Demand",2050,null,null,null,null,null,null,245.54062999999999]
["NZ2050","ProductionByTechnologyAnnual","RE1","Residential Deep Efficiency","Residential Electricity Demand",2051,null,null,null,null,null,null,249.55422999999999]
["NZ2050","ProductionByTechnologyAnnual","RE1","Residential Deep Efficiency","Residential Electricity Demand",2052,null,null,null,null,null,null,253.53955999999999]
["NZ2050","ProductionByTechnologyAnnual","RE1","Residential Deep Efficiency","Residential Electricity Demand",2053,null,null,null,null,null,null,257.49495999999999]
["NZ2050","ProductionByTechnologyAnnual","RE1","Residential Deep Efficiency","Residential Electricity Demand",2054,null,null,null,null,null,null,261.41895]
["NZ2050","ProductionByTechnologyAnnual","RE1","Residential Deep Efficiency","Residential Electricity Demand",2055,null,null,null,null,null,null,265.30977999999999]
["NZ2050","ProductionByTechnologyAnnual","RE1","Residential Deep Efficiency","Residential Electricity Demand",2056,null,null,null,null,null,null,269.16548999999998]
["NZ2050","ProductionByTechnologyAnnual","RE1","Residential Deep Efficiency","Residential Electricity Demand",2057,null,null,null,null,null,null,272.98331999999999]
["NZ2050","ProductionByTechnologyAnnual","RE1","Residential Deep Efficiency","Residential Electricity Demand",2058,null,null,null,null,null,null,276.75974000000002]
["NZ2050","ProductionByTechnologyAnnual","RE1","Residential Deep Efficiency","Residential Electricity Demand",2059,null,null,null,null,null,null,280.49068]
["NZ2050","ProductionByTechnologyAnnual","RE1","Residential Deep Efficiency","Residential Electricity Demand",2060,null,null,null,null,null,null,284.17266000000001]
["NZ2050","ProductionByTechnologyAnnual","RE1","Residential Deep Efficiency","Residential Electricity Demand",2061,null,null,null,null,null,null,287.80318999999997]
["NZ2050","ProductionByTechnologyAnnual","RE1","Residential Deep Efficiency","Residential Electricity Demand",2062,null,null,null,null,null,null,291.38056999999998]
["NZ2050","ProductionByTechnologyAnnual","RE1","Residential Deep Efficiency","Residential Electricity Demand",2063,null,null,null,null,null,null,294.90282000000002]
["NZ2050","ProductionByTechnologyAnnual","RE1","Residential Deep Efficiency","Residential Electricity Demand",2064,null,null,null,null,null,null,298.36838999999998]
["NZ2050","ProductionByTechnologyAnnual","RE1","Residential Deep Efficiency","Residential Electricity Demand",2065,null,null,null,null,null,null,301.77560999999997]
["NZ2050","ProductionByTechnologyAnnual","RE1","Residential Deep Efficiency","Residential Electricity Demand",2066,null,null,null,null,null,null,305.12248]
["NZ2050","ProductionByTechnologyAnnual","RE1","Residential Deep Efficiency","Residential Electricity Demand",2067,null,null,null,null,null,null,308.40731]
["NZ2050","ProductionByTechnologyAnnual","RE1","Residential Deep Efficiency","Residential Electricity Demand",2068,null,null,null,null,null,null,311.62914999999998]
["NZ2050","ProductionByTechnologyAnnual","RE1","Residential Deep Efficiency","Residential Electricity Demand",2069,null,null,null,null,null,null,314.78746999999998]
["NZ2050","ProductionByTechnologyAnnual","RE1","Residential Deep Efficiency","Residential Electricity Demand",2070,null,null,null,null,null,null,316.09271000000001]
["NZ2050","ProductionByTechnologyAnnual","RE1","Residential Electric Stove","Residential Cooking Demand",2020,null,null,null,null,null,null,2.9600344000000001]
["NZ2050","ProductionByTechnologyAnnual","RE1","Residential Electric Stove","Residential Cooking Demand",2021,null,null,null,null,null,null,7.0572420999999996E-2]
["NZ2050","ProductionByTechnologyAnnual","RE1","Residential Electric Stove","Residential Cooking Demand",2022,null,null,null,null,null,null,17.751536000000002]
["NZ2050","ProductionByTechnologyAnnual","RE1","Residential Biomass Stove","Residential Cooking Demand",2015,null,null,null,null,null,null,259.10262999999998]
["NZ2050","ProductionByTechnologyAnnual","RE1","Residential Biomass Stove","Residential Cooking Demand",2016,null,null,null,null,null,null,270.24391000000003]
["NZ2050","ProductionByTechnologyAnnual","RE1","Residential Biomass Stove","Residential Cooking Demand",2017,null,null,null,null,null,null,281.89326999999997]
["NZ2050","ProductionByTechnologyAnnual","RE1","Residential Biomass Stove","Residential Cooking Demand",2018,null,null,null,null,null,null,294.04048999999998]
["NZ2050","ProductionByTechnologyAnnual","RE1","Residential Biomass Stove","Residential Cooking Demand",2019,null,null,null,null,null,null,306.70697000000001]
["NZ2050","ProductionByTechnologyAnnual","RE1","Residential Biomass Stove","Residential Cooking Demand",2020,null,null,null,null,null,null,316.95497999999998]
["NZ2050","ProductionByTechnologyAnnual","RE1","Residential Biomass Stove","Residential Cooking Demand",2021,null,null,null,null,null,null,321.85496000000001]
["NZ2050","ProductionByTechnologyAnnual","RE1","Residential Biomass Stove","Residential Cooking Demand",2022,null,null,null,null,null,null,306.40334999999999]
["NZ2050","ProductionByTechnologyAnnual","RE1","Residential Biomass Stove","Residential Cooking Demand",2023,null,null,null,null,null,null,326.58645999999999]
["NZ2050","ProductionByTechnologyAnnual","RE1","Residential Biomass Stove","Residential Cooking Demand",2024,null,null,null,null,null,null,329.20677999999998]
["NZ2050","ProductionByTechnologyAnnual","RE1","Residential Biomass Stove","Residential Cooking Demand",2025,null,null,null,null,null,null,332.00407000000001]
["NZ2050","ProductionByTechnologyAnnual","RE1","Residential Biomass Stove","Residential Cooking Demand",2026,null,null,null,null,null,null,334.08496000000002]
["NZ2050","ProductionByTechnologyAnnual","RE1","Residential Biomass Stove","Residential Cooking Demand",2027,null,null,null,null,null,null,336.41018000000003]
["NZ2050","ProductionByTechnologyAnnual","RE1","Residential Biomass Stove","Residential Cooking Demand",2028,null,null,null,null,null,null,338.95598999999999]
["NZ2050","ProductionByTechnologyAnnual","RE1","Residential Biomass Stove","Residential Cooking Demand",2029,null,null,null,null,null,null,341.7013]
["NZ2050","ProductionByTechnologyAnnual","RE1","Residential Biomass Stove","Residential Cooking Demand",2030,null,null,null,null,null,null,344.62912]
["NZ2050","ProductionByTechnologyAnnual","RE1","Residential Biomass Stove","Residential Cooking Demand",2031,null,null,null,null,null,null,344.60726]
["NZ2050","ProductionByTechnologyAnnual","RE1","Residential Biomass Stove","Residential Cooking Demand",2032,null,null,null,null,null,null,344.69299000000001]
["NZ2050","ProductionByTechnologyAnnual","RE1","Residential Biomass Stove","Residential Cooking Demand",2033,null,null,null,null,null,null,344.87045999999998]
["NZ2050","ProductionByTechnologyAnnual","RE1","Residential Biomass Stove","Residential Cooking Demand",2034,null,null,null,null,null,null,345.12727000000001]
["NZ2050","ProductionByTechnologyAnnual","RE1","Residential Biomass Stove","Residential Cooking Demand",2035,null,null,null,null,null,null,349.66298999999998]
["NZ2050","ProductionByTechnologyAnnual","RE1","Residential Biomass Stove","Residential Cooking Demand",2036,null,null,null,null,null,null,351.06414000000001]
["NZ2050","ProductionByTechnologyAnnual","RE1","Residential Biomass Stove","Residential Cooking Demand",2037,null,null,null,null,null,null,352.43714]
["NZ2050","ProductionByTechnologyAnnual","RE1","Residential Biomass Stove","Residential Cooking Demand",2038,null,null,null,null,null,null,353.78784000000002]
["NZ2050","ProductionByTechnologyAnnual","RE1","Residential Biomass Stove","Residential Cooking Demand",2039,null,null,null,null,null,null,355.12205999999998]
["NZ2050","ProductionByTechnologyAnnual","RE1","Residential Biomass Stove","Residential Cooking Demand",2040,null,null,null,null,null,null,356.44432999999998]
["NZ2050","ProductionByTechnologyAnnual","RE1","Residential Biomass Stove","Residential Cooking Demand",2041,null,null,null,null,null,null,355.84994]
["NZ2050","ProductionByTechnologyAnnual","RE1","Residential Biomass Stove","Residential Cooking Demand",2042,null,null,null,null,null,null,355.27262000000002]
["NZ2050","ProductionByTechnologyAnnual","RE1","Residential Biomass Stove","Residential Cooking Demand",2043,null,null,null,null,null,null,354.71154999999999]
["NZ2050","ProductionByTechnologyAnnual","RE1","Residential Biomass Stove","Residential Cooking Demand",2044,null,null,null,null,null,null,354.16579999999999]
["NZ2050","ProductionByTechnologyAnnual","RE1","Residential Biomass Stove","Residential Cooking Demand",2045,null,null,null,null,null,null,353.63431000000003]
["NZ2050","ProductionByTechnologyAnnual","RE1","Residential Biomass Stove","Residential Cooking Demand",2046,null,null,null,null,null,null,353.24919]
["NZ2050","ProductionByTechnologyAnnual","RE1","Residential Biomass Stove","Residential Cooking Demand",2047,null,null,null,null,null,null,352.86604999999997]
["NZ2050","ProductionByTechnologyAnnual","RE1","Residential Biomass Stove","Residential Cooking Demand",2048,null,null,null,null,null,null,352.48399000000001]
["NZ2050","ProductionByTechnologyAnnual","RE1","Residential Biomass Stove","Residential Cooking Demand",2049,null,null,null,null,null,null,352.10176999999999]
["NZ2050","ProductionByTechnologyAnnual","RE1","Residential Biomass Stove","Residential Cooking Demand",2050,null,null,null,null,null,null,351.71836000000002]
["NZ2050","ProductionByTechnologyAnnual","RE1","Residential Biomass Stove","Residential Cooking Demand",2051,null,null,null,null,null,null,351.21463999999997]
["NZ2050","ProductionByTechnologyAnnual","RE1","Residential Biomass Stove","Residential Cooking Demand",2052,null,null,null,null,null,null,350.71024]
["NZ2050","ProductionByTechnologyAnnual","RE1","Residential Biomass Stove","Residential Cooking Demand",2053,null,null,null,null,null,null,350.20386000000002]
["NZ2050","ProductionByTechnologyAnnual","RE1","Residential Biomass Stove","Residential Cooking Demand",2054,null,null,null,null,null,null,349.69405]
["NZ2050","ProductionByTechnologyAnnual","RE1","Residential Biomass Stove","Residential Cooking Demand",2055,null,null,null,null,null,null,349.17993999999999]
["NZ2050","ProductionByTechnologyAnnual","RE1","Residential Biomass Stove","Residential Cooking Demand",2056,null,null,null,null,null,null,348.66152]
["NZ2050","ProductionByTechnologyAnnual","RE1","Residential Biomass Stove","Residential Cooking Demand",2057,null,null,null,null,null,null,348.13911999999999]
["NZ2050","ProductionByTechnologyAnnual","RE1","Residential Biomass Stove","Residential Cooking Demand",2058,null,null,null,null,null,null,347.61279999999999]
["NZ2050","ProductionByTechnologyAnnual","RE1","Residential Biomass Stove","Residential Cooking Demand",2059,null,null,null,null,null,null,347.08267000000001]
["NZ2050","ProductionByTechnologyAnnual","RE1","Residential Biomass Stove","Residential Cooking Demand",2060,null,null,null,null,null,null,346.54899]
["NZ2050","ProductionByTechnologyAnnual","RE1","Residential Biomass Stove","Residential Cooking Demand",2061,null,null,null,null,null,null,345.88141000000002]
["NZ2050","ProductionByTechnologyAnnual","RE1","Residential Biomass Stove","Residential Cooking Demand",2062,null,null,null,null,null,null,345.21120000000002]
["NZ2050","ProductionByTechnologyAnnual","RE1","Residential Biomass Stove","Residential Cooking Demand",2063,null,null,null,null,null,null,344.53908000000001]
["NZ2050","ProductionByTechnologyAnnual","RE1","Residential Biomass Stove","Residential Cooking Demand",2064,null,null,null,null,null,null,343.86581000000001]
["NZ2050","ProductionByTechnologyAnnual","RE1","Residential Biomass Stove","Residential Cooking Demand",2065,null,null,null,null,null,null,343.19202000000001]
["NZ2050","ProductionByTechnologyAnnual","RE1","Residential Biomass Stove","Residential Cooking Demand",2066,null,null,null,null,null,null,342.51794000000001]
["NZ2050","ProductionByTechnologyAnnual","RE1","Residential Biomass Stove","Residential Cooking Demand",2067,null,null,null,null,null,null,341.84374000000003]
["NZ2050","ProductionByTechnologyAnnual","RE1","Residential Biomass Stove","Residential Cooking Demand",2068,null,null,null,null,null,null,341.16969999999998]
["NZ2050","ProductionByTechnologyAnnual","RE1","Residential Biomass Stove","Residential Cooking Demand",2069,null,null,null,null,null,null,340.49610999999999]
["NZ2050","ProductionByTechnologyAnnual","RE1","Residential Biomass Stove","Residential Cooking Demand",2070,null,null,null,null,null,null,339.82308999999998]
["NZ2050","ProductionByTechnologyAnnual","RE1","Residential Biomass Heating","Residential Low Heat Demand",2015,null,null,null,null,null,null,111.04398]
["NZ2050","ProductionByTechnologyAnnual","RE1","Residential Biomass Heating","Residential Low Heat Demand",2016,null,null,null,null,null,null,115.81882]
["NZ2050","ProductionByTechnologyAnnual","RE1","Residential Biomass Heating","Residential Low Heat Demand",2017,null,null,null,null,null,null,120.81140000000001]
["NZ2050","ProductionByTechnologyAnnual","RE1","Residential Biomass Heating","Residential Low Heat Demand",2018,null,null,null,null,null,null,126.01734999999999]
["NZ2050","ProductionByTechnologyAnnual","RE1","Residential Biomass Heating","Residential Low Heat Demand",2019,null,null,null,null,null,null,131.44585000000001]
["NZ2050","ProductionByTechnologyAnnual","RE1","Residential Biomass Heating","Residential Low Heat Demand",2020,null,null,null,null,null,null,137.10642999999999]
["NZ2050","ProductionByTechnologyAnnual","RE1","Residential Biomass Heating","Residential Low Heat Demand",2021,null,null,null,null,null,null,137.96807999999999]
["NZ2050","ProductionByTechnologyAnnual","RE1","Residential Biomass Heating","Residential Low Heat Demand",2022,null,null,null,null,null,null,138.92352]
["NZ2050","ProductionByTechnologyAnnual","RE1","Residential Biomass Heating","Residential Low Heat Demand",2023,null,null,null,null,null,null,139.96563]
["NZ2050","ProductionByTechnologyAnnual","RE1","Residential Biomass Heating","Residential Low Heat Demand",2024,null,null,null,null,null,null,141.08861999999999]
["NZ2050","ProductionByTechnologyAnnual","RE1","Residential Biomass Heating","Residential Low Heat Demand",2025,null,null,null,null,null,null,142.28746000000001]
["NZ2050","ProductionByTechnologyAnnual","RE1","Residential Biomass Heating","Residential Low Heat Demand",2026,null,null,null,null,null,null,143.17927]
["NZ2050","ProductionByTechnologyAnnual","RE1","Residential Biomass Heating","Residential Low Heat Demand",2027,null,null,null,null,null,null,144.17579000000001]
["NZ2050","ProductionByTechnologyAnnual","RE1","Residential Biomass Heating","Residential Low Heat Demand",2028,null,null,null,null,null,null,145.26685000000001]
["NZ2050","ProductionByTechnologyAnnual","RE1","Residential Biomass Heating","Residential Low Heat Demand",2029,null,null,null,null,null,null,146.44341]
["NZ2050","ProductionByTechnologyAnnual","RE1","Residential Biomass Heating","Residential Low Heat Demand",2030,null,null,null,null,null,null,147.69819000000001]
["NZ2050","ProductionByTechnologyAnnual","RE1","Residential Biomass Heating","Residential Low Heat Demand",2031,null,null,null,null,null,null,147.68883]
["NZ2050","ProductionByTechnologyAnnual","RE1","Residential Biomass Heating","Residential Low Heat Demand",2032,null,null,null,null,null,null,147.72557]
["NZ2050","ProductionByTechnologyAnnual","RE1","Residential Biomass Heating","Residential Low Heat Demand",2033,null,null,null,null,null,null,147.80162000000001]
["NZ2050","ProductionByTechnologyAnnual","RE1","Residential Biomass Heating","Residential Low Heat Demand",2034,null,null,null,null,null,null,147.91168999999999]
["NZ2050","ProductionByTechnologyAnnual","RE1","Residential Biomass Heating","Residential Low Heat Demand",2035,null,null,null,null,null,null,149.85557]
["NZ2050","ProductionByTechnologyAnnual","RE1","Residential Biomass Heating","Residential Low Heat Demand",2036,null,null,null,null,null,null,150.45606000000001]
["NZ2050","ProductionByTechnologyAnnual","RE1","Residential Biomass Heating","Residential Low Heat Demand",2037,null,null,null,null,null,null,151.04449]
["NZ2050","ProductionByTechnologyAnnual","RE1","Residential Biomass Heating","Residential Low Heat Demand",2038,null,null,null,null,null,null,151.62335999999999]
["NZ2050","ProductionByTechnologyAnnual","RE1","Residential Biomass Heating","Residential Low Heat Demand",2039,null,null,null,null,null,null,152.19516999999999]
["NZ2050","ProductionByTechnologyAnnual","RE1","Residential Biomass Heating","Residential Low Heat Demand",2040,null,null,null,null,null,null,152.76186000000001]
["NZ2050","ProductionByTechnologyAnnual","RE1","Residential Biomass Heating","Residential Low Heat Demand",2041,null,null,null,null,null,null,152.50711999999999]
["NZ2050","ProductionByTechnologyAnnual","RE1","Residential Biomass Heating","Residential Low Heat Demand",2042,null,null,null,null,null,null,152.25969000000001]
["NZ2050","ProductionByTechnologyAnnual","RE1","Residential Biomass Heating","Residential Low Heat Demand",2043,null,null,null,null,null,null,152.01924]
["NZ2050","ProductionByTechnologyAnnual","RE1","Residential Biomass Heating","Residential Low Heat Demand",2044,null,null,null,null,null,null,151.78533999999999]
["NZ2050","ProductionByTechnologyAnnual","RE1","Residential Biomass Heating","Residential Low Heat Demand",2045,null,null,null,null,null,null,151.55756]
["NZ2050","ProductionByTechnologyAnnual","RE1","Residential Biomass Heating","Residential Low Heat Demand",2046,null,null,null,null,null,null,151.39250999999999]
["NZ2050","ProductionByTechnologyAnnual","RE1","Residential Biomass Heating","Residential Low Heat Demand",2047,null,null,null,null,null,null,151.22830999999999]
["NZ2050","ProductionByTechnologyAnnual","RE1","Residential Biomass Heating","Residential Low Heat Demand",2048,null,null,null,null,null,null,151.06457]
["NZ2050","ProductionByTechnologyAnnual","RE1","Residential Biomass Heating","Residential Low Heat Demand",2049,null,null,null,null,null,null,150.90075999999999]
["NZ2050","ProductionByTechnologyAnnual","RE1","Residential Biomass Heating","Residential Low Heat Demand",2050,null,null,null,null,null,null,150.73643999999999]
["NZ2050","ProductionByTechnologyAnnual","RE1","Residential Biomass Heating","Residential Low Heat Demand",2051,null,null,null,null,null,null,150.52055999999999]
["NZ2050","ProductionByTechnologyAnnual","RE1","Residential Biomass Heating","Residential Low Heat Demand",2052,null,null,null,null,null,null,150.30439000000001]
["NZ2050","ProductionByTechnologyAnnual","RE1","Residential Biomass Heating","Residential Low Heat Demand",2053,null,null,null,null,null,null,150.08736999999999]
["NZ2050","ProductionByTechnologyAnnual","RE1","Residential Biomass Heating","Residential Low Heat Demand",2054,null,null,null,null,null,null,149.86887999999999]
["NZ2050","ProductionByTechnologyAnnual","RE1","Residential Biomass Heating","Residential Low Heat Demand",2055,null,null,null,null,null,null,149.64855]
["NZ2050","ProductionByTechnologyAnnual","RE1","Residential Biomass Heating","Residential Low Heat Demand",2056,null,null,null,null,null,null,149.42635999999999]
["NZ2050","ProductionByTechnologyAnnual","RE1","Residential Biomass Heating","Residential Low Heat Demand",2057,null,null,null,null,null,null,149.20248000000001]
["NZ2050","ProductionByTechnologyAnnual","RE1","Residential Biomass Heating","Residential Low Heat Demand",2058,null,null,null,null,null,null,148.97691]
["NZ2050","ProductionByTechnologyAnnual","RE1","Residential Biomass Heating","Residential Low Heat Demand",2059,null,null,null,null,null,null,148.74970999999999]
["NZ2050","ProductionByTechnologyAnnual","RE1","Residential Biomass Heating","Residential Low Heat Demand",2060,null,null,null,null,null,null,148.52099000000001]
["NZ2050","ProductionByTechnologyAnnual","RE1","Residential Biomass Heating","Residential Low Heat Demand",2061,null,null,null,null,null,null,148.23489000000001]
["NZ2050","ProductionByTechnologyAnnual","RE1","Residential Biomass Heating","Residential Low Heat Demand",2062,null,null,null,null,null,null,147.94766000000001]
["NZ2050","ProductionByTechnologyAnnual","RE1","Residential Biomass Heating","Residential Low Heat Demand",2063,null,null,null,null,null,null,147.65960999999999]
["NZ2050","ProductionByTechnologyAnnual","RE1","Residential Biomass Heating","Residential Low Heat Demand",2064,null,null,null,null,null,null,147.37106]
["NZ2050","ProductionByTechnologyAnnual","RE1","Residential Biomass Heating","Residential Low Heat Demand",2065,null,null,null,null,null,null,147.08229]
["NZ2050","ProductionByTechnologyAnnual","RE1","Residential Biomass Heating","Residential Low Heat Demand",2066,null,null,null,null,null,null,146.79339999999999]
["NZ2050","ProductionByTechnologyAnnual","RE1","Residential Biomass Heating","Residential Low Heat Demand",2067,null,null,null,null,null,null,146.50445999999999]
["NZ2050","ProductionByTechnologyAnnual","RE1","Residential Biomass Heating","Residential Low Heat Demand",2068,null,null,null,null,null,null,146.21558999999999]
["NZ2050","ProductionByTechnologyAnnual","RE1","Residential Biomass Heating","Residential Low Heat Demand",2069,null,null,null,null,null,null,145.92690999999999]
["NZ2050","ProductionByTechnologyAnnual","RE1","Residential Biomass Heating","Residential Low Heat Demand",2070,null,null,null,null,null,null,145.63847000000001]
["NZ2050","ProductionByTechnologyAnnual","RE1","Commercial Standard Efficiency Appliances","Commercial Electricity Demand",2015,null,null,null,null,null,null,103.798]
["NZ2050","ProductionByTechnologyAnnual","RE1","Commercial Standard Efficiency Appliances","Commercial Electricity Demand",2016,null,null,null,null,null,null,133.19999999999999]
["NZ2050","ProductionByTechnologyAnnual","RE1","Commercial Standard Efficiency Appliances","Commercial Electricity Demand",2017,null,null,null,null,null,null,133.21]
["NZ2050","ProductionByTechnologyAnnual","RE1","Commercial Standard Efficiency Appliances","Commercial Electricity Demand",2018,null,null,null,null,null,null,133.21]
["NZ2050","ProductionByTechnologyAnnual","RE1","Commercial Standard Efficiency Appliances","Commercial Electricity Demand",2019,null,null,null,null,null,null,133.21]
["NZ2050","ProductionByTechnologyAnnual","RE1","Commercial Standard Efficiency Appliances","Commercial Electricity Demand",2020,null,null,null,null,null,null,122.81]
["NZ2050","ProductionByTechnologyAnnual","RE1","Commercial Standard Efficiency Appliances","Commercial Electricity Demand",2021,null,null,null,null,null,null,75.63]
["NZ2050","ProductionByTechnologyAnnual","RE1","Commercial Standard Efficiency Appliances","Commercial Electricity Demand",2022,null,null,null,null,null,null,126.22229]
["NZ2050","ProductionByTechnologyAnnual","RE1","Commercial Standard Efficiency Appliances","Commercial Electricity Demand",2023,null,null,null,null,null,null,129.52659]
["NZ2050","ProductionByTechnologyAnnual","RE1","Commercial Standard Efficiency Appliances","Commercial Electricity Demand",2024,null,null,null,null,null,null,132.85012]
["NZ2050","ProductionByTechnologyAnnual","RE1","Commercial Standard Efficiency Appliances","Commercial Electricity Demand",2025,null,null,null,null,null,null,136.28564]
["NZ2050","ProductionByTechnologyAnnual","RE1","Commercial Standard Efficiency Appliances","Commercial Electricity Demand",2026,null,null,null,null,null,null,139.85427000000001]
["NZ2050","ProductionByTechnologyAnnual","RE1","Commercial Standard Efficiency Appliances","Commercial Electricity Demand",2027,null,null,null,null,null,null,139.44857999999999]
["NZ2050","ProductionByTechnologyAnnual","RE1","Commercial Standard Efficiency Appliances","Commercial Electricity Demand",2028,null,null,null,null,null,null,139.04504]
["NZ2050","ProductionByTechnologyAnnual","RE1","Commercial Standard Efficiency Appliances","Commercial Electricity Demand",2029,null,null,null,null,null,null,48.626220000000004]
["NZ2050","ProductionByTechnologyAnnual","RE1","Commercial Standard Efficiency Appliances","Commercial Electricity Demand",2030,null,null,null,null,null,null,22.67005]
["NZ2050","ProductionByTechnologyAnnual","RE1","Commercial Standard Efficiency Appliances","Commercial Electricity Demand",2031,null,null,null,null,null,null,17.580635999999998]
["NZ2050","ProductionByTechnologyAnnual","RE1","Commercial Standard Efficiency Appliances","Commercial Electricity Demand",2032,null,null,null,null,null,null,18.008710000000001]
["NZ2050","ProductionByTechnologyAnnual","RE1","Commercial Standard Efficiency Appliances","Commercial Electricity Demand",2033,null,null,null,null,null,null,18.439239000000001]
["NZ2050","ProductionByTechnologyAnnual","RE1","Commercial Standard Efficiency Appliances","Commercial Electricity Demand",2034,null,null,null,null,null,null,18.014392000000001]
["NZ2050","ProductionByTechnologyAnnual","RE1","Commercial Standard Efficiency Appliances","Commercial Electricity Demand",2035,null,null,null,null,null,null,17.178567999999999]
["NZ2050","ProductionByTechnologyAnnual","RE1","Commercial Standard Efficiency Appliances","Commercial Electricity Demand",2036,null,null,null,null,null,null,18.844571999999999]
["NZ2050","ProductionByTechnologyAnnual","RE1","Commercial Standard Efficiency Appliances","Commercial Electricity Demand",2037,null,null,null,null,null,null,19.261057999999998]
["NZ2050","ProductionByTechnologyAnnual","RE1","Commercial Standard Efficiency Appliances","Commercial Electricity Demand",2038,null,null,null,null,null,null,19.678132000000002]
["NZ2050","ProductionByTechnologyAnnual","RE1","Commercial Standard Efficiency Appliances","Commercial Electricity Demand",2039,null,null,null,null,null,null,20.095631999999998]
["NZ2050","ProductionByTechnologyAnnual","RE1","Commercial Standard Efficiency Appliances","Commercial Electricity Demand",2040,null,null,null,null,null,null,20.513363999999999]
["NZ2050","ProductionByTechnologyAnnual","RE1","Commercial Standard Efficiency Appliances","Commercial Electricity Demand",2041,null,null,null,null,null,null,19.510968999999999]
["NZ2050","ProductionByTechnologyAnnual","RE1","Commercial Standard Efficiency Appliances","Commercial Electricity Demand",2042,null,null,null,null,null,null,19.899996999999999]
["NZ2050","ProductionByTechnologyAnnual","RE1","Commercial Standard Efficiency Appliances","Commercial Electricity Demand",2043,null,null,null,null,null,null,20.288457000000001]
["NZ2050","ProductionByTechnologyAnnual","RE1","Commercial Standard Efficiency Appliances","Commercial Electricity Demand",2044,null,null,null,null,null,null,20.676106999999998]
["NZ2050","ProductionByTechnologyAnnual","RE1","Commercial Standard Efficiency Appliances","Commercial Electricity Demand",2045,null,null,null,null,null,null,21.062708000000001]
["NZ2050","ProductionByTechnologyAnnual","RE1","Commercial Standard Efficiency Appliances","Commercial Electricity Demand",2046,null,null,null,null,null,null,21.448029999999999]
["NZ2050","ProductionByTechnologyAnnual","RE1","Commercial Standard Efficiency Appliances","Commercial Electricity Demand",2047,null,null,null,null,null,null,23.420859]
["NZ2050","ProductionByTechnologyAnnual","RE1","Commercial Standard Efficiency Appliances","Commercial Electricity Demand",2048,null,null,null,null,null,null,23.830749999999998]
["NZ2050","ProductionByTechnologyAnnual","RE1","Commercial Standard Efficiency Appliances","Commercial Electricity Demand",2049,null,null,null,null,null,null,22.594042000000002]
["NZ2050","ProductionByTechnologyAnnual","RE1","Commercial Standard Efficiency Appliances","Commercial Electricity Demand",2050,null,null,null,null,null,null,24.643965999999999]
["NZ2050","ProductionByTechnologyAnnual","RE1","Commercial Standard Efficiency Appliances","Commercial Electricity Demand",2051,null,null,null,null,null,null,25.046794999999999]
["NZ2050","ProductionByTechnologyAnnual","RE1","Commercial Standard Efficiency Appliances","Commercial Electricity Demand",2052,null,null,null,null,null,null,25.446787]
["NZ2050","ProductionByTechnologyAnnual","RE1","Commercial Standard Efficiency Appliances","Commercial Electricity Demand",2053,null,null,null,null,null,null,25.843775000000001]
["NZ2050","ProductionByTechnologyAnnual","RE1","Commercial Standard Efficiency Appliances","Commercial Electricity Demand",2054,null,null,null,null,null,null,26.237611000000001]
["NZ2050","ProductionByTechnologyAnnual","RE1","Commercial Standard Efficiency Appliances","Commercial Electricity Demand",2055,null,null,null,null,null,null,26.628119000000002]
["NZ2050","ProductionByTechnologyAnnual","RE1","Commercial Standard Efficiency Appliances","Commercial Electricity Demand",2056,null,null,null,null,null,null,27.015101999999999]
["NZ2050","ProductionByTechnologyAnnual","RE1","Commercial Standard Efficiency Appliances","Commercial Electricity Demand",2057,null,null,null,null,null,null,27.398282999999999]
["NZ2050","ProductionByTechnologyAnnual","RE1","Commercial Standard Efficiency Appliances","Commercial Electricity Demand",2058,null,null,null,null,null,null,27.777308000000001]
["NZ2050","ProductionByTechnologyAnnual","RE1","Commercial Standard Efficiency Appliances","Commercial Electricity Demand",2059,null,null,null,null,null,null,28.151768000000001]
["NZ2050","ProductionByTechnologyAnnual","RE1","Commercial Standard Efficiency Appliances","Commercial Electricity Demand",2060,null,null,null,null,null,null,28.521314]
["NZ2050","ProductionByTechnologyAnnual","RE1","Commercial Standard Efficiency Appliances","Commercial Electricity Demand",2061,null,null,null,null,null,null,28.885695999999999]
["NZ2050","ProductionByTechnologyAnnual","RE1","Commercial Standard Efficiency Appliances","Commercial Electricity Demand",2062,null,null,null,null,null,null,29.244743]
["NZ2050","ProductionByTechnologyAnnual","RE1","Commercial Standard Efficiency Appliances","Commercial Electricity Demand",2063,null,null,null,null,null,null,29.598258000000001]
["NZ2050","ProductionByTechnologyAnnual","RE1","Commercial Standard Efficiency Appliances","Commercial Electricity Demand",2064,null,null,null,null,null,null,29.946083999999999]
["NZ2050","ProductionByTechnologyAnnual","RE1","Commercial Standard Efficiency Appliances","Commercial Electricity Demand",2065,null,null,null,null,null,null,30.288053000000001]
["NZ2050","ProductionByTechnologyAnnual","RE1","Commercial Standard Efficiency Appliances","Commercial Electricity Demand",2066,null,null,null,null,null,null,30.623965999999999]
["NZ2050","ProductionByTechnologyAnnual","RE1","Commercial Standard Efficiency Appliances","Commercial Electricity Demand",2067,null,null,null,null,null,null,30.953652000000002]
["NZ2050","ProductionByTechnologyAnnual","RE1","Commercial Standard Efficiency Appliances","Commercial Electricity Demand",2068,null,null,null,null,null,null,31.277016]
["NZ2050","ProductionByTechnologyAnnual","RE1","Commercial Standard Efficiency Appliances","Commercial Electricity Demand",2069,null,null,null,null,null,null,31.594004000000002]
["NZ2050","ProductionByTechnologyAnnual","RE1","Commercial Standard Efficiency Appliances","Commercial Electricity Demand",2070,null,null,null,null,null,null,33.423062999999999]
["NZ2050","ProductionByTechnologyAnnual","RE1","Commercial Deep Efficiency","Commercial Electricity Demand",2027,null,null,null,null,null,null,4.0771448000000001]
["NZ2050","ProductionByTechnologyAnnual","RE1","Commercial Deep Efficiency","Commercial Electricity Demand",2028,null,null,null,null,null,null,8.2351358999999995]
["NZ2050","ProductionByTechnologyAnnual","RE1","Commercial Deep Efficiency","Commercial Electricity Demand",2029,null,null,null,null,null,null,102.45538999999999]
["NZ2050","ProductionByTechnologyAnnual","RE1","Commercial Deep Efficiency","Commercial Electricity Demand",2030,null,null,null,null,null,null,132.23285999999999]
["NZ2050","ProductionByTechnologyAnnual","RE1","Commercial Deep Efficiency","Commercial Electricity Demand",2031,null,null,null,null,null,null,141.16112000000001]
["NZ2050","ProductionByTechnologyAnnual","RE1","Commercial Deep Efficiency","Commercial Electricity Demand",2032,null,null,null,null,null,null,144.59827000000001]
["NZ2050","ProductionByTechnologyAnnual","RE1","Commercial Deep Efficiency","Commercial Electricity Demand",2033,null,null,null,null,null,null,148.05515]
["NZ2050","ProductionByTechnologyAnnual","RE1","Commercial Deep Efficiency","Commercial Electricity Demand",2034,null,null,null,null,null,null,152.38586000000001]
["NZ2050","ProductionByTechnologyAnnual","RE1","Commercial Deep Efficiency","Commercial Electricity Demand",2035,null,null,null,null,null,null,157.14251999999999]
["NZ2050","ProductionByTechnologyAnnual","RE1","Commercial Deep Efficiency","Commercial Electricity Demand",2036,null,null,null,null,null,null,159.40844999999999]
["NZ2050","ProductionByTechnologyAnnual","RE1","Commercial Deep Efficiency","Commercial Electricity Demand",2037,null,null,null,null,null,null,162.93155999999999]
["NZ2050","ProductionByTechnologyAnnual","RE1","Commercial Deep Efficiency","Commercial Electricity Demand",2038,null,null,null,null,null,null,166.45963]
["NZ2050","ProductionByTechnologyAnnual","RE1","Commercial Deep Efficiency","Commercial Electricity Demand",2039,null,null,null,null,null,null,169.99132]
["NZ2050","ProductionByTechnologyAnnual","RE1","Commercial Deep Efficiency","Commercial Electricity Demand",2040,null,null,null,null,null,null,173.52495999999999]
["NZ2050","ProductionByTechnologyAnnual","RE1","Commercial Deep Efficiency","Commercial Electricity Demand",2041,null,null,null,null,null,null,178.47837999999999]
["NZ2050","ProductionByTechnologyAnnual","RE1","Commercial Deep Efficiency","Commercial Electricity Demand",2042,null,null,null,null,null,null,182.03704999999999]
["NZ2050","ProductionByTechnologyAnnual","RE1","Commercial Deep Efficiency","Commercial Electricity Demand",2043,null,null,null,null,null,null,185.59052]
["NZ2050","ProductionByTechnologyAnnual","RE1","Commercial Deep Efficiency","Commercial Electricity Demand",2044,null,null,null,null,null,null,189.13659000000001]
["NZ2050","ProductionByTechnologyAnnual","RE1","Commercial Deep Efficiency","Commercial Electricity Demand",2045,null,null,null,null,null,null,192.67304999999999]
["NZ2050","ProductionByTechnologyAnnual","RE1","Commercial Deep Efficiency","Commercial Electricity Demand",2046,null,null,null,null,null,null,196.19782000000001]
["NZ2050","ProductionByTechnologyAnnual","RE1","Commercial Deep Efficiency","Commercial Electricity Demand",2047,null,null,null,null,null,null,198.1198]
["NZ2050","ProductionByTechnologyAnnual","RE1","Commercial Deep Efficiency","Commercial Electricity Demand",2048,null,null,null,null,null,null,201.58711]
["NZ2050","ProductionByTechnologyAnnual","RE1","Commercial Deep Efficiency","Commercial Electricity Demand",2049,null,null,null,null,null,null,206.68107000000001]
["NZ2050","ProductionByTechnologyAnnual","RE1","Commercial Deep Efficiency","Commercial Electricity Demand",2050,null,null,null,null,null,null,208.46619999999999]
["NZ2050","ProductionByTechnologyAnnual","RE1","Commercial Deep Efficiency","Commercial Electricity Demand",2051,null,null,null,null,null,null,211.87378000000001]
["NZ2050","ProductionByTechnologyAnnual","RE1","Commercial Deep Efficiency","Commercial Electricity Demand",2052,null,null,null,null,null,null,215.25736000000001]
["NZ2050","ProductionByTechnologyAnnual","RE1","Commercial Deep Efficiency","Commercial Electricity Demand",2053,null,null,null,null,null,null,218.61553000000001]
["NZ2050","ProductionByTechnologyAnnual","RE1","Commercial Deep Efficiency","Commercial Electricity Demand",2054,null,null,null,null,null,null,221.94703999999999]
["NZ2050","ProductionByTechnologyAnnual","RE1","Commercial Deep Efficiency","Commercial Electricity Demand",2055,null,null,null,null,null,null,225.25039000000001]
["NZ2050","ProductionByTechnologyAnnual","RE1","Commercial Deep Efficiency","Commercial Electricity Demand",2056,null,null,null,null,null,null,228.52392]
["NZ2050","ProductionByTechnologyAnnual","RE1","Commercial Deep Efficiency","Commercial Electricity Demand",2057,null,null,null,null,null,null,231.7653]
["NZ2050","ProductionByTechnologyAnnual","RE1","Commercial Deep Efficiency","Commercial Electricity Demand",2058,null,null,null,null,null,null,234.97150999999999]
["NZ2050","ProductionByTechnologyAnnual","RE1","Commercial Deep Efficiency","Commercial Electricity Demand",2059,null,null,null,null,null,null,238.13910999999999]
["NZ2050","ProductionByTechnologyAnnual","RE1","Commercial Deep Efficiency","Commercial Electricity Demand",2060,null,null,null,null,null,null,241.26515000000001]
["NZ2050","ProductionByTechnologyAnnual","RE1","Commercial Deep Efficiency","Commercial Electricity Demand",2061,null,null,null,null,null,null,244.3475]
["NZ2050","ProductionByTechnologyAnnual","RE1","Commercial Deep Efficiency","Commercial Electricity Demand",2062,null,null,null,null,null,null,247.38471999999999]
["NZ2050","ProductionByTechnologyAnnual","RE1","Commercial Deep Efficiency","Commercial Electricity Demand",2063,null,null,null,null,null,null,250.37514999999999]
["NZ2050","ProductionByTechnologyAnnual","RE1","Commercial Deep Efficiency","Commercial Electricity Demand",2064,null,null,null,null,null,null,253.31745000000001]
["NZ2050","ProductionByTechnologyAnnual","RE1","Commercial Deep Efficiency","Commercial Electricity Demand",2065,null,null,null,null,null,null,256.21019999999999]
["NZ2050","ProductionByTechnologyAnnual","RE1","Commercial Deep Efficiency","Commercial Electricity Demand",2066,null,null,null,null,null,null,259.05173000000002]
["NZ2050","ProductionByTechnologyAnnual","RE1","Commercial Deep Efficiency","Commercial Electricity Demand",2067,null,null,null,null,null,null,261.84057999999999]
["NZ2050","ProductionByTechnologyAnnual","RE1","Commercial Deep Efficiency","Commercial Electricity Demand",2068,null,null,null,null,null,null,264.57594999999998]
["NZ2050","ProductionByTechnologyAnnual","RE1","Commercial Deep Efficiency","Commercial Electricity Demand",2069,null,null,null,null,null,null,267.25740000000002]
["NZ2050","ProductionByTechnologyAnnual","RE1","Commercial Deep Efficiency","Commercial Electricity Demand",2070,null,null,null,null,null,null,268.36554999999998]
["NZ2050","ProductionByTechnologyAnnual","RE1","Commercial Biomass Heating ","Commercial Low Heat Demand",2015,null,null,null,null,null,null,49.059956]
["NZ2050","ProductionByTechnologyAnnual","RE1","Commercial Biomass Heating ","Commercial Low Heat Demand",2016,null,null,null,null,null,null,51.167233000000003]
["NZ2050","ProductionByTechnologyAnnual","RE1","Commercial Biomass Heating ","Commercial Low Heat Demand",2017,null,null,null,null,null,null,53.365023999999998]
["NZ2050","ProductionByTechnologyAnnual","RE1","Commercial Biomass Heating ","Commercial Low Heat Demand",2018,null,null,null,null,null,null,55.657217000000003]
["NZ2050","ProductionByTechnologyAnnual","RE1","Commercial Biomass Heating ","Commercial Low Heat Demand",2019,null,null,null,null,null,null,58.047865999999999]
["NZ2050","ProductionByTechnologyAnnual","RE1","Commercial Biomass Heating ","Commercial Low Heat Demand",2020,null,null,null,null,null,null,60.541201999999998]
["NZ2050","ProductionByTechnologyAnnual","RE1","Commercial Biomass Heating ","Commercial Low Heat Demand",2021,null,null,null,null,null,null,60.918660000000003]
["NZ2050","ProductionByTechnologyAnnual","RE1","Commercial Biomass Heating ","Commercial Low Heat Demand",2022,null,null,null,null,null,null,61.337412999999998]
["NZ2050","ProductionByTechnologyAnnual","RE1","Commercial Biomass Heating ","Commercial Low Heat Demand",2023,null,null,null,null,null,null,61.794308000000001]
["NZ2050","ProductionByTechnologyAnnual","RE1","Commercial Biomass Heating ","Commercial Low Heat Demand",2024,null,null,null,null,null,null,62.286782000000002]
["NZ2050","ProductionByTechnologyAnnual","RE1","Commercial Biomass Heating ","Commercial Low Heat Demand",2025,null,null,null,null,null,null,62.812600000000003]
["NZ2050","ProductionByTechnologyAnnual","RE1","Commercial Biomass Heating ","Commercial Low Heat Demand",2026,null,null,null,null,null,null,63.202742999999998]
["NZ2050","ProductionByTechnologyAnnual","RE1","Commercial Biomass Heating ","Commercial Low Heat Demand",2027,null,null,null,null,null,null,63.638973999999997]
["NZ2050","ProductionByTechnologyAnnual","RE1","Commercial Biomass Heating ","Commercial Low Heat Demand",2028,null,null,null,null,null,null,64.116786000000005]
["NZ2050","ProductionByTechnologyAnnual","RE1","Commercial Biomass Heating ","Commercial Low Heat Demand",2029,null,null,null,null,null,null,64.632180000000005]
["NZ2050","ProductionByTechnologyAnnual","RE1","Commercial Biomass Heating ","Commercial Low Heat Demand",2030,null,null,null,null,null,null,65.181931000000006]
["NZ2050","ProductionByTechnologyAnnual","RE1","Commercial Biomass Heating ","Commercial Low Heat Demand",2031,null,null,null,null,null,null,65.172207]
["NZ2050","ProductionByTechnologyAnnual","RE1","Commercial Biomass Heating ","Commercial Low Heat Demand",2032,null,null,null,null,null,null,65.182637999999997]
["NZ2050","ProductionByTechnologyAnnual","RE1","Commercial Biomass Heating ","Commercial Low Heat Demand",2033,null,null,null,null,null,null,65.210213999999993]
["NZ2050","ProductionByTechnologyAnnual","RE1","Commercial Biomass Heating ","Commercial Low Heat Demand",2034,null,null,null,null,null,null,65.252583000000001]
["NZ2050","ProductionByTechnologyAnnual","RE1","Commercial Biomass Heating ","Commercial Low Heat Demand",2035,null,null,null,null,null,null,66.103655000000003]
["NZ2050","ProductionByTechnologyAnnual","RE1","Commercial Biomass Heating ","Commercial Low Heat Demand",2036,null,null,null,null,null,null,66.361810000000006]
["NZ2050","ProductionByTechnologyAnnual","RE1","Commercial Biomass Heating ","Commercial Low Heat Demand",2037,null,null,null,null,null,null,66.614356999999998]
["NZ2050","ProductionByTechnologyAnnual","RE1","Commercial Biomass Heating ","Commercial Low Heat Demand",2038,null,null,null,null,null,null,66.862397999999999]
["NZ2050","ProductionByTechnologyAnnual","RE1","Commercial Biomass Heating ","Commercial Low Heat Demand",2039,null,null,null,null,null,null,67.107021000000003]
["NZ2050","ProductionByTechnologyAnnual","RE1","Commercial Biomass Heating ","Commercial Low Heat Demand",2040,null,null,null,null,null,null,67.349072000000007]
["NZ2050","ProductionByTechnologyAnnual","RE1","Commercial Biomass Heating ","Commercial Low Heat Demand",2041,null,null,null,null,null,null,67.229476000000005]
["NZ2050","ProductionByTechnologyAnnual","RE1","Commercial Biomass Heating ","Commercial Low Heat Demand",2042,null,null,null,null,null,null,67.112904]
["NZ2050","ProductionByTechnologyAnnual","RE1","Commercial Biomass Heating ","Commercial Low Heat Demand",2043,null,null,null,null,null,null,66.999198000000007]
["NZ2050","ProductionByTechnologyAnnual","RE1","Commercial Biomass Heating ","Commercial Low Heat Demand",2044,null,null,null,null,null,null,66.888171999999997]
["NZ2050","ProductionByTechnologyAnnual","RE1","Commercial Biomass Heating ","Commercial Low Heat Demand",2045,null,null,null,null,null,null,66.779621000000006]
["NZ2050","ProductionByTechnologyAnnual","RE1","Commercial Biomass Heating ","Commercial Low Heat Demand",2046,null,null,null,null,null,null,66.698479000000006]
["NZ2050","ProductionByTechnologyAnnual","RE1","Commercial Biomass Heating ","Commercial Low Heat Demand",2047,null,null,null,null,null,null,66.617473000000004]
["NZ2050","ProductionByTechnologyAnnual","RE1","Commercial Biomass Heating ","Commercial Low Heat Demand",2048,null,null,null,null,null,null,66.536422999999999]
["NZ2050","ProductionByTechnologyAnnual","RE1","Commercial Biomass Heating ","Commercial Low Heat Demand",2049,null,null,null,null,null,null,66.455088000000003]
["NZ2050","ProductionByTechnologyAnnual","RE1","Commercial Biomass Heating ","Commercial Low Heat Demand",2050,null,null,null,null,null,null,66.373270000000005]
["NZ2050","ProductionByTechnologyAnnual","RE1","Commercial Biomass Heating ","Commercial Low Heat Demand",2051,null,null,null,null,null,null,66.269998000000001]
["NZ2050","ProductionByTechnologyAnnual","RE1","Commercial Biomass Heating ","Commercial Low Heat Demand",2052,null,null,null,null,null,null,66.166409000000002]
["NZ2050","ProductionByTechnologyAnnual","RE1","Commercial Biomass Heating ","Commercial Low Heat Demand",2053,null,null,null,null,null,null,66.062253999999996]
["NZ2050","ProductionByTechnologyAnnual","RE1","Commercial Biomass Heating ","Commercial Low Heat Demand",2054,null,null,null,null,null,null,65.957252999999994]
["NZ2050","ProductionByTechnologyAnnual","RE1","Commercial Biomass Heating ","Commercial Low Heat Demand",2055,null,null,null,null,null,null,65.851241000000002]
["NZ2050","ProductionByTechnologyAnnual","RE1","Commercial Biomass Heating ","Commercial Low Heat Demand",2056,null,null,null,null,null,null,65.744208]
["NZ2050","ProductionByTechnologyAnnual","RE1","Commercial Biomass Heating ","Commercial Low Heat Demand",2057,null,null,null,null,null,null,65.636215000000007]
["NZ2050","ProductionByTechnologyAnnual","RE1","Commercial Biomass Heating ","Commercial Low Heat Demand",2058,null,null,null,null,null,null,65.527265]
["NZ2050","ProductionByTechnologyAnnual","RE1","Commercial Biomass Heating ","Commercial Low Heat Demand",2059,null,null,null,null,null,null,65.417376000000004]
["NZ2050","ProductionByTechnologyAnnual","RE1","Commercial Biomass Heating ","Commercial Low Heat Demand",2060,null,null,null,null,null,null,65.306593000000007]
["NZ2050","ProductionByTechnologyAnnual","RE1","Commercial Biomass Heating ","Commercial Low Heat Demand",2061,null,null,null,null,null,null,65.171566999999996]
["NZ2050","ProductionByTechnologyAnnual","RE1","Commercial Biomass Heating ","Commercial Low Heat Demand",2062,null,null,null,null,null,null,65.035871]
["NZ2050","ProductionByTechnologyAnnual","RE1","Commercial Biomass Heating ","Commercial Low Heat Demand",2063,null,null,null,null,null,null,64.899636999999998]
["NZ2050","ProductionByTechnologyAnnual","RE1","Commercial Biomass Heating ","Commercial Low Heat Demand",2064,null,null,null,null,null,null,64.763006000000004]
["NZ2050","ProductionByTechnologyAnnual","RE1","Commercial Biomass Heating ","Commercial Low Heat Demand",2065,null,null,null,null,null,null,64.626092999999997]
["NZ2050","ProductionByTechnologyAnnual","RE1","Commercial Biomass Heating ","Commercial Low Heat Demand",2066,null,null,null,null,null,null,64.488938000000005]
["NZ2050","ProductionByTechnologyAnnual","RE1","Commercial Biomass Heating ","Commercial Low Heat Demand",2067,null,null,null,null,null,null,64.351568]
["NZ2050","ProductionByTechnologyAnnual","RE1","Commercial Biomass Heating ","Commercial Low Heat Demand",2068,null,null,null,null,null,null,64.214033000000001]
["NZ2050","ProductionByTechnologyAnnual","RE1","Commercial Biomass Heating ","Commercial Low Heat Demand",2069,null,null,null,null,null,null,64.076381999999995]
["NZ2050","ProductionByTechnologyAnnual","RE1","Commercial Biomass Heating ","Commercial Low Heat Demand",2070,null,null,null,null,null,null,63.938634999999998]
["NZ2050","AnnualTechnologyEmission","RE1","Crude Oil Extraction","Total CO2 Emissions",2015,null,null,null,null,null,null,10853.804]
["NZ2050","AnnualTechnologyEmission","RE1","Crude Oil Extraction","Total CO2 Emissions",2016,null,null,null,null,null,null,11856.983]
["NZ2050","AnnualTechnologyEmission","RE1","Crude Oil Extraction","Total CO2 Emissions",2017,null,null,null,null,null,null,11856.983]
["NZ2050","AnnualTechnologyEmission","RE1","Crude Oil Extraction","Total CO2 Emissions",2018,null,null,null,null,null,null,15383.558000000001]
["NZ2050","AnnualTechnologyEmission","RE1","Crude Oil Extraction","Total CO2 Emissions",2019,null,null,null,null,null,null,16912.195]
["NZ2050","AnnualTechnologyEmission","RE1","Crude Oil Extraction","Total CO2 Emissions",2020,null,null,null,null,null,null,18593.400000000001]
["NZ2050","AnnualTechnologyEmission","RE1","Crude Oil Extraction","Total CO2 Emissions",2021,null,null,null,null,null,null,18593.400000000001]
["NZ2050","AnnualTechnologyEmission","RE1","Crude Oil Extraction","Total CO2 Emissions",2022,null,null,null,null,null,null,18593.400000000001]
["NZ2050","AnnualTechnologyEmission","RE1","Crude Oil Extraction","Total CO2 Emissions",2023,null,null,null,null,null,null,18593.400000000001]
["NZ2050","AnnualTechnologyEmission","RE1","Crude Oil Extraction","Total CO2 Emissions",2024,null,null,null,null,null,null,18593.400000000001]
["NZ2050","AnnualTechnologyEmission","RE1","Crude Oil Extraction","Total CO2 Emissions",2025,null,null,null,null,null,null,18593.400000000001]
["NZ2050","AnnualTechnologyEmission","RE1","Crude Oil Extraction","Total CO2 Emissions",2026,null,null,null,null,null,null,18593.400000000001]
["NZ2050","AnnualTechnologyEmission","RE1","Crude Oil Extraction","Total CO2 Emissions",2027,null,null,null,null,null,null,18593.400000000001]
["NZ2050","AnnualTechnologyEmission","RE1","Crude Oil Extraction","Total CO2 Emissions",2028,null,null,null,null,null,null,18593.400000000001]
["NZ2050","AnnualTechnologyEmission","RE1","Crude Oil Extraction","Total CO2 Emissions",2029,null,null,null,null,null,null,18593.400000000001]
["NZ2050","AnnualTechnologyEmission","RE1","Crude Oil Extraction","Total CO2 Emissions",2030,null,null,null,null,null,null,18593.400000000001]
["NZ2050","AnnualTechnologyEmission","RE1","Crude Oil Extraction","Total CO2 Emissions",2031,null,null,null,null,null,null,18593.400000000001]
["NZ2050","AnnualTechnologyEmission","RE1","Crude Oil Extraction","Total CO2 Emissions",2032,null,null,null,null,null,null,18593.400000000001]
["NZ2050","AnnualTechnologyEmission","RE1","Crude Oil Extraction","Total CO2 Emissions",2033,null,null,null,null,null,null,18593.400000000001]
["NZ2050","AnnualTechnologyEmission","RE1","Crude Oil Extraction","Total CO2 Emissions",2034,null,null,null,null,null,null,18593.400000000001]
["NZ2050","AnnualTechnologyEmission","RE1","Crude Oil Extraction","Total CO2 Emissions",2035,null,null,null,null,null,null,18593.400000000001]
["NZ2050","AnnualTechnologyEmission","RE1","Crude Oil Extraction","Total CO2 Emissions",2036,null,null,null,null,null,null,18593.400000000001]
["NZ2050","AnnualTechnologyEmission","RE1","Crude Oil Extraction","Total CO2 Emissions",2037,null,null,null,null,null,null,18593.400000000001]
["NZ2050","AnnualTechnologyEmission","RE1","Crude Oil Extraction","Total CO2 Emissions",2038,null,null,null,null,null,null,18593.400000000001]
["NZ2050","AnnualTechnologyEmission","RE1","Crude Oil Extraction","Total CO2 Emissions",2039,null,null,null,null,null,null,18593.400000000001]
["NZ2050","AnnualTechnologyEmission","RE1","Crude Oil Extraction","Total CO2 Emissions",2040,null,null,null,null,null,null,18593.400000000001]
["NZ2050","AnnualTechnologyEmission","RE1","Crude Oil Extraction","Total CO2 Emissions",2041,null,null,null,null,null,null,18593.400000000001]
["NZ2050","AnnualTechnologyEmission","RE1","Crude Oil Extraction","Total CO2 Emissions",2042,null,null,null,null,null,null,18593.400000000001]
["NZ2050","AnnualTechnologyEmission","RE1","Crude Oil Extraction","Total CO2 Emissions",2043,null,null,null,null,null,null,18593.400000000001]
["NZ2050","AnnualTechnologyEmission","RE1","Crude Oil Extraction","Total CO2 Emissions",2044,null,null,null,null,null,null,18593.400000000001]
["NZ2050","AnnualTechnologyEmission","RE1","Crude Oil Extraction","Total CO2 Emissions",2045,null,null,null,null,null,null,18593.400000000001]
["NZ2050","AnnualTechnologyEmission","RE1","Crude Oil Extraction","Total CO2 Emissions",2046,null,null,null,null,null,null,18593.400000000001]
["NZ2050","AnnualTechnologyEmission","RE1","Crude Oil Extraction","Total CO2 Emissions",2047,null,null,null,null,null,null,18593.400000000001]
["NZ2050","AnnualTechnologyEmission","RE1","Crude Oil Extraction","Total CO2 Emissions",2048,null,null,null,null,null,null,18593.400000000001]
["NZ2050","AnnualTechnologyEmission","RE1","Crude Oil Extraction","Total CO2 Emissions",2049,null,null,null,null,null,null,18593.400000000001]
["NZ2050","AnnualTechnologyEmission","RE1","Coal Imports","Total CO2 Emissions",2015,null,null,null,null,null,null,186560.78]
["NZ2050","AnnualTechnologyEmission","RE1","Coal Imports","Total CO2 Emissions",2016,null,null,null,null,null,null,186693.07]
["NZ2050","AnnualTechnologyEmission","RE1","Coal Imports","Total CO2 Emissions",2017,null,null,null,null,null,null,187892.02]
["NZ2050","AnnualTechnologyEmission","RE1","Coal Imports","Total CO2 Emissions",2018,null,null,null,null,null,null,190631.65]
["NZ2050","AnnualTechnologyEmission","RE1","Coal Imports","Total CO2 Emissions",2019,null,null,null,null,null,null,182064.32]
["NZ2050","AnnualTechnologyEmission","RE1","Coal Imports","Total CO2 Emissions",2020,null,null,null,null,null,null,172546.92]
["NZ2050","AnnualTechnologyEmission","RE1","Coal Imports","Total CO2 Emissions",2021,null,null,null,null,null,null,172917.75]
["NZ2050","AnnualTechnologyEmission","RE1","Coal Imports","Total CO2 Emissions",2022,null,null,null,null,null,null,165569.72]
["NZ2050","AnnualTechnologyEmission","RE1","Coal Imports","Total CO2 Emissions",2023,null,null,null,null,null,null,156938.93]
["NZ2050","AnnualTechnologyEmission","RE1","Coal Imports","Total CO2 Emissions",2024,null,null,null,null,null,null,141684.29999999999]
["NZ2050","AnnualTechnologyEmission","RE1","Coal Imports","Total CO2 Emissions",2025,null,null,null,null,null,null,127971.53]
["NZ2050","AnnualTechnologyEmission","RE1","Coal Imports","Total CO2 Emissions",2026,null,null,null,null,null,null,133038.12]
["NZ2050","AnnualTechnologyEmission","RE1","Coal Imports","Total CO2 Emissions",2027,null,null,null,null,null,null,131714.82]
["NZ2050","AnnualTechnologyEmission","RE1","Coal Imports","Total CO2 Emissions",2028,null,null,null,null,null,null,124714.55]
["NZ2050","AnnualTechnologyEmission","RE1","Coal Imports","Total CO2 Emissions",2029,null,null,null,null,null,null,101678.6]
["NZ2050","AnnualTechnologyEmission","RE1","Coal Imports","Total CO2 Emissions",2030,null,null,null,null,null,null,95120.911999999997]
["NZ2050","AnnualTechnologyEmission","RE1","Coal Imports","Total CO2 Emissions",2031,null,null,null,null,null,null,88567.884999999995]
["NZ2050","AnnualTechnologyEmission","RE1","Coal Imports","Total CO2 Emissions",2032,null,null,null,null,null,null,82021.035000000003]
["NZ2050","AnnualTechnologyEmission","RE1","Coal Imports","Total CO2 Emissions",2033,null,null,null,null,null,null,75480.456999999995]
["NZ2050","AnnualTechnologyEmission","RE1","Coal Imports","Total CO2 Emissions",2034,null,null,null,null,null,null,68946.277000000002]
["NZ2050","AnnualTechnologyEmission","RE1","Coal Imports","Total CO2 Emissions",2035,null,null,null,null,null,null,62478.391000000003]
["NZ2050","AnnualTechnologyEmission","RE1","Coal Imports","Total CO2 Emissions",2036,null,null,null,null,null,null,55974.406999999999]
["NZ2050","AnnualTechnologyEmission","RE1","Coal Imports","Total CO2 Emissions",2037,null,null,null,null,null,null,49477.171999999999]
["NZ2050","AnnualTechnologyEmission","RE1","Coal Imports","Total CO2 Emissions",2038,null,null,null,null,null,null,42987]
["NZ2050","AnnualTechnologyEmission","RE1","Coal Imports","Total CO2 Emissions",2039,null,null,null,null,null,null,36504.226999999999]
["NZ2050","AnnualTechnologyEmission","RE1","Coal Imports","Total CO2 Emissions",2040,null,null,null,null,null,null,30029.184000000001]
["NZ2050","AnnualTechnologyEmission","RE1","Coal Imports","Total CO2 Emissions",2041,null,null,null,null,null,null,23509.332999999999]
["NZ2050","AnnualTechnologyEmission","RE1","Coal Imports","Total CO2 Emissions",2042,null,null,null,null,null,null,16994.819]
["NZ2050","AnnualTechnologyEmission","RE1","Coal Imports","Total CO2 Emissions",2043,null,null,null,null,null,null,10485.8]
["NZ2050","AnnualTechnologyEmission","RE1","Coal Imports","Total CO2 Emissions",2044,null,null,null,null,null,null,10144.694]
["NZ2050","AnnualTechnologyEmission","RE1","Coal Imports","Total CO2 Emissions",2045,null,null,null,null,null,null,9697.7697000000007]
["NZ2050","AnnualTechnologyEmission","RE1","Coal Imports","Total CO2 Emissions",2046,null,null,null,null,null,null,9259.5025999999998]
["NZ2050","AnnualTechnologyEmission","RE1","Coal Imports","Total CO2 Emissions",2047,null,null,null,null,null,null,8827.3312000000005]
["NZ2050","AnnualTechnologyEmission","RE1","Coal Imports","Total CO2 Emissions",2048,null,null,null,null,null,null,8813.3734000000004]
["NZ2050","AnnualTechnologyEmission","RE1","Coal Imports","Total CO2 Emissions",2049,null,null,null,null,null,null,8288.4652999999998]
["NZ2050","AnnualTechnologyEmission","RE1","Coal Imports","Total CO2 Emissions",2050,null,null,null,null,null,null,2E-3]
["NZ2050","AnnualTechnologyEmission","RE1","Light Fuel Oil Imports","Total CO2 Emissions",2017,null,null,null,null,null,null,1333.1667]
["NZ2050","AnnualTechnologyEmission","RE1","Light Fuel Oil Imports","Total CO2 Emissions",2020,null,null,null,null,null,null,53.608007000000001]
["NZ2050","AnnualTechnologyEmission","RE1","Light Fuel Oil Imports","Total CO2 Emissions",2021,null,null,null,null,null,null,558.04871000000003]
["NZ2050","AnnualTechnologyEmission","RE1","Light Fuel Oil Imports","Total CO2 Emissions",2022,null,null,null,null,null,null,1089.2547]
["NZ2050","AnnualTechnologyEmission","RE1","Light Fuel Oil Imports","Total CO2 Emissions",2023,null,null,null,null,null,null,1647.6575]
["NZ2050","AnnualTechnologyEmission","RE1","Light Fuel Oil Imports","Total CO2 Emissions",2024,null,null,null,null,null,null,2233.8265000000001]
["NZ2050","AnnualTechnologyEmission","RE1","Light Fuel Oil Imports","Total CO2 Emissions",2025,null,null,null,null,null,null,2848.4087]
["NZ2050","AnnualTechnologyEmission","RE1","Light Fuel Oil Imports","Total CO2 Emissions",2026,null,null,null,null,null,null,3441.2094000000002]
["NZ2050","AnnualTechnologyEmission","RE1","Light Fuel Oil Imports","Total CO2 Emissions",2027,null,null,null,null,null,null,4066.4780999999998]
["NZ2050","AnnualTechnologyEmission","RE1","Light Fuel Oil Imports","Total CO2 Emissions",2028,null,null,null,null,null,null,4724.4032999999999]
["NZ2050","AnnualTechnologyEmission","RE1","Light Fuel Oil Imports","Total CO2 Emissions",2029,null,null,null,null,null,null,5415.2637999999997]
["NZ2050","AnnualTechnologyEmission","RE1","Light Fuel Oil Imports","Total CO2 Emissions",2030,null,null,null,null,null,null,6139.5347000000002]
["NZ2050","AnnualTechnologyEmission","RE1","Light Fuel Oil Imports","Total CO2 Emissions",2031,null,null,null,null,null,null,6888.5592999999999]
["NZ2050","AnnualTechnologyEmission","RE1","Light Fuel Oil Imports","Total CO2 Emissions",2032,null,null,null,null,null,null,7670.3945000000003]
["NZ2050","AnnualTechnologyEmission","RE1","Light Fuel Oil Imports","Total CO2 Emissions",2033,null,null,null,null,null,null,8485.5367999999999]
["NZ2050","AnnualTechnologyEmission","RE1","Light Fuel Oil Imports","Total CO2 Emissions",2034,null,null,null,null,null,null,9334.6628999999994]
["NZ2050","AnnualTechnologyEmission","RE1","Light Fuel Oil Imports","Total CO2 Emissions",2035,null,null,null,null,null,null,10535.887000000001]
["NZ2050","AnnualTechnologyEmission","RE1","Light Fuel Oil Imports","Total CO2 Emissions",2036,null,null,null,null,null,null,11545.386]
["NZ2050","AnnualTechnologyEmission","RE1","Light Fuel Oil Imports","Total CO2 Emissions",2037,null,null,null,null,null,null,12590.728999999999]
["NZ2050","AnnualTechnologyEmission","RE1","Light Fuel Oil Imports","Total CO2 Emissions",2038,null,null,null,null,null,null,13673.591]
["NZ2050","AnnualTechnologyEmission","RE1","Light Fuel Oil Imports","Total CO2 Emissions",2039,null,null,null,null,null,null,14795.743]
["NZ2050","AnnualTechnologyEmission","RE1","Light Fuel Oil Imports","Total CO2 Emissions",2040,null,null,null,null,null,null,15958.953]
["NZ2050","AnnualTechnologyEmission","RE1","Light Fuel Oil Imports","Total CO2 Emissions",2041,null,null,null,null,null,null,16884.181]
["NZ2050","AnnualTechnologyEmission","RE1","Light Fuel Oil Imports","Total CO2 Emissions",2042,null,null,null,null,null,null,17837.757000000001]
["NZ2050","AnnualTechnologyEmission","RE1","Light Fuel Oil Imports","Total CO2 Emissions",2043,null,null,null,null,null,null,18820.512999999999]
["NZ2050","AnnualTechnologyEmission","RE1","Light Fuel Oil Imports","Total CO2 Emissions",2044,null,null,null,null,null,null,19833.289000000001]
["NZ2050","AnnualTechnologyEmission","RE1","Light Fuel Oil Imports","Total CO2 Emissions",2045,null,null,null,null,null,null,20876.934000000001]
["NZ2050","AnnualTechnologyEmission","RE1","Light Fuel Oil Imports","Total CO2 Emissions",2046,null,null,null,null,null,null,21966.556]
["NZ2050","AnnualTechnologyEmission","RE1","Light Fuel Oil Imports","Total CO2 Emissions",2047,null,null,null,null,null,null,23088.553]
["NZ2050","AnnualTechnologyEmission","RE1","Light Fuel Oil Imports","Total CO2 Emissions",2048,null,null,null,null,null,null,24243.777999999998]
["NZ2050","AnnualTechnologyEmission","RE1","Light Fuel Oil Imports","Total CO2 Emissions",2049,null,null,null,null,null,null,25433.064999999999]
["NZ2050","AnnualTechnologyEmission","RE1","Natural Gas Imports","Total CO2 Emissions",2040,null,null,null,null,null,null,291.56574999999998]
["NZ2050","AnnualTechnologyEmission","RE1","Natural Gas Imports","Total CO2 Emissions",2041,null,null,null,null,null,null,234.85789]
["NZ2050","AnnualTechnologyEmission","RE1","Natural Gas Imports","Total CO2 Emissions",2042,null,null,null,null,null,null,145.02636999999999]
["NZ2050","AnnualTechnologyEmission","RE1","Natural Gas Imports","Total CO2 Emissions",2043,null,null,null,null,null,null,114.72516]
["NZ2050","AnnualTechnologyEmission","RE1","Natural Gas Imports","Total CO2 Emissions",2044,null,null,null,null,null,null,86.043869999999998]
["NZ2050","AnnualTechnologyEmission","RE1","Natural Gas Imports","Total CO2 Emissions",2045,null,null,null,null,null,null,61.006587000000003]
["NZ2050","AnnualTechnologyEmission","RE1","Natural Gas Imports","Total CO2 Emissions",2046,null,null,null,null,null,null,37.287407999999999]
["NZ2050","AnnualTechnologyEmission","RE1","Natural Gas Imports","Total CO2 Emissions",2047,null,null,null,null,null,null,11.472516000000001]
["NZ2050","AnnualTechnologyEmission","RE1","Natural Gas Imports","Total CO2 Emissions",2048,null,null,null,null,null,null,5.7362580000000003]
["NZ2050","AnnualTechnologyEmission","RE1","Natural Gas Imports","Total CO2 Emissions",2049,null,null,null,null,null,null,1.1472515999999999]
["NZ2050","AnnualTechnologyEmission","RE1","Natural Gas Extraction","Total CO2 Emissions",2016,null,null,null,null,null,null,690.88648999999998]
["NZ2050","AnnualTechnologyEmission","RE1","Natural Gas Extraction","Total CO2 Emissions",2017,null,null,null,null,null,null,80.703215999999998]
["NZ2050","AnnualTechnologyEmission","RE1","Natural Gas Extraction","Total CO2 Emissions",2018,null,null,null,null,null,null,672.52679999999998]
["NZ2050","AnnualTechnologyEmission","RE1","Natural Gas Extraction","Total CO2 Emissions",2019,null,null,null,null,null,null,1991.6208999999999]
["NZ2050","AnnualTechnologyEmission","RE1","Natural Gas Extraction","Total CO2 Emissions",2020,null,null,null,null,null,null,1277.8009]
["NZ2050","AnnualTechnologyEmission","RE1","Natural Gas Extraction","Total CO2 Emissions",2021,null,null,null,null,null,null,2152.0857999999998]
["NZ2050","AnnualTechnologyEmission","RE1","Natural Gas Extraction","Total CO2 Emissions",2022,null,null,null,null,null,null,2421.0965000000001]
["NZ2050","AnnualTechnologyEmission","RE1","Natural Gas Extraction","Total CO2 Emissions",2023,null,null,null,null,null,null,1852.8113000000001]
["NZ2050","AnnualTechnologyEmission","RE1","Natural Gas Extraction","Total CO2 Emissions",2024,null,null,null,null,null,null,1760.1708000000001]
["NZ2050","AnnualTechnologyEmission","RE1","Natural Gas Extraction","Total CO2 Emissions",2025,null,null,null,null,null,null,1672.1622]
["NZ2050","AnnualTechnologyEmission","RE1","Natural Gas Extraction","Total CO2 Emissions",2026,null,null,null,null,null,null,1582.3307]
["NZ2050","AnnualTechnologyEmission","RE1","Natural Gas Extraction","Total CO2 Emissions",2027,null,null,null,null,null,null,1492.4992]
["NZ2050","AnnualTechnologyEmission","RE1","Natural Gas Extraction","Total CO2 Emissions",2028,null,null,null,null,null,null,1402.6677]
["NZ2050","AnnualTechnologyEmission","RE1","Natural Gas Extraction","Total CO2 Emissions",2029,null,null,null,null,null,null,1312.8361]
["NZ2050","AnnualTechnologyEmission","RE1","Natural Gas Extraction","Total CO2 Emissions",2030,null,null,null,null,null,null,1223.0046]
["NZ2050","AnnualTechnologyEmission","RE1","Natural Gas Extraction","Total CO2 Emissions",2031,null,null,null,null,null,null,1133.1731]
["NZ2050","AnnualTechnologyEmission","RE1","Natural Gas Extraction","Total CO2 Emissions",2032,null,null,null,null,null,null,1043.3416]
["NZ2050","AnnualTechnologyEmission","RE1","Natural Gas Extraction","Total CO2 Emissions",2033,null,null,null,null,null,null,953.51005999999995]
["NZ2050","AnnualTechnologyEmission","RE1","Natural Gas Extraction","Total CO2 Emissions",2034,null,null,null,null,null,null,863.67854]
["NZ2050","AnnualTechnologyEmission","RE1","Natural Gas Extraction","Total CO2 Emissions",2035,null,null,null,null,null,null,773.84702000000004]
["NZ2050","AnnualTechnologyEmission","RE1","Natural Gas Extraction","Total CO2 Emissions",2036,null,null,null,null,null,null,684.01549999999997]
["NZ2050","AnnualTechnologyEmission","RE1","Natural Gas Extraction","Total CO2 Emissions",2037,null,null,null,null,null,null,594.18398000000002]
["NZ2050","AnnualTechnologyEmission","RE1","Natural Gas Extraction","Total CO2 Emissions",2038,null,null,null,null,null,null,504.35244999999998]
["NZ2050","AnnualTechnologyEmission","RE1","Natural Gas Extraction","Total CO2 Emissions",2039,null,null,null,null,null,null,414.52093000000002]
["NZ2050","AnnualTechnologyEmission","RE1","Natural Gas Extraction","Total CO2 Emissions",2040,null,null,null,null,null,null,33.123659000000004]
["NZ2050","AnnualEmissions","RE1","Total CO2 Emissions",2015,null,null,null,null,null,null,null,197414.58]
["NZ2050","AnnualEmissions","RE1","Total CO2 Emissions",2016,null,null,null,null,null,null,null,199240.94]
["NZ2050","AnnualEmissions","RE1","Total CO2 Emissions",2017,null,null,null,null,null,null,null,201162.87]
["NZ2050","AnnualEmissions","RE1","Total CO2 Emissions",2018,null,null,null,null,null,null,null,206687.73]
["NZ2050","AnnualEmissions","RE1","Total CO2 Emissions",2019,null,null,null,null,null,null,null,200968.13]
["NZ2050","AnnualEmissions","RE1","Total CO2 Emissions",2020,null,null,null,null,null,null,null,192471.73]
["NZ2050","AnnualEmissions","RE1","Total CO2 Emissions",2021,null,null,null,null,null,null,null,194221.28]
["NZ2050","AnnualEmissions","RE1","Total CO2 Emissions",2022,null,null,null,null,null,null,null,187673.47]
["NZ2050","AnnualEmissions","RE1","Total CO2 Emissions",2023,null,null,null,null,null,null,null,179032.79]
["NZ2050","AnnualEmissions","RE1","Total CO2 Emissions",2024,null,null,null,null,null,null,null,164271.70000000001]
["NZ2050","AnnualEmissions","RE1","Total CO2 Emissions",2025,null,null,null,null,null,null,null,151085.5]
["NZ2050","AnnualEmissions","RE1","Total CO2 Emissions",2026,null,null,null,null,null,null,null,156655.07]
["NZ2050","AnnualEmissions","RE1","Total CO2 Emissions",2027,null,null,null,null,null,null,null,155867.20000000001]
["NZ2050","AnnualEmissions","RE1","Total CO2 Emissions",2028,null,null,null,null,null,null,null,149435.01999999999]
["NZ2050","AnnualEmissions","RE1","Total CO2 Emissions",2029,null,null,null,null,null,null,null,127000.1]
["NZ2050","AnnualEmissions","RE1","Total CO2 Emissions",2030,null,null,null,null,null,null,null,121076.85]
["NZ2050","AnnualEmissions","RE1","Total CO2 Emissions",2031,null,null,null,null,null,null,null,115183.02]
["NZ2050","AnnualEmissions","RE1","Total CO2 Emissions",2032,null,null,null,null,null,null,null,109328.17]
["NZ2050","AnnualEmissions","RE1","Total CO2 Emissions",2033,null,null,null,null,null,null,null,103512.9]
["NZ2050","AnnualEmissions","RE1","Total CO2 Emissions",2034,null,null,null,null,null,null,null,97738.017999999996]
["NZ2050","AnnualEmissions","RE1","Total CO2 Emissions",2035,null,null,null,null,null,null,null,92381.524999999994]
["NZ2050","AnnualEmissions","RE1","Total CO2 Emissions",2036,null,null,null,null,null,null,null,86797.209000000003]
["NZ2050","AnnualEmissions","RE1","Total CO2 Emissions",2037,null,null,null,null,null,null,null,81255.485000000001]
["NZ2050","AnnualEmissions","RE1","Total CO2 Emissions",2038,null,null,null,null,null,null,null,75758.343999999997]
["NZ2050","AnnualEmissions","RE1","Total CO2 Emissions",2039,null,null,null,null,null,null,null,70307.891000000003]
["NZ2050","AnnualEmissions","RE1","Total CO2 Emissions",2040,null,null,null,null,null,null,null,64906.226000000002]
["NZ2050","AnnualEmissions","RE1","Total CO2 Emissions",2041,null,null,null,null,null,null,null,59221.771999999997]
["NZ2050","AnnualEmissions","RE1","Total CO2 Emissions",2042,null,null,null,null,null,null,null,53571.002999999997]
["NZ2050","AnnualEmissions","RE1","Total CO2 Emissions",2043,null,null,null,null,null,null,null,48014.438000000002]
["NZ2050","AnnualEmissions","RE1","Total CO2 Emissions",2044,null,null,null,null,null,null,null,48657.427000000003]
["NZ2050","AnnualEmissions","RE1","Total CO2 Emissions",2045,null,null,null,null,null,null,null,49229.11]
["NZ2050","AnnualEmissions","RE1","Total CO2 Emissions",2046,null,null,null,null,null,null,null,49856.745999999999]
["NZ2050","AnnualEmissions","RE1","Total CO2 Emissions",2047,null,null,null,null,null,null,null,50520.756999999998]
["NZ2050","AnnualEmissions","RE1","Total CO2 Emissions",2048,null,null,null,null,null,null,null,51656.288]
["NZ2050","AnnualEmissions","RE1","Total CO2 Emissions",2049,null,null,null,null,null,null,null,52316.078000000001]
["NZ2050","AnnualEmissions","RE1","Total CO2 Emissions",2050,null,null,null,null,null,null,null,2E-3]

{"sheet":"2_Coding","index":2,"n_rows":201,"n_cols":9,"rows_kept":201,"cut":false,"hidden":false,"merged":[[16,7,17,8],[0,1,0,2],[0,4,0,5],[0,7,0,8],[7,7,7,8],[9,7,9,8],[10,7,10,8]]}
[null,"Technologies",null,null,"Commodities",null,null,"Emissions"]
[null,"Code","Description",null,"Code","Description",null,"Code","Description"]
[null,"IMPOIL","Crude Oil Imports",null,"OIL","Crude Oil",null,"EMIC02","Total CO2 Emissions"]
[null,"MINOIL","Crude Oil Extraction",null,"BIO","Biomass",null,"EMICH4","Total Methane Emissions"]
[null,"IMPBIO","Biomass Imports",null,"COA","Coal",null,"EMIFGA","Total Fluorinated gases Emissions"]
[null,"MINBIO","Biomass Extraction",null,"LFO","Light Fuel Oil ",null,"EMIN2O","Total Nitrous Oxide Emissions"]
[null,"IMPCOA","Coal Imports",null,"NGS","Natural Gas",null,"EMIRET","RET target Emissions"]
[null,"MINCOA","Coal Extraction",null,"HFO","Heavy Fuel Oil",null,"Region"]
[null,"IMPLFO","Light Fuel Oil Imports",null,"SOL","Solar ",null,"RE1","Region 1"]
[null,"IMPHFO","Heavy Fuel Oil Imports",null,"HYD","Hydro"]
[null,"UPSREF001","Crude Oil Refinery Option 1",null,"WND","Wind"]
[null,"UPSREF002","Crude Oil Refinery Option 2",null,"URN","Uranium"]
[null,"IMPNGS","Natural Gas Imports",null,"GEO","Geothermal"]
[null,"MINNGS","Natural Gas Extraction",null,"ELC001","Electricity from power plants"]
[null,"MINSOL","Solar Potential",null,"ELC002","Electricity after transmission"]
[null,"MINWND","Wind Potential",null,"ELC003","Electricity after distribution"]
[null,"IMPURN","Uranium Imports",null,"ELCEV","Electricity for EVs",null,"Please verify the naming for your model and press the button to replace the coding"]
[null,"MINURN","Uranium Extraction",null,"TRAMCY","Motorcycle Transport Demand"]
[null,"MINGEO","Geothermal Potential",null,"TRACAR","Car Transport Demand"]
[null,"MINHYD","Hydro Potential",null,"TRABUS","Bus + Rail Transport Demand"]
[null,"PWRBIO001","Biomass Power Plant",null,"INDELC","Industrial Electricity Demand"]
[null,"PWRCOA001","Coal Power Plant",null,"INDHEH","Industry High Heat Demand"]
[null,"TEC021","No longer used",null,"INDHEL","Industry Low Heat Demand"]
[null,"PWRGEO","Geothermal Power Plant",null,"RESELC","Residential Electricity Demand"]
[null,"PWROHC001","Light Fuel Oil Power Plant",null,"RESCKN","Residential Cooking Demand"]
[null,"PWROHC002","Oil Fired Gas Turbine (SCGT)",null,"RESHEL","Residential Low Heat Demand"]
[null,"PWRNGS001","Gas Power Plant (CCGT)",null,"COMELC","Commercial Electricity Demand"]
[null,"PWRNGS002","Gas Power Plant (SCGT)",null,"COMHEL","Commercial Low Heat Demand"]
[null,"PWRSOL001","Solar PV (Utility)",null,"COM027","Additional Fuel"]
[null,"PWRCSP001","CSP without Storage",null,"COM028","Additional Fuel"]
[null,"PWRCSP002","CSP with Storage",null,"COM029","Additional Fuel"]
[null,"PWRHYD001","Large Hydropower Plant (Dam) (>100MW)",null,"COM030","Additional Fuel"]
[null,"PWRHYD002","Medium Hydropower Plant (10-100MW)",null,"COM031","Additional Fuel"]
[null,"PWRHYD003","Small Hydropower Plant (<10MW)",null,"COM032","Additional Fuel"]
[null,"PWRWND001","Onshore Wind",null,"COM033","Additional Fuel"]
[null,"PWRWND002","Offshore Wind",null,"COM034","Additional Fuel"]
[null,"PWRNUC","Nuclear Power Plant",null,"COM035","Additional Fuel"]
[null,"PWRSOL001S","Utility-scale PV with 2 hour storage",null,"COM036","Additional Fuel"]
[null,"PWRWND001S","Onshore Wind power plant with storage",null,"COM037","Additional Fuel"]
[null,"PWRTRNIMP","Electricity Imports",null,"COM038","Additional Fuel"]
[null,"BACKSTOP001","Backstop Technology for ELC001",null,"COM039","Additional Fuel"]
[null,"PWRTRN","Electricity Transmission",null,"COM040","Additional Fuel"]
[null,"PWRDIST","Electricity Distribution",null,"COM041","Additional Fuel"]
[null,"PWROHC003","Light Fuel Oil Standalone Generator (1kW)",null,"COM042","Additional Fuel"]
[null,"PWRSOL002","Solar PV (Distributed with Storage)",null,"COM043","Additional Fuel"]
[null,"PWRHYD004","Off-grid Hydropower",null,"COM044","Additional Fuel"]
[null,"PWRTRNEXP","Electricity Exports",null,"COM045","Additional Fuel"]
[null,"BACKSTOP002"," Backstop for ELC003",null,"COM046","Additional Fuel"]
[null,"DEMTRAEVC","EV Charger",null,"COM047","Additional Fuel"]
[null,"DEMTRAMCYELC","Electric Motorcycle",null,"COM048","Additional Fuel"]
[null,"DEMTRACARELC","Electric Car",null,"COM049","Additional Fuel"]
[null,"DEMTRABUSELC","Electric Bus + Rail",null,"COM050","Additional Fuel"]
[null,"DEMTRAMCYGSL","Gasoline Motorcycle"]
[null,"DEMTRACARGSL","Gasoline Car"]
[null,"DEMTRABUSGSL","Gasoline Bus + Rail"]
[null,"DEMINDELC","Industry Standard Efficiency Appliances"]
[null,"INDENEFFGD","Industry Good Efficiency"]
[null,"INDENEFFDP","Industry Deep Efficiency"]
[null,"DEMINDHEEH","Industry Electric Heating High"]
[null,"DEMINDHEEL","Industry Electric Heating Low"]
[null,"DEMINDHECOA","Industry Coal Heating"]
[null,"DEMINDHEOIL","Industry Oil Heating"]
[null,"DEMINDHEBIO","Industry Biomass Heating "]
[null,"DEMRESELC","Residential Standard Efficiency Appliances"]
[null,"RESENEFFGD","Residential Good Efficiency"]
[null,"RESENEFFDP","Residential Deep Efficiency"]
[null,"DEMRESCKNELC","Residential Electric Stove"]
[null,"DEMRESCKNOIL","Residential Oil Stove"]
[null,"DEMRESCKNBIO","Residential Biomass Stove"]
[null,"DEMRESHEBIO","Residential Biomass Heating"]
[null,"DEMRESHEOIL","Residential Oil Heating"]
[null,"DEMRESHEEL","Residential Electric Heating Low"]
[null,"DEMCOMELC","Commercial Standard Efficiency Appliances"]
[null,"COMENEFFGD","Commercial Good Efficiency"]
[null,"COMENEFFDP","Commercial Deep Efficiency"]
[null,"DEMCOMHEOIL","Commercial Oil Heating"]
[null,"DEMCOMHEBIO","Commercial Biomass Heating "]
[null,"DEMCOMHEEL","Commercial Electric Heating Low"]
[null,"BSTOPMCY","Backstop for TRACMCY"]
[null,"BSTOPCAR","Backstop for TRACAR"]
[null,"BSTOPBUS","Backstop for TRABUS"]
[null,"BSTOPINDELC","Backstop for INDELC"]
[null,"BSTOPINHEH","Backstop for INDHEH"]
[null,"BSTOPINDHEL","Backstop for INDHEL"]
[null,"BSTOPRESELC","Backstop for RESELC"]
[null,"BSTOPRESCKN","Backstop for RESCKN"]
[null,"BSTOPRESHEL","Backstop for RESHEL"]
[null,"BSTOPCOMELC","Backstop for COMELC"]
[null,"BSTOPCOMHEL","Backstop for COMHEL"]
[null,"TEC087","Additional Technology"]
[null,"TEC088","Additional Technology"]
[null,"TEC089","Additional Technology"]
[null,"TEC090","Additional Technology"]
[null,"TEC091","Additional Technology"]
[null,"TEC092","Additional Technology"]
[null,"TEC093","Additional Technology"]
[null,"TEC094","Additional Technology"]
[null,"TEC095","Additional Technology"]
[null,"TEC096","Additional Technology"]
[null,"TEC097","Additional Technology"]
[null,"TEC098","Additional Technology"]
[null,"TEC099","Additional Technology"]
[null,"TEC100","Additional Technology"]
[null,"TEC101","Additional Technology"]
[null,"TEC102","Additional Technology"]
[null,"TEC103","Additional Technology"]
[null,"TEC104","Additional Technology"]
[null,"TEC105","Additional Technology"]
[null,"TEC106","Additional Technology"]
[null,"TEC107","Additional Technology"]
[null,"TEC108","Additional Technology"]
[null,"TEC109","Additional Technology"]
[null,"TEC110","Additional Technology"]
[null,"TEC111","Additional Technology"]
[null,"TEC112","Additional Technology"]
[null,"TEC113","Additional Technology"]
[null,"TEC114","Additional Technology"]
[null,"TEC115","Additional Technology"]
[null,"TEC116","Additional Technology"]
[null,"TEC117","Additional Technology"]
[null,"TEC118","Additional Technology"]
[null,"TEC119","Additional Technology"]
[null,"TEC120","Additional Technology"]
[null,"TEC121","Additional Technology"]
[null,"TEC122","Additional Technology"]
[null,"TEC123","Additional Technology"]
[null,"TEC124","Additional Technology"]
[null,"TEC125","Additional Technology"]
[null,"TEC126","Additional Technology"]
[null,"TEC127","Additional Technology"]
[null,"TEC128","Additional Technology"]
[null,"TEC129","Additional Technology"]
[null,"TEC130","Additional Technology"]
[null,"TEC131","Additional Technology"]
[null,"TEC132","Additional Technology"]
[null,"TEC133","Additional Technology"]
[null,"TEC134","Additional Technology"]
[null,"TEC135","Additional Technology"]
[null,"TEC136","Additional Technology"]
[null,"TEC137","Additional Technology"]
[null,"TEC138","Additional Technology"]
[null,"TEC139","Additional Technology"]
[null,"TEC140","Additional Technology"]
[null,"TEC141","Additional Technology"]
[null,"TEC142","Additional Technology"]
[null,"TEC143","Additional Technology"]
[null,"TEC144","Additional Technology"]
[null,"TEC145","Additional Technology"]
[null,"TEC146","Additional Technology"]
[null,"TEC147","Additional Technology"]
[null,"TEC148","Additional Technology"]
[null,"TEC149","Additional Technology"]
[null,"TEC150","Additional Technology"]
[null,"TEC151","Additional Technology"]
[null,"TEC152","Additional Technology"]
[null,"TEC153","Additional Technology"]
[null,"TEC154","Additional Technology"]
[null,"TEC155","Additional Technology"]
[null,"TEC156","Additional Technology"]
[null,"TEC157","Additional Technology"]
[null,"TEC158","Additional Technology"]
[null,"TEC159","Additional Technology"]
[null,"TEC160","Additional Technology"]
[null,"TEC161","Additional Technology"]
[null,"TEC162","Additional Technology"]
[null,"TEC163","Additional Technology"]
[null,"TEC164","Additional Technology"]
[null,"TEC165","Additional Technology"]
[null,"TEC166","Additional Technology"]
[null,"TEC167","Additional Technology"]
[null,"TEC168","Additional Technology"]
[null,"TEC169","Additional Technology"]
[null,"TEC170","Additional Technology"]
[null,"TEC171","Additional Technology"]
[null,"TEC172","Additional Technology"]
[null,"TEC173","Additional Technology"]
[null,"TEC174","Additional Technology"]
[null,"TEC175","Additional Technology"]
[null,"TEC176","Additional Technology"]
[null,"TEC177","Additional Technology"]
[null,"TEC178","Additional Technology"]
[null,"TEC179","Additional Technology"]
[null,"TEC180","Additional Technology"]
[null,"TEC181","Additional Technology"]
[null,"TEC182","Additional Technology"]
[null,"TEC183","Additional Technology"]
[null,"TEC184","Additional Technology"]
[null,"TEC185","Additional Technology"]
[null,"TEC186","Additional Technology"]
[null,"TEC187","Additional Technology"]
[null,"TEC188","Additional Technology"]
[null,"TEC189","Additional Technology"]
[null,"TEC190","Additional Technology"]
[null,"TEC191","Additional Technology"]
[null,"TEC192","Additional Technology"]
[null,"TEC193","Additional Technology"]
[null,"TEC194","Additional Technology"]
[null,"TEC195","Additional Technology"]
[null,"TEC196","Additional Technology"]
[null,"TEC197","Additional Technology"]
[null,"TEC198","Additional Technology"]

{"sheet":"3_Power generation","index":3,"n_rows":0,"n_cols":0,"rows_kept":0,"cut":false,"hidden":false,"merged":[]}

{"sheet":"3.2_Final Power Generation","index":4,"n_rows":0,"n_cols":0,"rows_kept":0,"cut":false,"hidden":false,"merged":[]}

{"sheet":"4_Installed Capacity","index":5,"n_rows":0,"n_cols":0,"rows_kept":0,"cut":false,"hidden":false,"merged":[]}

{"sheet":"4.2_Installed Capacity","index":6,"n_rows":0,"n_cols":0,"rows_kept":0,"cut":false,"hidden":false,"merged":[]}

{"sheet":"4.2_Final Installed Capacity ","index":7,"n_rows":0,"n_cols":0,"rows_kept":0,"cut":false,"hidden":false,"merged":[]}

{"sheet":"5_Residential","index":8,"n_rows":0,"n_cols":0,"rows_kept":0,"cut":false,"hidden":false,"merged":[]}

{"sheet":"5.2_Residential","index":9,"n_rows":0,"n_cols":0,"rows_kept":0,"cut":false,"hidden":false,"merged":[]}

{"sheet":"6_Transport","index":10,"n_rows":0,"n_cols":0,"rows_kept":0,"cut":false,"hidden":false,"merged":[]}

{"sheet":"6.2_Transport","index":11,"n_rows":0,"n_cols":0,"rows_kept":0,"cut":false,"hidden":false,"merged":[]}

{"sheet":"7_Industry","index":12,"n_rows":0,"n_cols":0,"rows_kept":0,"cut":false,"hidden":false,"merged":[]}

{"sheet":"7.2_Industry","index":13,"n_rows":0,"n_cols":0,"rows_kept":0,"cut":false,"hidden":false,"merged":[]}

{"sheet":"8_Commercial","index":14,"n_rows":0,"n_cols":0,"rows_kept":0,"cut":false,"hidden":false,"merged":[]}

{"sheet":"8.2_Commercial","index":15,"n_rows":0,"n_cols":0,"rows_kept":0,"cut":false,"hidden":false,"merged":[]}

{"sheet":"9_Other Energy","index":16,"n_rows":0,"n_cols":0,"rows_kept":0,"cut":false,"hidden":false,"merged":[]}

{"sheet":"9.2_Other Energy","index":17,"n_rows":0,"n_cols":0,"rows_kept":0,"cut":false,"hidden":false,"merged":[]}

{"sheet":"10_Final_Emissions","index":18,"n_rows":0,"n_cols":0,"rows_kept":0,"cut":false,"hidden":false,"merged":[]}

{"sheet":"11_Emissions by source","index":19,"n_rows":0,"n_cols":0,"rows_kept":0,"cut":false,"hidden":false,"merged":[]}

{"sheet":"12_Capital Cost","index":20,"n_rows":0,"n_cols":0,"rows_kept":0,"cut":false,"hidden":false,"merged":[]}

{"sheet":"12.2_Capital Cost","index":21,"n_rows":0,"n_cols":0,"rows_kept":0,"cut":false,"hidden":false,"merged":[]}

{"sheet":"13_Fixed Cost","index":22,"n_rows":0,"n_cols":0,"rows_kept":0,"cut":false,"hidden":false,"merged":[]}

{"sheet":"13.2_Fixed Costs","index":23,"n_rows":0,"n_cols":0,"rows_kept":0,"cut":false,"hidden":false,"merged":[]}

{"sheet":"14_Variable Cost","index":24,"n_rows":0,"n_cols":0,"rows_kept":0,"cut":false,"hidden":false,"merged":[]}

{"sheet":"14.2_Variable Cost","index":25,"n_rows":0,"n_cols":0,"rows_kept":0,"cut":false,"hidden":false,"merged":[]}

{"sheet":"15_Annual Costs","index":26,"n_rows":0,"n_cols":0,"rows_kept":0,"cut":false,"hidden":false,"merged":[]}

{"sheet":"15.2_Annual Costs","index":27,"n_rows":0,"n_cols":0,"rows_kept":0,"cut":false,"hidden":false,"merged":[]}

{"sheet":"16_New Capacity","index":28,"n_rows":0,"n_cols":0,"rows_kept":0,"cut":false,"hidden":false,"merged":[]}

{"sheet":"R2_base","index":29,"n_rows":5,"n_cols":2,"rows_kept":5,"cut":false,"hidden":true,"merged":[]}
["Variable","(blank)"]
[]
["Suma de ResultValue","Column Labels"]
["Row Labels","Grand Total"]
["Grand Total"]

{"sheet":"T2_base","index":30,"n_rows":5,"n_cols":2,"rows_kept":5,"cut":false,"hidden":true,"merged":[]}
["Variable","(blank)"]
[]
["Suma de ResultValue","Column Labels"]
["Row Labels","Grand Total"]
["Grand Total"]

{"sheet":"I2_base","index":31,"n_rows":5,"n_cols":2,"rows_kept":5,"cut":false,"hidden":true,"merged":[]}
["Variable","(blank)"]
[]
["Suma de ResultValue","Column Labels"]
["Row Labels","Grand Total"]
["Grand Total"]

{"sheet":"C2_base","index":32,"n_rows":5,"n_cols":2,"rows_kept":5,"cut":false,"hidden":true,"merged":[]}
["Variable","(blank)"]
[]
["Suma de ResultValue","Column Labels"]
["Row Labels","Grand Total"]
["Grand Total"]

{"sheet":"OE2_base","index":33,"n_rows":5,"n_cols":2,"rows_kept":5,"cut":false,"hidden":true,"merged":[]}
["Variable","(blank)"]
[]
["Suma de ResultValue","Column Labels"]
["Row Labels","Grand Total"]
["Grand Total"]

{"sheet":"NC_base","index":34,"n_rows":29,"n_cols":11,"rows_kept":29,"cut":false,"hidden":true,"merged":[]}
["Variable","NewCapacity"]
[]
["Sum of ResultValue","Column Labels"]
["Row Labels","Electricity Imports","Large Hydropower Plant (Dam) (>100MW)","Medium Hydropower Plant (10-100MW)","Off-grid Hydropower","Oil Fired Gas Turbine (SCGT)","Onshore Wind","Solar PV (Utility)","Grand Total",null,"Grand Total"]
["BAU",4.4838869400000005,0.26698979900000003,0.45541400999999998,1.6036000000000002E-2,0.25807939600000002,11.094336500000001,69.816152500000001,86.390895145000016,null,106.911498771]
[2015,2.7272853000000001,null,0.45541400999999998,1.6036000000000002E-2,0.12198085,null,4.2205526E-2,3.3629216860000004,null,0.56997572899999993]
[2020,1.1366246,null,null,null,null,null,3.4366974000000002E-2,1.1709915740000001,null,0.14704732700000001]
[2030,0.61997703999999998,0.11606366,null,null,1.4117696000000001E-2,0.11871734,10.507001000000001,11.375876736,null,14.387546902999999]
[2040,null,6.9491600000000001E-2,null,null,0.12198085,2.9864188999999999,7.7901017000000001,10.96799305,null,32.619918309999996]
[2050,null,4.1607188000000003E-2,null,null,null,7.8718576999999996,30.266044000000001,38.179508888000001,null,13.330213834]
[2060,null,2.4911760000000002E-2,null,null,null,0.11734256,6.0330393000000004,6.1752936200000006,null,16.053890834000001]
[2070,null,1.4915591000000001E-2,null,null,null,null,15.143394000000001,15.158309591,null,29.802905834000001]
["IRP23",6.7782311000000002,0.26698979900000003,null,1.6036000000000002E-2,0.10063757200000001,8.1062284600000005,43.610168900000005,58.878291830999999,null,65.763059807999994]
[2015,3.5329014000000001,null,null,1.6036000000000002E-2,5.8119786E-2,0.51816596000000004,4.2205526E-2,4.1674286719999998,null,0.56997572899999993]
[2020,1.4720381,null,null,null,null,1,3.4366974000000002E-2,2.5064050739999999,null,0.209195714]
[2030,1.7732916000000001,0.11606366,null,null,1.6186339000000001E-2,2,5,8.9055415989999993,null,13.214048972999999]
[2040,null,6.9491600000000001E-2,null,null,null,4,8.5335964000000004,12.603088,null,13.507956355000001]
[2050,null,4.1607188000000003E-2,null,null,2.6331447000000001E-2,null,10,10.067938635000001,null,11.875671093000001]
[2060,null,2.4911760000000002E-2,null,null,null,0.58806250000000004,10,10.61297426,null,6.6415011100000001]
[2070,null,1.4915591000000001E-2,null,null,null,null,10,10.014915590999999,null,19.744710833999999]
["NZ2050",7.5640999999999998,1.22161564,0.45541400999999998,1.6036000000000002E-2,0.41279206000000002,22.298913900000002,84.628201599999997,116.59707320999999,null,130.61532001499998]
[2015,3.6967215000000002,null,0.45541400999999998,1.6036000000000002E-2,0.20639603000000001,1.8417547000000001,4.2205526E-2,6.2585277659999994,null,0.56997572899999993]
[2020,1.1366246,null,null,null,null,null,3.4366974000000002E-2,1.1709915740000001,null,0.12474131500000001]
[2030,2.7307538999999998,0.113997,null,null,null,0.116603,9.5362749000000004,12.497628800000001,null,21.335473903]
[2040,null,0.113997,null,null,0.20639603000000001,5.8449092,9.8396694,16.00497163,null,38.195688023999999]
[2050,null,0.1139865,null,null,null,7.6287064000000004,46.084812999999997,53.827505899999998,null,9.2633396599999998]
[2060,null,null,null,null,null,6.8669406000000004,13.286697,20.1536376,null,46.828020549999998]
[2070,null,0.87963513999999998,null,null,null,null,5.8041748000000002,6.6838099399999997,null,14.298080834]
["Grand Total",18.826218040000004,1.7555952379999999,0.91082801999999996,4.8108000000000005E-2,0.7715090280000001,41.499478860000004,198.05452299999999,261.86626018599998,null,303.28987859400002]

{"sheet":"PG2_base","index":35,"n_rows":29,"n_cols":12,"rows_kept":29,"cut":false,"hidden":true,"merged":[]}
["Variable","ProductionByTechnologyAnnual"]
[]
["Sum of ResultValue","Column Labels"]
["Row Labels","Biomass Power Plant","Coal Power Plant","Electricity Imports","Gas Power Plant (CCGT)","Gas Power Plant (SCGT)","Large Hydropower Plant (Dam) (>100MW)","Nuclear Power Plant","Onshore Wind","Solar PV (Utility)","CSP with Storage","Grand Total"]
["BAU",3.2147098500000002,3561.6276100000005,140.972398,83.618199000000004,null,386.18180699999999,262.22021100000001,1709.650365,1610.0531864,22.972619100000003,7780.5111053500004]
[2015,0.88458479999999995,723.6,47.012397999999997,22.907558999999999,null,56.554808000000001,50.639940000000003,12.179925000000001,0.57079939999999996,1.25424,915.60425420000001]
[2020,0.67136399999999996,663.84,35.64,6.84,null,56.554808000000001,56.673999999999999,111.44856,14.76,6.2712000000000003,952.6999320000001]
[2025,0.57633082000000002,603.76101000000006,38.880000000000003,8.9509950000000007,null,48.488678,49.451478999999999,226.02188000000001,17.534777999999999,5.3767700999999999,999.04192092000005]
[2030,0.44709598,580.60077000000001,19.440000000000001,6.9261093000000002,null,56.911267000000002,39.629631000000003,340,68.997518999999997,4.1604422000000003,1117.1128344799999]
[2040,0.26971886,424.65499999999997,null,10.586793999999999,null,56.911267000000002,26.148969000000001,340,252.42277000000001,2.4910104,1113.48552926]
[2045,0.20597213,306.47843999999998,null,8.1918597000000002,null,55.948247000000002,21.598593000000001,340,489.58596999999997,1.9274964000000001,1223.9365782300001]
[2050,0.15964326000000001,258.69238999999999,null,19.214881999999999,null,54.812731999999997,18.077598999999999,340,766.18134999999995,1.49146,1458.6300562599997]
["IRP23",3.2134858499999996,2948.0789,140.972398,241.33551729999999,null,389.24336200000005,262.22021100000001,1802.0800749999999,1963.8190414000001,29.243819100000003,7780.2068096500007]
[2015,0.88458479999999995,715.52448000000004,47.012397999999997,34.484332999999999,null,56.554808000000001,50.639940000000003,18.029064999999999,0.57079939999999996,1.25424,924.95464819999995]
[2020,0.67013999999999996,663.84,35.64,6.84,null,56.554808000000001,56.673999999999999,167.46117000000001,14.76,6.2712000000000003,1008.711318]
[2025,0.57633082000000002,558.34468000000004,38.880000000000003,8.9509950000000007,null,48.488678,49.451478999999999,256.86424,27.834982,6.6310101000000001,996.02239492000001]
[2030,0.44709598,459.53714000000002,19.440000000000001,6.9261093000000002,null,56.911267000000002,39.629631000000003,339.72559999999999,122.98835,5.4146821999999997,1051.0198754800001]
[2040,0.26971886,255.39131,null,23.709894999999999,null,56.911267000000002,26.148969000000001,340,407.25724000000002,3.7452504000000002,1113.4336502600001]
[2045,0.20597213,169.01111,null,54.933945000000001,null,56.911267000000002,21.598593000000001,340,579.00508000000002,3.1817364000000001,1224.84770353]
[2050,0.15964326000000001,126.43017999999999,null,105.49024,null,56.911267000000002,18.077598999999999,340,811.40259000000003,2.7456999999999998,1461.2172192600001]
["NZ2050",88.200556550000002,2335.9807408302408,140.972398,null,24.402283499999999,381.99531200000001,724.57317499999999,1842.0508359999999,2315.4202874000002,20.429437400000001,7874.0250266802404]
[2015,0.88458479999999995,723.6,47.012397999999997,null,null,56.554808000000001,50.639940000000003,32.969946,0.57079939999999996,1.25424,913.48671620000005]
[2020,0.67013999999999996,663.84,35.64,null,6.84,56.554808000000001,56.673999999999999,112.36922,14.76,6.2712000000000003,953.61936800000001]
[2025,0.57633082000000002,487.26179999999999,38.880000000000003,null,8.9509950000000007,48.488678,49.451478999999999,336.71167000000003,17.534777999999999,5.3767700999999999,993.23250092000012]
[2030,0.46212442999999997,356.22161999999997,19.440000000000001,null,6.5466784000000002,56.911267000000002,40.767927999999998,340,213.75498999999999,4.3013846999999998,1038.4059925299998]
[2040,3.9851295000000002,94.141272999999998,null,null,1.7380450999999999,55.788286999999997,23.400828000000001,340,594.54836,2.150614,1115.7525365999998]
[2045,33.966504,10.916040000000001,null,null,0.32656499999999999,53.848731999999998,166.87092000000001,340,614.25757999999996,1.0752286,1221.2615696]
[2050,47.655743000000001,7.8302403999999992E-6,null,null,null,53.848731999999998,336.76808,340,859.99378000000002,null,1638.2663428302403]
["Grand Total",94.628752250000005,8845.6872508302422,422.91719399999999,324.9537163,24.402283499999999,1157.4204809999997,1249.0135970000001,5353.7812760000006,5889.2925151999998,72.645875600000011,23434.742941680241]

{"sheet":"IC2_base","index":36,"n_rows":32,"n_cols":12,"rows_kept":32,"cut":false,"hidden":true,"merged":[]}
["Variable","TotalCapacityAnnual"]
[]
["Sum of ResultValue","Column Labels"]
["Row Labels","Biomass Power Plant","Coal Power Plant","Electricity Imports","Gas Power Plant (CCGT)","Gas Power Plant (SCGT)","Large Hydropower Plant (Dam) (>100MW)","Nuclear Power Plant","Onshore Wind","Solar PV (Utility)","CSP with Storage","Grand Total"]
["BAU",0.13363823239999997,238.652603,5.7238410400000008,18.5628001,null,26.042726500000001,11.040194360000003,231.65865510000003,368.36555222999999,2.0882677899999997,902.26827835239999]
[2015,3.3189437000000002E-2,40.48583,2.7272853000000001,3.4,null,3.3239999999999998,1.9,1.079,0.11720553,0.1,53.166510266999992]
[2020,2.5189436999999999E-2,40.084251999999999,1.1366246,3.4,null,3.3239999999999998,2.1263966999999999,9.8730490999999994,3.0307556999999998,0.5,63.500267536999999]
[2025,2.1623811999999999E-2,38.090445000000003,1.2399541000000001,2.9150749999999999,null,2.8499145000000001,1.8554092,20.022915999999999,3.600517,0.4286875,71.024542111999992]
[2030,1.6774948000000001E-2,32.484941999999997,0.61997703999999998,2.2556295,null,3.3449509000000002,1.4868954999999999,30.120055000000001,14.167657999999999,0.33171022,84.828593108000007]
[2035,1.302299E-2,27.753447999999999,null,1.7453631000000001,null,3.3449509000000002,1.2017466000000001,30.120055000000001,37.764065000000002,0.25667104000000002,102.19932263]
[2040,1.0119794999999999E-2,23.759688000000001,null,1.3505286999999999,null,3.3449509000000002,0.98110388000000004,33.123792000000002,51.831420999999999,0.19860716,114.60021143500001]
[2045,7.7280315000000004E-3,20.388634,null,1.0450134,null,3.2883494999999998,0.81037471999999999,47.079678000000001,100.5295,0.15367843,173.30295608150001]
[2050,5.9897819000000003E-3,15.605364,null,2.4511904000000002,null,3.2216098,0.67826776,60.240110000000001,157.32443000000001,0.11891344,239.64587518190001]
["IRP23",0.13363823239999997,191.65191830000001,9.7696663000000008,40.865553200000001,null,26.222669000000003,11.040194360000003,257.89947000000001,450.28281422999999,2.6882677899999998,990.55419141239997]
[2015,3.3189437000000002E-2,40.033999999999999,3.5329014000000001,3.4,null,3.3239999999999998,1.9,1.5971660000000001,0.11720553,0.1,54.038462366999994]
[2020,2.5189436999999999E-2,39.430999999999997,1.4720381,3.4,null,3.3239999999999998,2.1263966999999999,14.835117,3.0307556999999998,0.5,68.144496937]
[2025,2.1623811999999999E-2,35.152206999999997,2.9914352000000002,4.1350749999999996,null,2.8499145000000001,1.8554092,22.755192000000001,5.7155170000000002,0.52868749999999998,76.005061212000001]
[2030,1.6774948000000001E-2,25.711362999999999,1.7732916000000001,3.4756295000000001,null,3.3449509000000002,1.4868954999999999,30.095745999999998,25.253905,0.43171021999999998,91.590266667999998]
[2035,1.302299E-2,19.024927000000002,null,2.9653630999999998,null,3.3449509000000002,1.2017466000000001,30.590775000000001,47.040548000000001,0.35667103999999999,104.53800463]
[2040,1.0119794999999999E-2,14.289288000000001,null,3.024607,null,3.3449509000000002,0.98110388000000004,45.677774999999997,83.624472999999995,0.29860715999999998,151.25092473499998]
[2045,7.7280315000000004E-3,10.935293,null,7.0077746000000003,null,3.3449509000000002,0.81037471999999999,53.650148000000002,118.89045,0.25367843000000001,194.90039768150001]
[2050,5.9897819000000003E-3,7.0738402999999996,null,13.457103999999999,null,3.3449509000000002,0.67826776,58.697550999999997,166.60996,0.21891343999999999,250.0865771819]
["NZ2050",3.32236624,161.36752404000003,8.8040541000000001,null,17.529111450000002,25.730663,28.389633670000002,292.77551320000003,545.39050722999991,1.8860375,1085.1954104299998]
[2015,3.3189437000000002E-2,40.48583,3.6967215000000002,null,3.4,3.3239999999999998,1.9,2.9207546999999998,0.11720553,0.1,55.977701166999992]
[2020,2.5189436999999999E-2,40.084251999999999,1.1366246,null,3.4,3.3239999999999998,2.1263966999999999,9.9546095000000001,3.0307556999999998,0.5,63.581827937]
[2025,2.1623811999999999E-2,31.153452000000001,1.2399541000000001,null,3.6482553000000002,2.8499145000000001,1.8554092,29.828747,3.600517,0.4286875,74.626560411999989]
[2030,1.7338811999999999E-2,23.350612000000002,2.7307538999999998,null,2.8652403,3.3449509000000002,1.5296042000000001,30.120055000000001,43.891540999999997,0.34294750000000002,108.19304361199998]
[2035,1.3053812E-2,15.547772,null,null,2.0822253000000002,3.2789478999999999,1.2037992,39.231017000000001,69.951937999999998,0.25720749999999998,131.56596071199999]
[2040,0.14952123,7.7449320000000004,null,null,1.2992102999999999,3.2789478999999999,0.87799417000000002,60.240110000000001,122.08204000000001,0.17146749999999999,195.84422310000002]
[2045,1.2744162000000001,2.7892519999999998,null,null,0.83318024999999996,3.1649509,6.2609621999999998,60.240110000000001,126.12904,8.5727499999999998E-2,200.77763904999998]
[2050,1.7880335000000001,0.21142204000000001,null,null,1E-3,3.1649509,12.635467999999999,60.240110000000001,176.58747,null,254.62845443999998]
["Grand Total",3.5896427048000001,591.67204533999984,24.297561439999999,59.428353299999998,17.529111450000002,77.99605849999999,50.470022389999997,782.33363829999985,1364.0388736899997,6.6625730799999978,2978.0178801948]

{"sheet":"PG_base","index":37,"n_rows":17,"n_cols":13,"rows_kept":17,"cut":false,"hidden":true,"merged":[]}
["Variable","ProductionByTechnologyAnnual"]
[]
["Suma de ResultValue","Column Labels"]
["Row Labels","Biomass Power Plant","Coal Power Plant","Gas Power Plant (CCGT)","Geothermal Power Plant","Large Hydropower Plant (Dam) (>100MW)","Medium Hydropower Plant (10-100MW)","Off-grid Hydropower","Oil Fired Gas Turbine (SCGT)","Onshore Wind","Small Hydropower Plant (<10MW)","Solar PV (Utility)","Grand Total"]
[2015,0.88458479999999995,723.6,22.907558999999999,null,56.554808000000001,7.7484511999999999,0.33238709999999999,3.0598652999999998,12.179925000000001,null,0.57079939999999996,827.83837979999998]
["BAU",0.88458479999999995,723.6,22.907558999999999,null,56.554808000000001,7.7484511999999999,0.33238709999999999,3.0598652999999998,12.179925000000001,null,0.57079939999999996,827.83837979999998]
[2020,0.67136399999999996,663.84,6.84,null,56.554808000000001,7.7484511999999999,0.34028163,3.0598652999999998,111.44856,null,14.76,865.2633301300001]
["BAU",0.67136399999999996,663.84,6.84,null,56.554808000000001,7.7484511999999999,0.34028163,3.0598652999999998,111.44856,null,14.76,865.2633301300001]
[2030,0.44709598,580.60077000000001,6.9261093000000002,null,56.911267000000002,7.7484511999999999,0.34028163,12.259261,340,null,68.997518999999997,1074.23075511]
["BAU",0.44709598,580.60077000000001,6.9261093000000002,null,56.911267000000002,7.7484511999999999,0.34028163,12.259261,340,null,68.997518999999997,1074.23075511]
[2040,0.26971886,424.65499999999997,10.586793999999999,11.203499000000001,56.911267000000002,7.7484511999999999,0.34028163,12.259261,340,null,252.42277000000001,1116.39704269]
["BAU",0.26971886,424.65499999999997,10.586793999999999,11.203499000000001,56.911267000000002,7.7484511999999999,0.34028163,12.259261,340,null,252.42277000000001,1116.39704269]
[2047,0.18600447000000001,319.52381000000003,7.3931532999999998,11.203499000000001,55.948247000000002,7.7484511999999999,0.34028163,12.259261,340,0.96301985999999995,521.20469000000003,1276.7704174600001]
["BAU",0.18600447000000001,319.52381000000003,7.3931532999999998,11.203499000000001,55.948247000000002,7.7484511999999999,0.34028163,12.259261,340,0.96301985999999995,521.20469000000003,1276.7704174600001]
[2050,0.15964326000000001,258.69238999999999,19.214881999999999,11.203499000000001,54.812731999999997,7.7484511999999999,0.34028163,8.8388340000000003,340,2.0985353999999998,766.18134999999995,1469.2905984899999]
["BAU",0.15964326000000001,258.69238999999999,19.214881999999999,11.203499000000001,54.812731999999997,7.7484511999999999,0.34028163,8.8388340000000003,340,2.0985353999999998,766.18134999999995,1469.2905984899999]
["Grand Total",2.61841137,2970.9119700000006,73.868497599999998,33.610497000000002,337.693129,46.490707199999996,2.0337952499999998,51.736347600000002,1483.628485,3.0615552599999996,1624.1371284000002,6629.7905236799998]

{"sheet":"IC_base","index":38,"n_rows":33,"n_cols":16,"rows_kept":33,"cut":false,"hidden":true,"merged":[]}
["Variable","TotalCapacityAnnual"]
[]
["Suma de ResultValue","Column Labels"]
["Row Labels","Biomass Power Plant","Coal Power Plant","Electricity Imports","Gas Power Plant (CCGT)","Gas Power Plant (SCGT)","Geothermal Power Plant","Large Hydropower Plant (Dam) (>100MW)","Medium Hydropower Plant (10-100MW)","Off-grid Hydropower","Oil Fired Gas Turbine (SCGT)","Onshore Wind","Small Hydropower Plant (<10MW)","Solar PV (Distributed with Storage)","Solar PV (Utility)","Grand Total"]
[2015,9.9568311000000007E-2,121.00566000000001,9.9569082000000009,6.8,3.4,null,9.9719999999999995,0.91082801999999996,5.8608000000000007E-2,0.38649666599999999,5.5969207000000001,null,0.30000000000000004,0.35161659000000001,158.83860648699999]
["BAU",3.3189437000000002E-2,40.48583,2.7272853000000001,3.4,null,null,3.3239999999999998,0.45541400999999998,1.9536000000000001E-2,0.12198085,1.079,null,0.1,0.11720553,51.863441126999994]
["IRP23",3.3189437000000002E-2,40.033999999999999,3.5329014000000001,3.4,null,null,3.3239999999999998,null,1.9536000000000001E-2,5.8119786E-2,1.5971660000000001,null,0.1,0.11720553,52.216118152999996]
["NZ2050",3.3189437000000002E-2,40.48583,3.6967215000000002,null,3.4,null,3.3239999999999998,0.45541400999999998,1.9536000000000001E-2,0.20639603000000001,2.9207546999999998,null,0.1,0.11720553,54.759047206999995]
[2020,7.5568310999999999E-2,119.599504,3.7452873000000002,6.8,3.4,null,9.9719999999999995,0.91082801999999996,5.9959999999999999E-2,0.50170307599999997,34.662775600000003,null,3.69,9.092267099999999,192.50989340699996]
["BAU",2.5189436999999999E-2,40.084251999999999,1.1366246,3.4,null,null,3.3239999999999998,0.45541400999999998,0.02,0.12198085,9.8730490999999994,null,1.23,3.0307556999999998,62.70126569699999]
["IRP23",2.5189436999999999E-2,39.430999999999997,1.4720381,3.4,null,null,3.3239999999999998,null,1.9959999999999999E-2,5.8119786E-2,14.835117,null,1.23,3.0307556999999998,66.826180022999978]
["NZ2050",2.5189436999999999E-2,40.084251999999999,1.1366246,null,3.4,null,3.3239999999999998,0.45541400999999998,0.02,0.32160243999999999,9.9546095000000001,null,1.23,3.0307556999999998,62.982447686999997]
[2030,5.0888708000000005E-2,81.546916999999993,5.1240225400000003,5.7312589999999997,2.8652403,null,10.0348527,1.36624203,0.06,1.33306638,90.335856000000007,null,3.2520869999999995,83.313103999999996,285.01353565800002]
["BAU",1.6774948000000001E-2,32.484941999999997,0.61997703999999998,2.2556295,null,null,3.3449509000000002,0.45541400999999998,0.02,0.48871273999999998,30.120055000000001,null,1.0840289999999999,14.167657999999999,85.058143137999991]
["IRP23",1.6774948000000001E-2,25.711362999999999,1.7732916000000001,3.4756295000000001,null,null,3.3449509000000002,0.45541400999999998,0.02,0.49078138999999998,30.095745999999998,null,1.0840289999999999,25.253905,91.721885348000001]
["NZ2050",1.7338811999999999E-2,23.350612000000002,2.7307538999999998,null,2.8652403,null,3.3449509000000002,0.45541400999999998,0.02,0.35357224999999998,30.120055000000001,null,1.0840289999999999,43.891540999999997,108.233507172]
[2040,0.16976082000000001,45.793908000000002,null,4.3751356999999995,1.2992102999999999,1.35,9.9688496999999998,1.36624203,0.06,1.33306638,139.04167699999999,6.6003000000000006E-2,1.9471445999999999,257.53793400000001,464.30893153]
["BAU",1.0119794999999999E-2,23.759688000000001,null,1.3505286999999999,null,0.45,3.3449509000000002,0.45541400999999998,0.02,0.48871273999999998,33.123792000000002,null,0.64904819999999996,51.831420999999999,115.48367534500001]
["IRP23",1.0119794999999999E-2,14.289288000000001,null,3.024607,null,0.45,3.3449509000000002,0.45541400999999998,0.02,0.49078138999999998,45.677774999999997,null,0.64904819999999996,83.624472999999995,152.03645729499999]
["NZ2050",0.14952123,7.7449320000000004,null,null,1.2992102999999999,0.45,3.2789478999999999,0.45541400999999998,0.02,0.35357224999999998,60.240110000000001,6.6003000000000006E-2,0.64904819999999996,122.08204000000001,196.78879889000001]
[2050,1.8000130638,22.890626339999997,null,15.908294399999999,1E-3,1.35,9.731511600000001,1.36624203,0.06,1.14319412,179.17777100000001,0.30334108999999998,1.16582739,500.52186,735.41968103379998]
["BAU",5.9897819000000003E-3,15.605364,null,2.4511904000000002,null,0.45,3.2216098,0.45541400999999998,0.02,0.48871273999999998,60.240110000000001,0.12334109,0.38860913000000002,157.32443000000001,240.7747709519]
["IRP23",5.9897819000000003E-3,7.0738402999999996,null,13.457103999999999,null,0.45,3.3449509000000002,0.45541400999999998,0.02,0.33287894000000001,58.697550999999997,null,0.38860913000000002,166.60996,250.83629806189998]
["NZ2050",1.7880335000000001,0.21142204000000001,null,null,1E-3,0.45,3.1649509,0.45541400999999998,0.02,0.32160243999999999,60.240110000000001,0.18,0.38860913000000002,176.58747,243.80861202]
[2060,3.1242332066,13.868416099999999,null,49.226758000000004,1E-3,1.35,9.6748526999999989,1.36624203,0.06,1.0640404999999999,181.34612900000002,0.36,0.69802392000000002,618.79959000000008,880.93928545660003]
["BAU",3.6040032999999998E-3,10.974868000000001,null,18.993770999999999,null,0.45,3.1649509,0.45541400999999998,0.02,0.36673189,60.240110000000001,0.18,0.23267463999999999,198.45354,293.53566444329999]
["IRP23",3.6040032999999998E-3,2.8925481,null,30.232987000000001,null,0.45,3.3449509000000002,0.45541400999999998,0.02,0.37570617000000001,60.240110000000001,null,0.23267463999999999,220.32721000000001,318.5752048233]
["NZ2050",3.1170252000000001,1E-3,null,null,1E-3,0.45,3.1649509,0.45541400999999998,0.02,0.32160243999999999,60.865909000000002,0.18,0.23267463999999999,200.01884000000001,268.82841618999998]
[2070,11.528439649500001,9.2712158999999996,null,74.592028999999997,1E-3,1.35,10.5544878,1.36624203,0.06,0.56233743000000003,166.890716,0.36,0.41793269999999993,732.01908000000003,1008.9734805095]
["BAU",2.1755494999999999E-3,7.8192795999999998,null,37.169747999999998,null,0.45,3.1649509,0.45541400999999998,0.02,0.24475104,54.568536999999999,0.18,0.13931089999999999,254.70689999999999,358.9210669995]
["IRP23",4.5347419000000002,1.4509363,null,37.422280999999998,null,0.45,3.3449509000000002,0.45541400999999998,0.02,0.31758639,51.915954999999997,null,0.13931089999999999,240.20291,340.25408640000001]
["NZ2050",6.9915222000000004,1E-3,null,null,1E-3,0.45,4.0445859999999998,0.45541400999999998,0.02,null,60.406224000000002,0.18,0.13931089999999999,237.10927000000001,309.79832711]
["Grand Total",16.848472069900001,413.97624733999999,18.826218040000001,163.43347610000001,10.967450599999999,5.4000000000000012,69.908554499999994,8.652866190000001,0.41856800000000011,6.3239045519999992,797.05184529999985,1.0893440899999998,11.471015610000004,2201.6354516899996,3726.0034140818998]

{"sheet":"R_base","index":39,"n_rows":29,"n_cols":7,"rows_kept":29,"cut":false,"hidden":true,"merged":[]}
["Variable","ProductionByTechnologyAnnual"]
[]
["Suma de ResultValue","Column Labels"]
["Row Labels","Residential Biomass Heating","Residential Biomass Stove","Residential Deep Efficiency","Residential Electric Stove","Residential Standard Efficiency Appliances","Grand Total"]
["BAU",993.50636000000009,2318.1815300000003,1037.24593,null,589.21388399999989,4938.147704]
[2015,111.04398,259.10262999999998,null,null,170.78800000000001,540.93461000000002]
[2020,137.10642999999999,319.91501,null,null,96.88,553.90143999999998]
[2030,147.69819000000001,344.62912,null,null,182.45142999999999,674.77873999999997]
[2040,152.76186000000001,356.44432999999998,204.3853,null,24.161539999999999,737.75302999999997]
[2050,150.73643999999999,351.71836000000002,245.54062999999999,null,29.026743,777.02217299999995]
[2060,148.52099000000001,346.54899,284.17266000000001,null,33.593653000000003,812.83629299999996]
[2070,145.63847000000001,339.82308999999998,303.14733999999999,null,52.312517999999997,840.9214179999999]
["IRP23",993.50636000000009,2294.8786100000002,1148.4314199999999,23.302918999999999,478.02839000000006,4938.1476989999992]
[2015,111.04398,259.10262999999998,null,null,170.78800000000001,540.93461000000002]
[2020,137.10642999999999,296.61209000000002,null,23.302918999999999,96.88,553.90143899999998]
[2030,147.69819000000001,344.62912,98.050460000000001,null,84.400971999999996,674.77874200000008]
[2040,152.76186000000001,356.44432999999998,204.3853,null,24.161539999999999,737.75302999999997]
[2050,150.73643999999999,351.71836000000002,245.54062999999999,null,29.026743,777.02217299999995]
[2060,148.52099000000001,346.54899,282.57371999999998,null,35.192591999999998,812.83629199999996]
[2070,145.63847000000001,339.82308999999998,317.88130999999998,null,37.578543000000003,840.92141299999992]
["NZ2050",993.50636000000009,2315.2215000000001,1141.1398349999999,2.9600344000000001,485.31998200000004,4938.1477113999999]
[2015,111.04398,259.10262999999998,null,null,170.78800000000001,540.93461000000002]
[2020,137.10642999999999,316.95497999999998,null,2.9600344000000001,96.88,553.90144439999995]
[2030,147.69819000000001,344.62912,90.948535000000007,null,91.502897000000004,674.77874199999997]
[2040,152.76186000000001,356.44432999999998,204.3853,null,24.161539999999999,737.75302999999997]
[2050,150.73643999999999,351.71836000000002,245.54062999999999,null,29.026743,777.02217299999995]
[2060,148.52099000000001,346.54899,284.17266000000001,null,33.593653000000003,812.83629299999996]
[2070,145.63847000000001,339.82308999999998,316.09271000000001,null,39.367148999999998,840.92141900000001]
["Grand Total",2980.51908,6928.2816399999992,3326.8171849999999,26.262953400000001,1552.5622559999997,14814.443114400001]

{"sheet":"T_base","index":40,"n_rows":13,"n_cols":6,"rows_kept":13,"cut":false,"hidden":true,"merged":[]}
["Variable","ProductionByTechnologyAnnual"]
[]
["Suma de ResultValue","Column Labels"]
["Row Labels","Electric Car","Electric Motorcycle","Gasoline Bus + Rail","Gasoline Car","Grand Total"]
["BAU",305.64087499999999,374.06171200000006,212.67456300000001,147.76726199999999,1040.1444120000001]
[2015,null,14.278537999999999,11.68244,17.307319,43.268296999999997]
[2020,null,24.543113999999999,20.080729999999999,29.749229,74.373073000000005]
[2030,null,33.952401000000002,27.779236999999998,41.154425000000003,102.88606300000001]
[2040,null,49.133938000000001,40.200494999999997,59.556289,148.89072199999998]
[2050,79.605255,65.674334999999999,53.733547000000002,null,199.01313699999997]
[2060,101.36501,83.626136000000002,59.198113999999997,null,244.18926000000002]
[2070,124.67061,102.85325,null,null,227.52386000000001]
["Grand Total",305.64087499999999,374.06171200000006,212.67456300000001,147.76726199999999,1040.1444120000001]

{"sheet":"I_base","index":41,"n_rows":23,"n_cols":4,"rows_kept":23,"cut":false,"hidden":true,"merged":[]}
["Variable","ProductionByTechnologyAnnual"]
[]
["Suma de ResultValue","Column Labels"]
["Row Labels","Industry Biomass Heating ","Industry Coal Heating","Grand Total"]
["BAU",269.63638500000002,195.59971400000001,465.23609899999997]
[2015,42.878821000000002,14.888812,57.767633000000004]
[2020,52.913527999999999,25.592102000000001,78.505629999999996]
[2030,56.969565000000003,35.403548000000001,92.373113000000004]
[2040,58.863664999999997,51.233953999999997,110.09761899999999]
[2050,58.010806000000002,68.481297999999995,126.492104]
["IRP23",269.63638500000002,195.59971400000001,465.23609899999997]
[2015,42.878821000000002,14.888812,57.767633000000004]
[2020,52.913527999999999,25.592102000000001,78.505629999999996]
[2030,56.969565000000003,35.403548000000001,92.373113000000004]
[2040,58.863664999999997,51.233953999999997,110.09761899999999]
[2050,58.010806000000002,68.481297999999995,126.492104]
["NZ2050",269.63638500000002,127.118416,396.75480099999999]
[2015,42.878821000000002,14.888812,57.767633000000004]
[2020,52.913527999999999,25.592102000000001,78.505629999999996]
[2030,56.969565000000003,35.403548000000001,92.373113000000004]
[2040,58.863664999999997,51.233953999999997,110.09761899999999]
[2050,58.010806000000002,null,58.010806000000002]
["Grand Total",808.90915500000006,518.31784400000004,1327.226999]

{"sheet":"C_base","index":42,"n_rows":23,"n_cols":5,"rows_kept":23,"cut":false,"hidden":true,"merged":[]}
["Variable","ProductionByTechnologyAnnual"]
[]
["Suma de ResultValue","Column Labels"]
["Row Labels","Commercial Deep Efficiency","Commercial Standard Efficiency Appliances","Commercial Biomass Heating ","Grand Total"]
["BAU",381.99115999999998,426.66823999999997,308.50543100000004,1117.164831]
[2015,null,103.798,49.059956,152.857956]
[2020,null,122.81,60.541201999999998,183.351202]
[2030,null,154.90290999999999,65.181931000000006,220.08484099999998]
[2040,173.52495999999999,20.513363999999999,67.349072000000007,261.38739599999997]
[2050,208.46619999999999,24.643965999999999,66.373270000000005,299.48343599999998]
["IRP23",424.36,384.29939999999999,308.50543100000004,1117.164831]
[2015,null,103.798,49.059956,152.857956]
[2020,null,122.81,60.541201999999998,183.351202]
[2030,42.368839999999999,112.53407,65.181931000000006,220.08484099999998]
[2040,173.52495999999999,20.513363999999999,67.349072000000007,261.38739599999997]
[2050,208.46619999999999,24.643965999999999,66.373270000000005,299.48343599999998]
["NZ2050",514.22402,294.43538000000001,308.50543100000004,1117.164831]
[2015,null,103.798,49.059956,152.857956]
[2020,null,122.81,60.541201999999998,183.351202]
[2030,132.23285999999999,22.67005,65.181931000000006,220.08484099999998]
[2040,173.52495999999999,20.513363999999999,67.349072000000007,261.38739599999997]
[2050,208.46619999999999,24.643965999999999,66.373270000000005,299.48343599999998]
["Grand Total",1320.57518,1105.40302,925.51629300000013,3351.4944929999997]

{"sheet":"OE_base","index":43,"n_rows":23,"n_cols":3,"rows_kept":23,"cut":false,"hidden":true,"merged":[]}
["Variable","ProductionByTechnologyAnnual"]
[]
["Suma de ResultValue","Column Labels"]
["Row Labels","Biomass Extraction","Grand Total"]
["BAU",7000,7000]
[2015,1400,1400]
[2020,1400,1400]
[2030,1400,1400]
[2040,1400,1400]
[2050,1400,1400]
["IRP23",7000,7000]
[2015,1400,1400]
[2020,1400,1400]
[2030,1400,1400]
[2040,1400,1400]
[2050,1400,1400]
["NZ2050",7000,7000]
[2015,1400,1400]
[2020,1400,1400]
[2030,1400,1400]
[2040,1400,1400]
[2050,1400,1400]
["Grand Total",21000,21000]

{"sheet":"E_base","index":44,"n_rows":15,"n_cols":7,"rows_kept":15,"cut":false,"hidden":true,"merged":[]}
[]
["Variable","AnnualEmissions"]
[]
["Suma de ResultValue","Column Labels"]
[null,"Emission factor for CO2",null,"Emission factor for CO2 Total","Total CO2 Emissions","Total CO2 Emissions Total","Grand Total"]
["Row Labels","BAU","IRP23",null,"NZ2050"]
[2015,199425.68,198213.14,397638.82,197414.58,197414.58,595053.4]
[2020,190176.06,189675.29,379851.35,192471.73,192471.73,572323.07999999996]
[2025,178398.03,167741.68,346139.70999999996,151085.5,151085.5,497225.20999999996]
[2030,179032.66,148126.81,327159.46999999997,121076.85,121076.85,448236.31999999995]
[2035,163429.93,120021.71,283451.64,92381.524999999994,92381.524999999994,375833.16500000004]
[2040,151296.4,109610.6,260907,64906.226000000002,64906.226000000002,325813.22600000002]
[2045,126676.24,97034.798999999999,223711.03899999999,49229.11,49229.11,272940.14899999998]
[2050,93928.656000000003,70105.376999999993,164034.033,2E-3,2E-3,164034.035]
["Grand Total",1282363.656,1100529.4060000002,2382893.0619999995,868565.52300000004,868565.52300000004,3251458.585]

{"sheet":"ES_base","index":45,"n_rows":32,"n_cols":9,"rows_kept":32,"cut":false,"hidden":true,"merged":[]}
["Variable","AnnualTechnologyEmission"]
[]
["Suma de ResultValue","Column Labels"]
["Row Labels","Coal Imports","Crude Oil Imports","Heavy Fuel Oil Imports","Light Fuel Oil Imports","Natural Gas Extraction","Natural Gas Imports","Crude Oil Extraction","Grand Total"]
["BAU",1074639.6059999999,17505.196,108.16564,56728.155034999996,5323.8507599999994,6014.4887199999994,122044.20120000001,1282363.6633550003]
[2015,186560.78,null,null,3777.2257,2673.0373,null,6414.6404000000002,199425.68340000001]
[2020,172546.92,null,null,10416.353999999999,798.14592000000005,null,6414.6404000000002,190176.06032000002]
[2025,157727.76,null,null,13211.154,1044.4737,null,6414.6404000000002,178398.02810000003]
[2030,152431.82999999999,null,null,92.563135000000003,808.19384000000002,null,25700.07,179032.65697499999]
[2035,131659.85,null,null,4488.9148999999998,null,1581.0989999999999,25700.07,163429.9339]
[2040,114449,null,null,9911.9812999999995,null,1235.3518999999999,25700.07,151296.4032]
[2045,85190.317999999999,null,null,14829.962,null,955.89171999999996,25700.07,126676.24171999999]
[2050,74073.148000000001,17505.196,108.16564,null,null,2242.1460999999999,null,93928.655740000002]
["IRP23",873371.17700000014,17505.196,null,56686.753199999999,6674.7212600000003,24198.706099999999,122092.86099999999,1100529.4145600002]
[2015,184498.13,null,null,6634.7412000000004,4023.9078,null,3056.3609999999999,198213.13999999998]
[2020,172546.92,null,null,13273.869000000001,798.14592000000005,null,3056.3609999999999,189675.29592000003]
[2025,146127.51999999999,null,null,7824.9740000000002,1044.4737,null,12744.718999999999,167741.68669999999]
[2030,121509.75999999999,null,null,null,808.19384000000002,null,25808.855,148126.80884000001]
[2035,87104.031000000003,null,null,4396.3518000000004,null,2712.4686999999999,25808.855,120021.7065]
[2040,71215.667000000001,null,null,9819.4182000000001,null,2766.6601999999998,25808.855,109610.6004]
[2045,50078.413,null,null,14737.398999999999,null,6410.1322,25808.855,97034.799199999994]
[2050,40290.735999999997,17505.196,null,null,null,12309.445,null,70105.377000000008]
["NZ2050",684405.48869999999,null,null,56413.325407000004,4979.9383790000002,352.572337,122414.204,868565.52882299991]
[2015,186560.78,null,null,null,null,null,10853.804,197414.584]
[2020,172546.92,null,null,53.608007000000001,1277.8009,null,18593.400000000001,192471.72890700001]
[2025,127971.53,null,null,2848.4087,1672.1622,null,18593.400000000001,151085.50089999998]
[2030,95120.911999999997,null,null,6139.5347000000002,1223.0046,null,18593.400000000001,121076.85130000001]
[2035,62478.391000000003,null,null,10535.887000000001,773.84702000000004,null,18593.400000000001,92381.525020000001]
[2040,30029.184000000001,null,null,15958.953,33.123659000000004,291.56574999999998,18593.400000000001,64906.226409000003]
[2045,9697.7697000000007,null,null,20876.934000000001,null,61.006587000000003,18593.400000000001,49229.110287000003]
[2050,2E-3,null,null,null,null,null,null,2E-3]
["Grand Total",2632416.271699999,35010.392,108.16564,169828.23364200004,16978.510399000003,30565.767156999998,366551.26620000019,3251458.6067379992]

{"sheet":"CC_base","index":46,"n_rows":33,"n_cols":9,"rows_kept":33,"cut":false,"hidden":true,"merged":[]}
["Variable","CapitalInvestment"]
[]
["Suma de ResultValue","Column Labels"]
["Row Labels","Coal Power Plant","Gas Power Plant (CCGT)","Large Hydropower Plant (Dam) (>100MW)","Medium Hydropower Plant (10-100MW)","Off-grid Hydropower","Oil Fired Gas Turbine (SCGT)","Solar PV (Utility)","Grand Total"]
[2015,17676.458500000001,null,null,2277.0700000000002,144.32399999999998,560.42016899999999,166.066743,20824.339412000001]
["BAU",6388.6877000000004,null,null,1138.5350000000001,48.107999999999997,176.87224000000001,55.355581000000001,7807.5585209999999]
["IRP23",4899.0830999999998,null,null,null,48.107999999999997,84.273689000000005,55.355581000000001,5086.8203699999995]
["NZ2050",6388.6877000000004,null,null,1138.5350000000001,48.107999999999997,299.27424000000002,55.355581000000001,7929.960521]
[2020,null,null,null,null,null,null,101.789445,101.789445]
["BAU",null,null,null,null,null,null,33.929814999999998,33.929814999999998]
["IRP23",null,null,null,null,null,null,33.929814999999998,33.929814999999998]
["NZ2050",null,null,null,null,null,null,33.929814999999998,33.929814999999998]
[2030,null,null,1038.3729600000001,null,null,43.940851000000002,20269.813099999999,21352.126910999999]
["BAU",null,null,348.19098000000002,null,null,20.470659000000001,8504.2765999999992,8872.9382389999992]
["IRP23",null,null,348.19098000000002,null,null,23.470192000000001,4046.9571999999998,4418.6183719999999]
["NZ2050",null,null,341.99099999999999,null,null,null,7718.5793000000003,8060.5703000000003]
[2040,null,null,758.9405999999999,null,null,476.14648,18873.414400000001,20108.501479999999]
["BAU",null,null,208.47479999999999,null,null,176.87224000000001,5619.5295999999998,6004.8766399999995]
["IRP23",null,null,208.47479999999999,null,null,null,6155.8627999999999,6364.3375999999998]
["NZ2050",null,null,341.99099999999999,null,null,299.27424000000002,7098.0219999999999,7739.2872399999997]
[2050,null,3901.0770000000002,591.60262,null,null,38.180598000000003,54574.758799999996,59105.619017999998]
["BAU",null,1668.1206,124.82156000000001,null,null,null,19128.495999999999,20921.438159999998]
["IRP23",null,2232.9564,124.82156000000001,null,null,38.180598000000003,6320.1178,8716.0763580000003]
["NZ2050",null,null,341.95949999999999,null,null,null,29126.145,29468.104500000001]
[2060,null,6502.3204999999998,149.470562,null,null,null,15875.3547,22527.145762]
["BAU",null,1589.8177000000001,74.735281000000001,null,null,null,3266.6269000000002,4931.179881]
["IRP23",null,4912.5028000000002,74.735281000000001,null,null,null,5414.5625,10401.800581]
["NZ2050",null,null,null,null,null,null,7194.1652999999997,7194.1652999999997]
[2070,null,null,2728.3989460000003,null,null,null,13948.094700000001,16676.493646000003]
["BAU",null,null,44.746772999999997,null,null,null,6825.14,6869.8867730000002]
["IRP23",null,null,44.746772999999997,null,null,null,4507.0083000000004,4551.7550730000003]
["NZ2050",null,null,2638.9054000000001,null,null,null,2615.9463999999998,5254.8518000000004]
["Grand Total",17676.458500000001,10403.397500000001,5266.7856879999999,2277.0700000000002,144.32399999999998,1118.6880979999999,123809.29188799999,160696.01567400002]

{"sheet":"CC2_base ","index":47,"n_rows":32,"n_cols":13,"rows_kept":32,"cut":false,"hidden":true,"merged":[]}
["Variable","CapitalInvestment"]
[]
["Sum of ResultValue","Column Labels"]
["Row Labels","Biomass Power Plant","Coal Power Plant","Electricity Imports","Gas Power Plant (CCGT)","Large Hydropower Plant (Dam) (>100MW)","Medium Hydropower Plant (10-100MW)","Nuclear Power Plant","Oil Fired Gas Turbine (SCGT)","Onshore Wind","Small Hydropower Plant (<10MW)","Solar PV (Utility)","Grand Total"]
["BAU",1.1994825199999999,6388.6877000000004,5.7238410400000002E-4,null,1056.8814650000002,1138.5350000000001,null,374.21513900000002,13022.167410000002,61.912804000000001,32614.657196,54658.256768904103]
[2015,1.0211773,6388.6877000000004,2.7272853000000002E-4,null,null,1138.5350000000001,null,176.87224000000001,null,null,55.355581000000001,7760.4719710285299]
[2020,null,null,1.1366246E-4,null,null,null,null,null,null,null,33.929814999999998,33.92992866246]
[2025,null,null,1.2399541E-4,null,null,null,null,null,4160.4670999999998,null,null,4160.4672239954098]
[2030,null,null,6.1997704000000002E-5,null,348.19098000000002,null,null,20.470659000000001,96.088800000000006,null,8504.2765999999992,8969.0271009977041]
[2035,null,null,null,null,269.42354,null,null,null,70.324010000000001,null,1448.6224999999999,1788.37005]
[2040,null,null,null,null,208.47479999999999,null,null,176.87224000000001,2154.3067999999998,null,5619.5295999999998,8159.1834399999998]
[2045,0.17830521999999999,null,null,null,161.31383,null,null,null,1946.8556000000001,null,5338.0091000000002,7446.35683522]
[2049,null,null,null,null,69.478314999999995,null,null,null,4594.1251000000002,61.912804000000001,11614.933999999999,16340.450218999998]
["IRP23",1.0211773,7272.7975999999999,9.7696662999999999E-4,5695.1343999999999,1118.7942700000001,1138.5350000000001,null,374.88303099999996,11714.561250000001,null,30279.191995999998,57594.919701266626]
[2015,1.0211773,4899.0830999999998,3.5329014000000001E-4,null,null,null,null,84.273689000000005,679.61190999999997,null,55.355581000000001,5719.3458105901391]
[2020,null,null,1.4720381000000001E-4,null,null,null,null,null,987.27967000000001,null,33.929814999999998,1021.20963220381]
[2025,null,2373.7145,2.9914352000000001E-4,1491.5907999999999,null,1138.5350000000001,null,267.13914999999997,1347.5033000000001,null,1899.9797000000001,8518.4627491435203]
[2030,null,null,1.7732916000000001E-4,null,348.19098000000002,null,null,23.470192000000001,1618.7828999999999,null,4046.9571999999998,6037.4014493291597]
[2035,null,null,null,null,269.42354,null,null,null,430.68191000000002,null,4908.4687999999996,5608.5742499999997]
[2040,null,null,null,null,208.47479999999999,null,null,null,2885.4717000000001,null,6155.8627999999999,9249.8093000000008]
[2045,null,null,null,null,161.31383,null,null,null,2775.0027,null,6768.5644000000002,9704.8809299999994]
[2049,null,null,null,4203.5436,131.39112,null,null,null,990.22716000000003,null,6410.0736999999999,11735.23558]
["NZ2050",1409.1180273,6388.6877000000004,8.8040541E-4,null,1709.9549999999999,1138.5350000000001,12085.331399999999,644.90470000000005,24069.283862,null,25969.853596000001,73415.670165705422]
[2015,1.0211773,6388.6877000000004,3.6967214999999998E-4,null,null,1138.5350000000001,null,299.27424000000002,2415.5936000000002,null,55.355581000000001,10298.467667972149]
[2020,null,null,1.1366246E-4,null,null,null,null,null,null,null,33.929814999999998,33.92992866246]
[2025,null,null,1.2399541E-4,null,null,null,null,46.35622,6748.3896000000004,null,null,6794.74594399541]
[2030,null,null,2.7307539000000002E-4,null,341.99099999999999,null,null,null,94.377471,null,7718.5793000000003,8154.9480440753905]
[2035,null,null,null,null,341.99099999999999,null,null,null,5258.7646999999997,null,8461.2685999999994,14062.024299999999]
[2040,589.22018000000003,null,null,null,341.99099999999999,null,null,299.27424000000002,4216.33,null,7098.0219999999999,12544.83742]
[2045,405.60633999999999,null,null,null,341.99099999999999,null,6751.6691000000001,null,78.923490999999999,null,1103.8951,8682.0850310000005]
[2049,413.27033,null,null,null,341.99099999999999,null,5333.6623,null,5256.9049999999997,null,1498.8032000000001,12844.63183]
["Grand Total",1411.33868712,20050.173000000003,2.4297561440000002E-3,5695.1343999999999,3885.6307350000002,3415.6050000000005,12085.331399999999,1394.0028699999998,48806.012522000005,61.912804000000001,88863.702787999995,185668.84663587611]

{"sheet":"AC2_base","index":48,"n_rows":44,"n_cols":5,"rows_kept":44,"cut":false,"hidden":true,"merged":[]}
[]
[]
["Sum of ResultValue","Column Labels"]
["Row Labels","AnnualFixedOperatingCost","AnnualVariableOperatingCost","CapitalInvestment","Grand Total"]
["BAU",88615.354696629991,208429.95775037006,275499.11623549782,572544.42868249782]
[2015,3990.2629581000001,15721.200742889301,82643.987794331741,102355.45149532105]
[2020,4607.2711255599997,17301.092888921121,186.67919203608815,22095.04320651721]
[2025,4899.04914783,17798.72473856774,4278.37176234451,26976.145648742247]
[2030,5212.0739688999993,18752.136150591181,14770.216018040137,38734.426137531322]
[2035,5346.9328274,19658.981277597974,9984.309460287579,34990.223565285552]
[2040,5738.7488091999994,21005.045663905123,11564.956649923988,38308.751123029113]
[2045,7696.7704629000009,21272.373344790118,20962.59972598232,49931.743533672437]
[2050,9172.9306197099995,14879.251769415778,53615.992898583652,77668.175287709426]
[2055,9691.7907136800022,16604.927241532911,24469.41827383445,50766.136229047363]
[2060,10240.177811199999,17867.22068295347,14861.458647335327,42968.857141488799]
[2065,10937.86853405,13288.520717601608,27750.253444123089,51976.642695774695]
[2070,11081.477718099999,14280.48253160372,10410.8723686749,35772.832618378619]
["IRP23",88527.201066000009,197986.66460420351,318239.27785525908,604753.14352546271]
[2015,3944.5171731,15860.245833548997,79498.707029367448,99303.470036016442]
[2020,4771.4996917899998,17068.139122535864,1203.450857614612,23043.089671940474]
[2025,4910.8752041999996,17013.154513907164,11822.098821880754,33746.12853998792]
[2030,4993.3145302200001,16950.791307483931,13007.03097294715,34951.136810651078]
[2035,4978.5069564000005,17184.840195905424,14695.248090336687,36858.595242642114]
[2040,6451.6925792000011,18604.388620445203,15222.467844488303,40278.549044133506]
[2045,7902.6025861000007,20147.530632504233,22107.387002307987,50157.520220912222]
[2050,8941.9991255099994,14725.577285843174,38702.327734596474,62369.904145949651]
[2055,9671.8087186800003,16068.24099122259,21009.288935644719,46749.338645547308]
[2060,10284.342834199999,15233.343019654922,51351.737468100662,76869.423321955575]
[2065,10833.948577399999,13968.547021108892,30219.869580346127,55022.36517885502]
[2070,10842.0930892,15161.866060043141,19399.663517628229,45403.622666871372]
["NZ2050",95604.795333590009,149514.05475878986,456067.10198722972,701185.95207960962]
[2015,4063.4169609,15283.798983172017,86641.517556509818,105988.73350058183]
[2020,4596.2544471599995,17079.92100761722,746.57224421973319,22422.747698996955]
[2025,4866.4836894299997,15957.69301965092,6912.6504823445102,27736.827191425429]
[2030,5208.5366936,15664.415511782654,13969.7508776917,34842.703083074353]
[2035,5669.2836134000008,15517.775991952583,15904.414773500142,37091.474378852727]
[2040,7534.094282,15811.425847593793,18450.634918108935,41796.155047702734]
[2045,8453.6298364000013,17509.031764252279,16266.526293378509,42229.187894030794]
[2050,9645.0865240000003,6584.8114011237949,172676.1970345843,188906.09495970811]
[2055,10286.3980407,7031.2274261796529,16488.165271744354,33805.790738624011]
[2060,10968.329522,7419.0905068442535,27964.209825505019,46351.629854349274]
[2065,11644.310385500001,7761.3703842640534,19189.405882207728,38595.086651971782]
[2070,12668.9713385,7893.4929143566833,60857.056827434935,81419.521080291626]
["Grand Total",272747.35109622002,555930.6771133634,1049805.4960779869,1878483.5242875703]

{"sheet":"FC2_base","index":49,"n_rows":44,"n_cols":13,"rows_kept":44,"cut":false,"hidden":true,"merged":[]}
["Variable","AnnualFixedOperatingCost"]
[]
["Sum of ResultValue","Column Labels"]
["Row Labels","Biomass Power Plant","Coal Power Plant","Geothermal Power Plant","Large Hydropower Plant (Dam) (>100MW)","Medium Hydropower Plant (10-100MW)","Off-grid Hydropower","Oil Fired Gas Turbine (SCGT)","Onshore Wind","Small Hydropower Plant (<10MW)","Solar PV (Distributed with Storage)","Solar PV (Utility)","Grand Total"]
["BAU",23.089522939999995,21679.878950000002,357.90866300000005,3488.3270000000002,409.87261199999995,21.558240000000005,181.46124420000004,23704.247009999999,75.89551680000001,270.01736730000005,29269.5408823,79481.797008540001]
[2015,5.2180434,3137.9636,null,299.16000000000003,34.156050999999998,1.75824,5.4891383999999999,54.774639999999998,null,3.8319999999999999,2.7832843,3545.1349971]
[2020,3.9602833999999998,3106.8382000000001,null,299.16000000000003,34.156050999999998,1.8,5.4891383999999999,501.19806999999997,null,47.133600000000001,71.971478000000005,4071.7068208000001]
[2025,3.3996957999999999,2952.3027999999999,null,256.4923,34.156050999999998,1.8,5.4891383999999999,1016.4486000000001,null,53.684432999999999,85.501620000000003,4409.2746381999996]
[2030,2.6373574,2517.8330999999998,null,301.04557999999997,34.156050999999998,1.8,21.992073000000001,1529.0224000000001,null,41.539991000000001,336.43993,4786.4664823999992]
[2035,2.0474744,2151.1059,null,301.04557999999997,34.156050999999998,1.8,21.992073000000001,1529.0224000000001,null,32.142853000000002,896.78476999999998,4970.0971013999997]
[2040,1.5910342,1841.5588,51.129809000000002,301.04557999999997,34.156050999999998,1.8,21.992073000000001,1681.5048999999999,null,24.871527,1230.8427999999999,5190.4925741999996]
[2045,1.2150011000000001,1580.2761,51.129809000000002,295.95146,34.156050999999998,1.8,21.992073000000001,2389.9652000000001,5.0941207999999998,19.245113,2387.2782000000002,6788.1031278999999]
[2050,0.94171351000000003,1209.5359000000001,51.129809000000002,289.94488000000001,34.156050999999998,1.8,21.992073000000001,3058.0448000000001,11.100698,14.891501999999999,3735.9893999999999,8429.5268265100003]
[2055,0.73024878000000004,1007.7677,51.129809000000002,289.94488000000001,34.156050999999998,1.8,16.502935000000001,3058.0448000000001,11.100698,11.52276,4210.7475999999997,8693.4474817800001]
[2060,0.56662140000000005,850.63679000000002,51.129809000000002,284.84557999999998,34.156050999999998,1.8,16.502935000000001,3058.0448000000001,16.2,8.9160923000000007,4712.6841999999997,9035.4828787000006]
[2065,0.44000964999999997,718.00567999999998,51.129809000000002,284.84557999999998,34.156050999999998,1.8,11.013797,3058.0448000000001,16.2,6.8991021999999997,5549.9826000000003,9732.5174288500002]
[2070,0.34203990000000001,606.05438000000004,51.129809000000002,284.84557999999998,34.156050999999998,1.8,11.013797,2770.1316000000002,16.2,5.3383938000000004,6048.5349999999999,9829.5466507000001]
["IRP23",1099.9659233899999,15767.81575,378.70817800000003,3564.2225199999998,341.56050999999997,21.554640000000003,181.85322679999996,24901.686224000001,null,270.01736730000005,31716.0859623,78243.470301790003]
[2015,5.2180434,3102.9432999999999,null,299.16000000000003,null,1.75824,2.6153903999999999,81.078953999999996,null,3.8319999999999999,2.7832843,3499.3892120999999]
[2020,3.9602833999999998,3056.2060999999999,null,299.16000000000003,null,1.7964,2.6153903999999999,753.09376999999995,null,47.133600000000001,71.971478000000005,4235.9370218000004]
[2025,3.3996957999999999,2724.5666999999999,null,256.4923,34.156050999999998,1.8,10.905915999999999,1155.1505,null,53.684432999999999,135.72660999999999,4375.8822057999996]
[2030,2.6373574,1992.8286000000001,null,301.04557999999997,34.156050999999998,1.8,22.085162,1527.7883999999999,null,41.539991000000001,599.70549000000005,4523.5866313999995]
[2035,2.0474744,1474.5784000000001,20.799515,301.04557999999997,34.156050999999998,1.8,22.085162,1552.9182000000001,null,32.142853000000002,1117.0737999999999,4558.6470353999994]
[2040,1.5910342,1107.5299,51.129809000000002,301.04557999999997,34.156050999999998,1.8,22.085162,2318.7986000000001,null,24.871527,1985.8336999999999,5848.8413631999993]
[2045,1.2150011000000001,847.56939,51.129809000000002,301.04557999999997,34.156050999999998,1.8,22.085162,2723.5102000000002,null,19.245113,2823.2962000000002,6825.0525061000008]
[2050,0.94171351000000003,548.27709000000004,51.129809000000002,301.04557999999997,34.156050999999998,1.8,14.979552,2979.7379999999998,null,14.891501999999999,3956.4935,7903.45279751]
[2055,0.73024878000000004,417.87783999999999,51.129809000000002,301.04557999999997,34.156050999999998,1.8,16.906777999999999,3058.0448000000001,null,11.52276,4547.1288000000004,8440.3426667800013]
[2060,0.56662140000000005,224.19475,51.129809000000002,301.04557999999997,34.156050999999998,1.8,16.906777999999999,3058.0448000000001,null,8.9160923000000007,5232.1189999999997,8928.8794816999998]
[2065,364.70632000000001,158.78494000000001,51.129809000000002,301.04557999999997,34.156050999999998,1.8,14.291387,3058.0448000000001,null,6.8991021999999997,5539.8459000000003,9530.7038892]
[2070,712.95213000000001,112.45874000000001,51.129809000000002,301.04557999999997,34.156050999999998,1.8,14.291387,2635.4751999999999,null,5.3383938000000004,5704.1081999999997,9572.7554908000002]
["NZ2050",3168.9641581000001,12507.535646799997,409.03847200000007,3534.3091400000003,409.87261199999995,21.558240000000005,151.91430480000002,27166.116080000003,109.08054000000001,270.01736730000005,32835.0277823,80583.434343300003]
[2015,5.2180434,3137.9636,null,299.16000000000003,34.156050999999998,1.75824,9.2878211999999998,148.26996,null,3.8319999999999999,2.7832843,3642.4289999000002]
[2020,3.9602833999999998,3106.8382000000001,null,299.16000000000003,34.156050999999998,1.8,14.472110000000001,505.33841999999999,null,47.133600000000001,71.971478000000005,4084.8301424000006]
[2025,3.3996957999999999,2414.6324,null,256.4923,34.156050999999998,1.8,15.910750999999999,1514.2344000000001,null,53.684432999999999,85.501620000000003,4379.8116508000003]
[2030,2.7260081,1809.8522,null,301.04557999999997,34.156050999999998,1.8,15.910750999999999,1529.0224000000001,null,41.539991000000001,1042.2942,4778.3471810999999]
[2035,2.0523204000000002,1205.0719999999999,51.129809000000002,295.10530999999997,34.156050999999998,1.8,15.910750999999999,1991.5337,5.9402699999999999,32.142853000000002,1661.1514999999999,5295.9945643999999]
[2040,23.507726999999999,600.29187000000002,51.129809000000002,295.10530999999997,34.156050999999998,1.8,15.910750999999999,3058.0448000000001,5.9402699999999999,24.871527,2899.087,7009.8451150000001]
[2045,200.36371,216.18851000000001,51.129809000000002,284.84557999999998,34.156050999999998,1.8,15.910750999999999,3058.0448000000001,16.2,19.245113,2995.1914000000002,6893.0757240000003]
[2050,281.11462999999998,16.386835999999999,51.129809000000002,284.84557999999998,34.156050999999998,1.8,14.472110000000001,3058.0448000000001,16.2,14.891501999999999,4193.4297999999999,7966.4711179999995]
[2055,388.69896999999997,7.7507699999999999E-2,51.129809000000002,284.84557999999998,34.156050999999998,1.8,14.472110000000001,3058.0448000000001,16.2,11.52276,4444.9683999999997,8305.9159876999984]
[2060,490.05869999999999,7.7507699999999999E-2,51.129809000000002,284.84557999999998,34.156050999999998,1.8,14.472110000000001,3089.8130000000001,16.2,8.9160923000000007,4749.8554000000004,8741.3242500000015]
[2065,668.65697,7.7507699999999999E-2,51.129809000000002,284.84557999999998,34.156050999999998,1.8,5.1842886000000004,3089.2474999999999,16.2,6.8991021999999997,5058.1503000000002,9216.3471085000001]
[2070,1099.2071000000001,7.7507699999999999E-2,51.129809000000002,364.01274000000001,34.156050999999998,1.8,null,3066.4775,16.2,5.3383938000000004,5630.6433999999999,10269.0425015]
["Grand Total",4292.0196044300001,49955.23034680001,1145.6553130000002,10586.858659999998,1161.3057340000003,64.671119999999959,515.22877579999988,75772.049314000004,184.97605679999998,810.05210189999968,93820.654626899981,238308.70165362992]

{"sheet":"VC2_base","index":50,"n_rows":44,"n_cols":13,"rows_kept":44,"cut":false,"hidden":true,"merged":[]}
["Variable","AnnualVariableOperatingCost"]
[]
["Sum of ResultValue","Column Labels"]
["Row Labels","Biomass Power Plant","Coal Power Plant","Gas Power Plant (CCGT)","Geothermal Power Plant","Large Hydropower Plant (Dam) (>100MW)","Medium Hydropower Plant (10-100MW)","Off-grid Hydropower","Oil Fired Gas Turbine (SCGT)","Onshore Wind","Small Hydropower Plant (<10MW)","Solar PV (Utility)","Grand Total"]
["BAU",19.727737600000001,31.836473099999999,8.5329006099999993E-2,7.8424492999999984E-3,6.5945200199999998E-2,9.2981414399999993E-3,4.0754850300000003E-4,8.6221707449999994E-3,1.8742848075999997E-2,1.4347694760000001E-3,3.2996477841300005E-2,51.794829311681305]
[2015,4.4583073999999998,4.8527075999999996,2.2907559000000001E-3,null,5.6554808000000003E-3,7.7484511999999998E-4,3.3238709999999998E-5,3.0598653E-4,6.6953046E-5,null,3.1376842999999998E-6,9.3201453977903004]
[2020,3.3836746,4.4519367000000001,6.8400000000000004E-4,null,5.6554808000000003E-3,7.7484511999999998E-4,3.4028162999999999E-5,3.0598653E-4,6.1263273000000001E-4,null,8.1135719999999998E-5,7.8437594090629998]
[2025,2.9047073000000001,4.0490266000000004,8.9509949999999996E-4,null,4.8488678E-3,7.7484511999999998E-4,3.4028162999999999E-5,3.0598653E-4,1.2424423E-3,null,9.6388677000000005E-5,6.9619315580899999]
[2030,2.2533637999999998,3.8937062,6.9261093000000005E-4,null,5.6911267000000001E-3,7.7484511999999998E-4,3.4028162999999999E-5,1.2259261E-3,1.8689799999999999E-3,null,3.7927936000000002E-4,6.1577367963729994]
[2035,1.7493665,3.3265804000000001,1.3549799E-3,null,5.6911267000000001E-3,7.7484511999999998E-4,3.4028162999999999E-5,1.2259261E-3,1.8689799999999999E-3,null,1.0109737999999999E-3,5.0879077597830005]
[2040,1.359383,2.8478808,1.0586794E-3,1.1203499E-3,5.6911267000000001E-3,7.7484511999999998E-4,3.4028162999999999E-5,1.2259261E-3,1.8689799999999999E-3,null,1.387568E-3,4.2204253033830001]
[2045,1.0380995,2.0553485999999999,8.1918596999999997E-4,1.1203499E-3,5.5948246999999998E-3,7.7484511999999998E-4,3.4028162999999999E-5,1.2259261E-3,1.8689799999999999E-3,9.6301986000000002E-5,2.6912541000000002E-3,3.1076737960389997]
[2050,0.80460204000000002,1.7348790999999999,1.9214881999999999E-3,1.1203499E-3,5.4812732000000001E-3,7.7484511999999998E-4,3.4028162999999999E-5,8.8388340000000005E-4,1.8689799999999999E-3,2.0985354000000001E-4,4.2116988999999997E-3,2.5559875404229988]
[2055,0.62392612000000003,1.4643771000000001,8.6318273000000004E-3,1.1203499E-3,5.4812732000000001E-3,7.7484511999999998E-4,3.4028162999999999E-5,9.1993960999999999E-4,1.8689799999999999E-3,2.0985354000000001E-4,4.7469087E-3,2.1120912255329998]
[2060,0.48412253,1.2360517,1.4889217E-2,1.1203499E-3,5.3848732000000002E-3,7.7484511999999998E-4,3.4028162999999999E-5,9.1993960999999999E-4,1.8689799999999999E-3,3.0625347E-4,5.3127577000000002E-3,1.750785474163]
[2065,0.37594518999999998,1.0433268,2.2953795999999999E-2,1.1203499E-3,5.3848732000000002E-3,7.7484511999999998E-4,3.4028162999999999E-5,7.6744134999999998E-5,1.8689799999999999E-3,3.0625347E-4,6.2566706999999996E-3,1.458048530688]
[2070,0.29223961999999998,0.88065150000000003,2.9137366000000001E-2,1.1203499E-3,5.3848732000000002E-3,7.7484511999999998E-4,3.4028162999999999E-5,null,1.8689799999999999E-3,3.0625347E-4,6.8187044999999998E-3,1.2183365203530003]
["IRP23",939.80706379000003,23.195228420000003,0.12233216983,8.2982056299999996E-3,6.73799697E-2,7.7484512E-3,4.0748044700000005E-4,8.5839721999999997E-3,1.9250934229999996E-2,null,3.5754545434300004E-2,963.27204793867145]
[2015,4.4583073999999998,4.7985503999999999,3.4484333E-3,null,5.6554808000000003E-3,null,3.3238709999999998E-5,1.4579232E-4,9.9105769999999994E-5,null,3.1376842999999998E-6,9.266242988584299]
[2020,3.3775056000000001,4.4519367000000001,6.8400000000000004E-4,null,5.6554808000000003E-3,null,3.3960106999999999E-5,1.4579232E-4,9.2053405999999996E-4,null,8.1135719999999998E-5,7.8369632030069996]
[2025,2.9047073000000001,3.7444492,8.9509949999999996E-4,null,4.8488678E-3,7.7484511999999998E-4,3.4028162999999999E-5,6.0793936000000002E-4,1.4119828000000001E-3,null,1.5300888999999999E-4,6.6578822716329995]
[2030,2.2533637999999998,3.0818123000000002,6.9261093000000005E-4,null,5.6911267000000001E-3,7.7484511999999998E-4,3.4028162999999999E-5,1.2311153E-3,1.8674716000000001E-3,null,6.7606694000000005E-4,5.3461433647529999]
[2035,1.7493665,2.1567172999999999,2.3245481000000001E-3,4.5575633000000001E-4,5.6911267000000001E-3,7.7484511999999998E-4,3.4028162999999999E-5,1.2311153E-3,1.8689799999999999E-3,null,1.2593126E-3,3.9197235123129994]
[2040,1.359383,1.7127409,2.3709895000000002E-3,1.1203499E-3,5.6911267000000001E-3,7.7484511999999998E-4,3.4028162999999999E-5,1.2311153E-3,1.8689799999999999E-3,null,2.2386931E-3,3.0874540277829996]
[2045,1.0380995,1.133446,5.4933945000000001E-3,1.1203499E-3,5.6911267000000001E-3,7.7484511999999998E-4,3.4028162999999999E-5,1.2311153E-3,1.8689799999999999E-3,null,3.1827908999999999E-3,2.1909421305829992]
[2050,0.80460204000000002,0.84788377999999998,1.0549024000000001E-2,1.1203499E-3,5.6911267000000001E-3,7.7484511999999998E-4,3.4028162999999999E-5,8.3502016000000002E-4,1.8689799999999999E-3,null,4.4602801000000001E-3,1.6778194741429999]
[2055,0.62392612000000003,0.53727597000000005,1.5308715000000001E-2,1.1203499E-3,5.6911267000000001E-3,7.7484511999999998E-4,3.4028162999999999E-5,9.4245142000000002E-4,1.8689799999999999E-3,null,5.1261218999999998E-3,1.1920687082030004]
[2060,0.48412253,0.32577511999999997,2.1235726999999999E-2,1.1203499E-3,5.6911267000000001E-3,7.7484511999999998E-4,3.4028162999999999E-5,6.6308535999999997E-4,1.8689799999999999E-3,null,5.8983330000000004E-3,0.84718412524300002]
[2065,311.60586000000001,0.23072880000000001,2.7658673000000002E-2,1.1203499E-3,5.6911267000000001E-3,7.7484511999999998E-4,3.4028162999999999E-5,2.1464180000000001E-4,1.8689799999999999E-3,null,6.2452432999999998E-3,311.88019668798307]
[2070,609.14782000000002,0.17391195000000001,3.1670955000000001E-2,1.1203499E-3,5.6911267000000001E-3,7.7484511999999998E-4,3.4028162999999999E-5,1.0478826E-4,1.8689799999999999E-3,null,6.4304213000000001E-3,609.36942744444309]
["NZ2050",2321.8633173000003,17.176024418512256,null,8.9627991999999979E-3,6.5563601499999999E-2,9.1220083500000004E-3,4.0754850300000003E-4,5.7591181400000009E-3,1.9470653519999995E-2,1.9925012200000002E-3,3.7015963781299996E-2,2339.1876359127264]
[2015,4.4583073999999998,4.8527075999999996,null,null,5.6554808000000003E-3,7.7484511999999998E-4,3.3238709999999998E-5,5.1774030000000003E-4,1.8123579000000001E-4,null,3.1376842999999998E-6,9.3181806784042998]
[2020,3.3775056000000001,4.4519367000000001,null,null,5.6554808000000003E-3,7.7484511999999998E-4,3.4028162999999999E-5,8.0673329000000005E-4,6.1769362999999997E-4,null,8.1135719999999998E-5,7.837412216723]
[2025,2.9047073000000001,3.2677432999999998,null,null,4.8488678E-3,7.7484511999999998E-4,3.4028162999999999E-5,8.8692890999999999E-4,1.8509041E-3,null,9.6388677000000005E-5,6.1809425627699994]
[2030,2.3291070999999999,2.3889433000000002,null,null,5.6911267000000001E-3,7.7484511999999998E-4,3.4028162999999999E-5,8.8692890999999999E-4,1.8689799999999999E-3,null,1.1750112E-3,4.7284813200930005]
[2035,1.7535069000000001,1.5101434,null,1.1203499E-3,5.5788286999999999E-3,7.7484511999999998E-4,3.4028162999999999E-5,8.8692890999999999E-4,1.8689799999999999E-3,1.1229804E-4,1.8726685E-3,3.2758992273329994]
[2040,20.085052999999998,0.63134338999999995,null,1.1203499E-3,5.5788286999999999E-3,7.7484511999999998E-4,3.4028162999999999E-5,8.8692890999999999E-4,1.8689799999999999E-3,1.1229804E-4,3.2682322999999999E-3,20.730040881133]
[2045,171.19118,7.3206675999999998E-2,null,1.1203499E-3,5.3848732000000002E-3,7.7484511999999998E-4,3.4028162999999999E-5,8.8692890999999999E-4,1.8689799999999999E-3,3.0625347E-4,3.3765739000000002E-3,171.278139508663]
[2050,240.18494000000001,5.2512254000000002E-8,null,1.1203499E-3,5.3848732000000002E-3,7.7484511999999998E-4,3.4028162999999999E-5,null,1.8689799999999999E-3,3.0625347E-4,4.7273858E-3,240.19915676816527]
[2055,332.10523000000001,null,null,1.1203499E-3,5.3848732000000002E-3,7.7484511999999998E-4,3.4028162999999999E-5,null,1.8689799999999999E-3,3.0625347E-4,5.0109533E-3,332.11973028315299]
[2060,418.7072,null,null,1.1203499E-3,5.3848732000000002E-3,7.7484511999999998E-4,3.4028162999999999E-5,null,1.8689799999999999E-3,3.0625347E-4,5.3546619999999996E-3,418.72204399185301]
[2065,515.61875999999995,null,null,1.1203499E-3,5.3848732000000002E-3,7.7484511999999998E-4,3.4028162999999999E-5,null,1.8689799999999999E-3,3.0625347E-4,5.7022126000000001E-3,515.63395154245291]
[2070,609.14782000000002,null,null,1.1203499E-3,5.6306220000000001E-3,5.9871203000000004E-4,3.4028162999999999E-5,null,1.8689799999999999E-3,2.3663779000000001E-4,6.3476021000000004E-3,609.16365693198304]
["Grand Total",3281.39811869,72.207725938512255,0.20766117593,2.5103454130000005E-2,0.19888877139999997,2.6168600989999985E-2,1.2225774529999994E-3,2.2965261085000001E-2,5.7464435825999985E-2,3.4272706960000007E-3,0.10576698705690001,3354.2545131630786]

{"sheet":"FC_base","index":51,"n_rows":25,"n_cols":13,"rows_kept":25,"cut":false,"hidden":true,"merged":[]}
["Variable","AnnualFixedOperatingCost"]
[]
["Suma de ResultValue","Column Labels"]
["Row Labels","Biomass Power Plant","Coal Power Plant","Gas Power Plant (CCGT)","Geothermal Power Plant","Large Hydropower Plant (Dam) (>100MW)","Medium Hydropower Plant (10-100MW)","Off-grid Hydropower","Oil Fired Gas Turbine (SCGT)","Small Hydropower Plant (<10MW)","Solar PV (Distributed with Storage)","Solar PV (Utility)","Grand Total"]
[2015,15.654130200000001,9378.8705000000009,211.48,null,897.48,68.312101999999996,5.2747200000000003,17.39235,null,11.495999999999999,8.3498529000000001,10614.3096551]
["BAU",5.2180434,3137.9636,105.74,null,299.16000000000003,34.156050999999998,1.75824,5.4891383999999999,null,3.8319999999999999,2.7832843,3596.1003570999997]
["IRP23",5.2180434,3102.9432999999999,105.74,null,299.16000000000003,null,1.75824,2.6153903999999999,null,3.8319999999999999,2.7832843,3524.0502580999996]
["NZ2050",5.2180434,3137.9636,null,null,299.16000000000003,34.156050999999998,1.75824,9.2878211999999998,null,3.8319999999999999,2.7832843,3494.1590399000002]
[2020,11.880850199999999,9269.8824999999997,211.48,null,897.48,68.312101999999996,5.3963999999999999,22.576638800000001,null,141.4008,215.91443400000003,10844.323725]
["BAU",3.9602833999999998,3106.8382000000001,105.74,null,299.16000000000003,34.156050999999998,1.8,5.4891383999999999,null,47.133600000000001,71.971478000000005,3676.2487507999999]
["IRP23",3.9602833999999998,3056.2060999999999,105.74,null,299.16000000000003,null,1.7964,2.6153903999999999,null,47.133600000000001,71.971478000000005,3588.5832517999997]
["NZ2050",3.9602833999999998,3106.8382000000001,null,null,299.16000000000003,34.156050999999998,1.8,14.472110000000001,null,47.133600000000001,71.971478000000005,3579.4917224000005]
[2030,8.0007228999999995,6320.5138999999999,170.21839499999999,null,903.13673999999992,102.468153,5.4,59.987985999999999,null,124.619973,1978.4396200000001,9672.7854898999994]
["BAU",2.6373574,2517.8330999999998,66.992194999999995,null,301.04557999999997,34.156050999999998,1.8,21.992073000000001,null,41.539991000000001,336.43993,3324.4362773999997]
["IRP23",2.6373574,1992.8286000000001,103.22620000000001,null,301.04557999999997,34.156050999999998,1.8,22.085162,null,41.539991000000001,599.70549000000005,3099.0244314000001]
["NZ2050",2.7260081,1809.8522,null,null,301.04557999999997,34.156050999999998,1.8,15.910750999999999,null,41.539991000000001,1042.2942,3249.3247811000001]
[2040,26.689795399999998,3549.3805700000003,122.06628600000001,153.38942700000001,897.19646999999986,102.468153,5.4,59.987985999999999,5.9402699999999999,74.614581000000001,6115.7634999999991,11112.8970384]
["BAU",1.5910342,1841.5588,37.679749999999999,51.129809000000002,301.04557999999997,34.156050999999998,1.8,21.992073000000001,null,24.871527,1230.8427999999999,3546.6674241999995]
["IRP23",1.5910342,1107.5299,84.386536000000007,51.129809000000002,301.04557999999997,34.156050999999998,1.8,22.085162,null,24.871527,1985.8336999999999,3614.4292992000001]
["NZ2050",23.507726999999999,600.29187000000002,null,51.129809000000002,295.10530999999997,34.156050999999998,1.8,15.910750999999999,5.9402699999999999,24.871527,2899.087,3951.8003150000004]
[2050,282.99805701999998,1774.199826,415.20648,153.38942700000001,875.83603999999991,102.468153,5.4,51.443735000000004,27.300697999999997,44.674505999999994,11885.912700000001,15618.829622019999]
["BAU",0.94171351000000003,1209.5359000000001,63.97607,51.129809000000002,289.94488000000001,34.156050999999998,1.8,21.992073000000001,11.100698,14.891501999999999,3735.9893999999999,5435.4580965099995]
["IRP23",0.94171351000000003,548.27709000000004,351.23041000000001,51.129809000000002,301.04557999999997,34.156050999999998,1.8,14.979552,null,14.891501999999999,3956.4935,5274.9452075099998]
["NZ2050",281.11462999999998,16.386835999999999,null,51.129809000000002,284.84557999999998,34.156050999999998,1.8,14.472110000000001,16.2,14.891501999999999,4193.4297999999999,4908.4263179999998]
["Grand Total",345.22355571999998,30292.847296000004,1130.451161,306.77885400000002,4471.12925,444.02866299999994,26.871120000000005,211.38869580000005,33.240967999999995,396.80586,20204.3801069,57863.145530419992]

{"sheet":"VC_base","index":52,"n_rows":25,"n_cols":12,"rows_kept":25,"cut":false,"hidden":true,"merged":[]}
["Variable","AnnualVariableOperatingCost"]
[]
["Suma de ResultValue","Column Labels"]
["Row Labels","Coal Power Plant","Gas Power Plant (CCGT)","Geothermal Power Plant","Large Hydropower Plant (Dam) (>100MW)","Medium Hydropower Plant (10-100MW)","Off-grid Hydropower","Oil Fired Gas Turbine (SCGT)","Onshore Wind","Small Hydropower Plant (<10MW)","Solar PV (Utility)","Grand Total"]
[2015,14.503965599999997,5.7391891999999996E-3,null,1.69664424E-2,1.54969024E-3,9.9716129999999987E-5,9.6951915000000001E-4,3.4729460600000002E-4,null,9.4130528999999995E-6,14.529646864778901]
["BAU",4.8527075999999996,2.2907559000000001E-3,null,5.6554808000000003E-3,7.7484511999999998E-4,3.3238709999999998E-5,3.0598653E-4,6.6953046E-5,null,3.1376842999999998E-6,4.8618379977902988]
["IRP23",4.7985503999999999,3.4484333E-3,null,5.6554808000000003E-3,null,3.3238709999999998E-5,1.4579232E-4,9.9105769999999994E-5,null,3.1376842999999998E-6,4.8079355885843]
["NZ2050",4.8527075999999996,null,null,5.6554808000000003E-3,7.7484511999999998E-4,3.3238709999999998E-5,5.1774030000000003E-4,1.8123579000000001E-4,null,3.1376842999999998E-6,4.8598732784042999]
[2020,13.355810099999999,1.3680000000000001E-3,null,1.69664424E-2,1.54969024E-3,1.02016433E-4,1.2585121400000001E-3,2.1508604200000002E-3,null,2.4340715999999999E-4,13.379449028792999]
["BAU",4.4519367000000001,6.8400000000000004E-4,null,5.6554808000000003E-3,7.7484511999999998E-4,3.4028162999999999E-5,3.0598653E-4,6.1263273000000001E-4,null,8.1135719999999998E-5,4.4600848090629999]
["IRP23",4.4519367000000001,6.8400000000000004E-4,null,5.6554808000000003E-3,null,3.3960106999999999E-5,1.4579232E-4,9.2053405999999996E-4,null,8.1135719999999998E-5,4.4594576030069994]
["NZ2050",4.4519367000000001,null,null,5.6554808000000003E-3,7.7484511999999998E-4,3.4028162999999999E-5,8.0673329000000005E-4,6.1769362999999997E-4,null,8.1135719999999998E-5,4.4599066167229999]
[2030,9.3644618000000008,1.3852218600000001E-3,null,1.70733801E-2,2.3245353599999998E-3,1.02084489E-4,3.3439703100000004E-3,5.6054316000000003E-3,null,2.2303575000000003E-3,9.3965267812189985]
["BAU",3.8937062,6.9261093000000005E-4,null,5.6911267000000001E-3,7.7484511999999998E-4,3.4028162999999999E-5,1.2259261E-3,1.8689799999999999E-3,null,3.7927936000000002E-4,3.9043729963729996]
["IRP23",3.0818123000000002,6.9261093000000005E-4,null,5.6911267000000001E-3,7.7484511999999998E-4,3.4028162999999999E-5,1.2311153E-3,1.8674716000000001E-3,null,6.7606694000000005E-4,3.0927795647529996]
["NZ2050",2.3889433000000002,null,null,5.6911267000000001E-3,7.7484511999999998E-4,3.4028162999999999E-5,8.8692890999999999E-4,1.8689799999999999E-3,null,1.1750112E-3,2.3993742200929997]
[2040,5.1919650900000001,3.4296689000000002E-3,3.3610496999999999E-3,1.69610821E-2,2.3245353599999998E-3,1.02084489E-4,3.3439703100000004E-3,5.6069399999999995E-3,1.1229804E-4,6.8944933999999999E-3,5.2341012122989996]
["BAU",2.8478808,1.0586794E-3,1.1203499E-3,5.6911267000000001E-3,7.7484511999999998E-4,3.4028162999999999E-5,1.2259261E-3,1.8689799999999999E-3,null,1.387568E-3,2.8610423033829995]
["IRP23",1.7127409,2.3709895000000002E-3,1.1203499E-3,5.6911267000000001E-3,7.7484511999999998E-4,3.4028162999999999E-5,1.2311153E-3,1.8689799999999999E-3,null,2.2386931E-3,1.728071027783]
["NZ2050",0.63134338999999995,null,1.1203499E-3,5.5788286999999999E-3,7.7484511999999998E-4,3.4028162999999999E-5,8.8692890999999999E-4,1.8689799999999999E-3,1.1229804E-4,3.2682322999999999E-3,0.64498788113299999]
[2050,2.5827629325122539,1.2470512200000001E-2,3.3610496999999999E-3,1.6557273100000002E-2,2.3245353599999998E-3,1.02084489E-4,1.7189035600000001E-3,5.6069399999999995E-3,5.1610700999999998E-4,1.3399364800000001E-2,2.6388197027312539]
["BAU",1.7348790999999999,1.9214881999999999E-3,1.1203499E-3,5.4812732000000001E-3,7.7484511999999998E-4,3.4028162999999999E-5,8.8388340000000005E-4,1.8689799999999999E-3,2.0985354000000001E-4,4.2116988999999997E-3,1.7513855004230001]
["IRP23",0.84788377999999998,1.0549024000000001E-2,1.1203499E-3,5.6911267000000001E-3,7.7484511999999998E-4,3.4028162999999999E-5,8.3502016000000002E-4,1.8689799999999999E-3,null,4.4602801000000001E-3,0.87321743414300013]
["NZ2050",5.2512254000000002E-8,null,1.1203499E-3,5.3848732000000002E-3,7.7484511999999998E-4,3.4028162999999999E-5,null,1.8689799999999999E-3,3.0625347E-4,4.7273858E-3,1.4216768165253999E-2]
["Grand Total",44.99896552251225,2.439259216E-2,6.7220993999999989E-3,8.4524620100000003E-2,1.0072986559999999E-2,5.0798603000000008E-4,1.0634875469999999E-2,1.9317466625999997E-2,6.2840505000000008E-4,2.27770359129E-2,45.17854358982116]

{"sheet":"AC_base","index":53,"n_rows":37,"n_cols":5,"rows_kept":37,"cut":false,"hidden":true,"merged":[]}
[]
[]
["Suma de ResultValue","Column Labels"]
["Row Labels","AnnualFixedOperatingCost","AnnualVariableOperatingCost","CapitalInvestment","Grand Total"]
[2015,11998.197092099999,46865.245559610317,248784.21238020901,307647.6550319193]
["BAU",3990.2629581000001,15721.200742889301,82643.987794331741,102355.45149532105]
["IRP23",3944.5171731,15860.245833548997,79498.707029367448,99303.470036016442]
["NZ2050",4063.4169609,15283.798983172017,86641.517556509818,105988.73350058183]
[2020,3243171.7252645092,3280645.8530190727,3231333.4022938702,9755150.9805774521]
["BAU",1081006.1711255598,1093699.9928889205,1076585.5791920358,3251291.7432065159]
["IRP23",1081170.3996917896,1093467.0391225356,1077602.3508576145,3252239.7896719398]
["NZ2050",1080995.15444716,1093478.8210076171,1077145.4722442199,3251619.4476989969]
[2025,3243873.1080414597,3279966.2722721254,3252209.8210665691,9776049.2013801541]
["BAU",1081297.9491478298,1094197.6247385675,1080677.2717623443,3256172.8456487413]
["IRP23",1081309.7752042003,1093412.0545139071,1088220.9988218807,3262942.828539988]
["NZ2050",1081265.3836894298,1092356.5930196508,1083311.5504823443,3256933.5271914252]
[2030,3244610.6251927195,3280564.0429698559,3270943.6978686787,9796118.3660312556]
["BAU",1081610.9739688998,1095151.0361505907,1091169.1160180401,3267931.1261375304]
["IRP23",1081392.2145302198,1093349.691307483,1089405.9309729473,3264147.8368106498]
["NZ2050",1081607.4366935999,1092063.3155117822,1090368.6508776916,3264039.4030830739]
[2035,3245191.4233971997,3281558.2974654548,3269780.6723241243,9796530.3931867778]
["BAU",1081745.8328274,1096057.8812775975,1086383.2094602878,3264186.9235652853]
["IRP23",1081377.4069563998,1093583.7401959053,1091094.1480903365,3266055.2952426416]
["NZ2050",1082068.1836134,1091916.675991952,1092303.3147735,3266288.1743788519]
[2040,3248921.2356704003,3284617.5601319429,3274434.7594125206,9807973.5552148651]
["BAU",1082137.6488091999,1097403.9456639048,1087963.8566499236,3267505.4511230285]
["IRP23",1082850.5925792004,1095003.2886204449,1091621.3678444882,3269475.2490441334]
["NZ2050",1083932.9942820002,1092210.3258475934,1094849.5349181087,3270992.8550477028]
[2045,3253249.7028854,3288125.6357415463,3288533.2130216686,9829908.5516486149]
["BAU",1084095.6704628998,1097671.2733447899,1097361.4997259823,3279128.443533672]
["IRP23",1084301.5025861,1096546.4306325042,1098506.2870023081,3279354.2202209122]
["NZ2050",1084852.5298363999,1093907.931764252,1092665.4262933785,3271425.8878940307]
[2050,3256956.7162692202,3265386.3404563805,3494191.217667765,10016534.274393365]
["BAU",1085571.8306197103,1091278.1517694148,1130014.8928985836,3306864.8752877088]
["IRP23",1085340.8991255101,1091124.4772858422,1115101.2277345965,3291566.6041459488]
["NZ2050",1086043.9865240001,1082983.7114011238,1249075.0970345845,3418102.7949597081]
["Grand Total",22747972.733813014,23007729.247615993,23330210.996035401,69085912.977464408]