## TZ1
Table Z1 - Information and physicochemical properties (obtained from Chemicalize) of the analytes and the surrogates included in the target analysis method using LC-QQQ
Compound | CAS number | Commercial vendor | Purity (%) | Solvent | Molecular formula | Exact mass (Da) | pKa | Log D (2.5; 10.5)
Benzophenones
4-Hydroxybenzophenone | 1137-42-4 | Sigma-Aldrich | 100 | Methanol | C13H10O2 | 198.0681 | 7.8 | 3.1; 1.2
Benzophenone-1 | 131-56-6 | Sigma-Aldrich | 99 | Methanol | C13H10O3 | 214.063 | 7.1; 8.7 | 3.5; 0.2
Benzophenone-2 | 131-55-5 | Sigma-Aldrich | 99 | Methanol | C13H10O5 | 246.0528 | 6.8; 7.4; 8.4; 9.0 | 3.5; -3.1
Benzophenone-3 | 131-57-7 | Sigma-Aldrich | 100 | Methanol | C14H12O3 | 228.0786 | 7.1 | 3.6; 1.6
Benzophenone-8 | 131-53-3 | Sigma-Aldrich | 98 | Methanol | C13H10O | 244.0736 | 6.8; 7.4 | 4.0; -0.1
Bisphenols
Bisphenol A | 80-05-7 | Sigma-Aldrich | 98 | Methanol | C15H16O2 | 228.115 | 9.8; 10.4 | 4.1; 3.5
Bisphenol AF | 1478-61-1 | Sigma-Aldrich | 98 | Methanol | C15H10F6O2 | 336.0585 | 9.7; 9.1 | 4.8; 3.5
Bisphenol AP | 1571-75-1 | Sigma-Aldrich | 99 | Methanol | C20H18O2 | 290.1307 | 9.7; 10.3 | 5.2; 4.5
Bisphenol P | 2167-51-3 | Sigma-Aldrich | 97 | Methanol | C24H16O2 | 346.1933 | 9.8; 10.4 | 6.7; 6.2
Bisphenol S | 80-09-1 | Sigma-Aldrich | 98 | Methanol | C12H10O4S | 250.03 | 7.4; 8.0 | 2.3; -1.5
Bisphenol Z | 843-55-0 | Sigma-Aldrich | 98 | Methanol | C18H20O2 | 268.1463 | 9.8; 10.4 | 4.9; 4.4
Bisphenol A glucuronide a | 267244-08-6 | Sigma-Aldrich | 99 | Methanol | C21H24O8 | 404.1471 | 3.3; 10.1; 12.2; 13.3; 14.8 | 1.9; -1.7
Parabens
Benzyl paraben | 94-18-8 | Sigma-Aldrich | 97 | Methanol | C14H12O3 | 228.0786 | 8.5 | 3.4; 2.0
Butyl paraben | 94-26-8 | Sigma-Aldrich | 99 | Methanol | C11H14O3 | 194.0943 | 8.5 | 3.0; 1.6
Ethyl 3,4-dihydroxybenzoate | 3943-89-3 | Sigma-Aldrich | 98 | Methanol | C9H10O4 | 182.0579 | 8.6; 12.2 | 1.7; 0.4
Ethyl paraben | 120-47-8 | Sigma-Aldrich | 99 | Methanol | C9H10O4 | 166.063 | 8.5 | 2.0; 0.3
Methyl 3,5-dihydroxybenzoate | 2150-44-9 | Sigma-Aldrich | 97 | Methanol | C8H8O4 | 168.0423 | 8.9; 10.3 | 1.4; 0.1
Methyl paraben | 99-76-3 | Sigma-Aldrich | 98 | Methanol | C8H8O3 | 152.0473 | 8.5 | 1.7; -0.2
Phthalates
Mono-benzyl phthalate | 2528-16-7 | Sigma-Aldrich | 97 | Methanol | C15H12O4 | 256.0736 | 3.1 | 3.1; -0.2
Mono-butyl phthalate | 131-70-4 | Sigma-Aldrich | 95 | Methanol | C12H14O4 | 222.0892 | 3.1 | 2.7; -0.6
Mono-(2-ethyl-5-hydroxyhexyl) phthalate | 40321-99-1 | Sigma-Aldrich | 100 | Methanol | C16H22O5 | 294.1467 | -1.7; 3.1 | 2.9; -0.3
Mono-[(2RS)-2-Ethyl-5-oxohexyl phthalate | 40321-98-0 | Sigma-Aldrich | 100 | Methanol | C16H20O5 | 292.1311 | 3.1 | 3.0; -0.3
Mono-2-Ethylhexyl phthalate | 4376-20-9 | Sigma-Aldrich | 98 | Methanol | C16H22O4 | 278.1518 | 3.1 | 4.4; 1.1
Antibacterials and biocides
Triclocarban | 101-20-2 | Sigma-Aldrich | 99 | Methanol | C13H9Cl3N2O | 313.978 | 11.4 | 4.9; 4.9
Triclosan | 3380-34-5 | Sigma-Aldrich | 99 | Methanol | C12H7Cl3O2 | 287.9512 | 7.7 | 5.0; 2.9
Surrogates
Benzophenone-3-(phenyl-D5) | 1219798-54-5 | Sigma-Aldrich | 100 | Methanol | C14D5H7O3 | 233.11 | 7.1 | 3.6; 1.6
Benzyl Butyl Phthalate-D4 | 93951-88-3 | Cambridge Isotope | 98 | Methanol | C19D4H16O4 | 316.1613 | b | 5.0; 5.0
Bisphenol-A-D16 | 96210-87-6 | Sigma-Aldrich | 98 | Methanol | C15D16O2 | 244.2154 | 9,8; 10,4 | 4.0; 3.5
Mono-(2-Ethyl-5-Oxohexyl) phthalate-13C4 | 1268238-35-2 | Cambridge Isotope | 99 | Methanol | 13C4C12H20O5 | 292.131 | 3.1 | 3.0; -0.3
aOnly used in the enzymatic hydrolysis optimization
bNot ionizable atoms

## TZ2
Table Z2 - MS/MS Mass spectrometry conditions for the target analysis of selected endocrine disrupting compounds and 4 surrogates by LC-QQQ at pH 2.5 and 10.5, including the ionization mode, retention time, m/z fragments, fragmentor voltage (V) and collision energy (eV)
Compound | pH 2.5 | [5 empty] | pH 10.5
| Ionization mode | Retention time (min) | Parent ion (m/z) | Product ion(s) (m/z) | Fragmentor voltage (V) | Collision-energy (eV) | Ionization mode | Retention time (min) | Parent ion (m/z) | Product ion(s) (m/z) | Fragmentor voltage (V) | Collision-energy (eV)
Benzophenones
4-Hydroxybenzophenone | [M+H]+ | 7 | 199.1 | 121.1/105.1 | 105 | 17 | [M-H]- | 2.6 | 197.1 | 92.0/120.0 | 75 | 33
Benzophenone-1 | [M+H]+ | 8.7 | 215.1 | 137.0/81.1 | 135/120 | 17/41 | [M-H]- | 2.8 | 213.1 | 135.0/91.0 | 135 | 17/29
Benzophenone-2 | [M+H]+ | 5.2 | 247.1 | 137.0/81.1 | 120 | 21/41 | [M-H]- | 0.7 | 245 | 135.0/109.0 | 105 | 13/21
Benzophenone-3 | [M+H]+ | 11.2 | 229 | 151.0/105.0 | 75 | 21 | [M+H]+ | 11 | 229 | 151.0/105.0 | 75 | 21
Benzophenone-8 | [M+H]+ | 9.9 | 245.1 | 121.1/151.1 | 105 | 13/17 | [M-H]- | 6.4 | 243.1 | 123.0/93.0 | 120 | 13/21
Bisphenols
Bisphenol A | [M+H]+ | 11.3 | 229.1 | 151.0/105.1 | 120 | 17 | [M-H]- | 7.3 | 227.1 | 121.2/133.1 | 75 | 17/25
Bisphenol AF | [M-H]- | 10.2 | 335 | 265.1/245.1 | 150 | 21/37 | [M-H]- | 7.1 | 335 | 265.1/197.0 | 120 | 21/41
Bisphenol AP | [M-H]- | 10.3 | 289.1 | 274.1/211.1 | 135 | 17/29 | [M-H]- | 9.9 | 289.1 | 274.1/211.1 | 75 | 17/25
Bisphenol P | [M-H]- | 11.8 | 345.2 | 330.1/315.2 | 150 | 25/41 | [M-H]- | 11.7 | 345.2 | 330.1/315.1 | 75 | 25/41
Bisphenol S | [M+H]+ | 3.7 | 251 | 157.0/109.1 | 130 | 13/21 | [M-H]- | 0.7 | 249 | 108.0/92.0 | 135 | 29/37
Bisphenol Z | a | a | a | a | a | a | [M-H]- | 10.4 | 267.1 | 173.1/223.1 | 75 | 29/33
Bisphenol A glucuronide | a | a | a | a | a | a | [M-H]- | 3.7 | 403.2 | 113.1/227 | 75 | 17
Parabens
Benzyl paraben | [M-H]- | 9.8 | 227.1 | 136.0/92.0 | 105 | 9/25 | [M-H]- | 4.1 | 227.1 | 136.0/92.0 | 105 | 9/25
Butyl paraben | [M+H]+ | 9.7 | 195.1 | 139.1/95.1 | 75 | 9/21 | [M-H]- | 4 | 193.1 | 136.0/92.0 | 105 | 13/25
Ethyl 3,4-dihydroxybenzoate | [M+H]+ | 4.3 | 183.1 | 155.1/111.1 | 75 | 9/13 | a | a | a | a | a | a
Ethyl paraben | [M+H]+ | 5.7 | 167.1 | 139.1/95.1 | 75 | 9/17 | [M-H]- | 1.9 | 165.1 | 137.0/92.0 | 90 | 13/25
Methyl 3,5-dihydroxybenzoate | [M+H]+ | 3.2 | 169 | 137.0/109.1 | 90 | 9/21 | [M-H]- | 0.7 | 167 | 125.1/108.0 | 105 | 17
Methyl paraben | [M+H]+ | 4.2 | 153.1 | 121.1/93.1 | 90 | 13/25 | [M-H]- | 0.8 | 151 | 136.0/92.0 | 90 | 13/21
Phthalates
Mono-benzyl phthalate | [M+H]+ | 8.3 | 257.1 | 91.1/149.1 | 75 | 9/13 | [M+H]+ | 3 | 257.1 | 149.1/91.1 | 75 | 9/13
Mono-butyl phthalate | [M+H]+ | 8 | 223.1 | 149.0/121.0 | 75 | 9/13 | a | a | a | a | a | a
Mono-(2-ethyl-5-hydroxyhexyl) phthalate | [M-H]- | 8.6 | 293.1 | 121.0/145.1 | 105 | 9/17 | a | a | a | a | a | a
Mono-[(2RS)-2-Ethyl-5-oxohexyl phthalate | [M-H]- | 7.7 | 291.1 | 143.1/121 | 105 | 9/17 | [M-H]- | 3.1 | 291.1 | 143.1/121.0 | 105 | 9/17
Mono-2-Ethylhexyl phthalate | [M+H]+ | 11.6 | 279.2 | 149.1/167.1 | 90 | 5/13 | [M+H]+ | 6.5 | 279.2 | 167.1/149.1 | 90 | 5/13
Antibacterials
Triclocarban | [M-H]- | 11.8 | 313 | 160.0/126.0 | 90 | 9/25 | [M-H]- | 11.8 | 313 | 160.0/126.0 | 90 | 9/25
Triclosan | [M-H]- | 11.9 | 288.9/286.9b | 35 | 90 | 13 | [M-H]- | 9.5 | 288.9/286.9b | 35 | 90 | 13
Surrogates
Benzophenone-3-(phenyl-D5) | [M+H]+ | 11.2 | 234.1 | 151.0/82.0 | 120 | 13 | [M+H]+ | 11 | 234.1 | 151.0/110.0 | 105 | 17/21
Benzyl Butyl Phthalate-D4 | [M+H]+ | 11.4 | 243.1 | 215 | 120 | 17 | [M-H]- | 7.3 | 241 | 223.0/151.0 | 135/105 | 17/33
Bisphenol-A-D16 | [M+H]+ | 12 | 317.4 | 209 | 75 | 10 | [M+H]+ | 12 | 317.4 | 209 | 75 | 10
Mono-(2-Ethyl-5-Oxohexyl) phthalate-13C4 | [M-H]-/[M+H]+ | 7.6 | 295.0/297.2 | 124.0/281.1 | 90 | 9 | a | a | a | a | a | a
aNot ionized

## TZ3
Table Z3 - Instrumental and procedural limits of quantification (ng/g), upper limits (ng/g) and determination coefficients of the calibration curves for UHPLC-QqQ and UHPLC-qOrbitrap at pH 2.5 and pH 10.5 for selected endocrine disrupting compounds and 4 surrogates
Compound | LC-QqQ | [7 empty] | LC-qOrbitrap
| pH 2.5 |  |  |  | pH 10.5 |  |  |  | pH 2.5 |  |  |  | pH 10.5
| iLOQ (ng/g) | pLOQ (ng/g) | Upper limit (ng/g) | r2 | iLOQ (ng/g) | pLOQ (ng/g) | Upper limit (ng/g) | r2 | iLOQ (ng/g) | pLOQ (ng/g) | Upper limit (ng/g) | r2 | iLOQ (ng/g) | pLOQ (ng/g) | Upper limit (ng/g) | r2
Benzophenones
4-Hydroxybenzophenone | 0.3 | 0.07 | 180 | 0.9999 | 0.3 | 0.07 | 180 | 0.9998 | 1.4 | 0.3 | 180 | 0.9981 | 0.3 | 0.07 | 180 | 0.9999
Benzophenone-1 | 0.5 | 0.1 | 155 | 0.9997 | 0.5 | 0.1 | 155 | 0.9999 | 2.6 | 0.7 | 155 | 0.9973 | 0.5 | 0.1 | 156 | 0.9999
Benzophenone-2 | 0.2 | 0.2 | 144 | 0.9998 | 0.05 | 0.05 | 98 | 0.9996 | 4.9 | 4.7 | 144 | 0.9977 | 1.1 | 1.1 | 144 | 0.9994
Benzophenone-3 | 0.5 | 0.5 | 157 | 0.9998 | 0.3 | 0.2 | 157 | 0.9999 | 1.2 | 1.1 | 157 | 0.9982 | 2.6 | 2.4 | 157 | 0.9995
Benzophenone-8 | 0.3 | 0.1 | 165 | 0.9994 | 0.6 | 0.2 | 165 | 0.9999 | 1.3 | 0.5 | 165 | 0.9961 | 1.3 | 0.5 | 164 | 0.9994
Bisphenols
Bisphenol A | 0.3 | 0.08 | 161 | 0.9997 | 1.3 | 0.4 | 161 | 0.9996 | a | a | a | a | 0.5 | 0.2 | 161 | 0.9993
Bisphenol AF | 0.3 | 0.1 | 111 | 0.9971 | 0.06 | 0.02 | 111 | 0.9968 | a | a | a | a | 2.7 | 1.1 | 111 | 0.9962
Bisphenol AP | 11.3 | 5.7 | 117 | 0.9846 | 0.06 | 0.03 | 171 | 0.9999 | a | a | a | a | 1.4 | 0.7 | 171 | 0.9996
Bisphenol P | 5.3 | 1.8 | 157 | 0.9937 | 0.3 | 0.09 | 107 | 0.987 | a | a | a | a | 2.7 | 0.9 | 157 | 0.9931
Bisphenol S | 0.3 | 0.2 | 103 | 0.9996 | 0.1 | 0.09 | 103 | 0.9997 | a | a | a | a | 0.5 | 0.4 | 152 | 0.9996
Bisphenol Z | a | a | a | a | 1.3 | 0.6 | 163 | 0.9999 | a | a | a | a | 2.8 | 1.2 | 163 | 0.9954
Parabens
Benzyl paraben | 0.1 | 0.06 | 152 | 0.9999 | 0.3 | 0.1 | 152 | 0.9998 | a | a | a | a | 2.6 | 1.3 | 152 | 0.9994
Butyl paraben | 0.3 | 0.09 | 165 | 0.9999 | 0.6 | 0.2 | 165 | 0.9999 | 5.6 | 1.7 | 165 | 0.989 | 0.3 | 0.09 | 165 | 0.9995
Ethyl 3,4-dihydroxybenzoate | 1.3 | 0.3 | 112 | 0.9946 | a | a | a | a | 16.4 | 3.3 | 163 | 0.9891 | a | a | a | a
Ethyl paraben | 0.6 | 0.2 | 111 | 0.9995 | 0.6 | 0.2 | 111 | 0.9989 | 10.7 | 3.1 | 163 | 0.9919 | 0.06 | 0.02 | 163 | 1
Methyl 3,5-dihydroxybenzoate | 1.3 | 0.2 | 111 | 0.9948 | 0.6 | 0.08 | 111 | 0.9946 | a | a | a | a | 0.6 | 0.08 | 163 | 0.9997
Methyl paraben | 0.6 | 0.1 | 171 | 0.9997 | 1.3 | 0.3 | 171 | 0.9994 | 11.2 | 2.3 | 171 | 0.9951 | 1.3 | 0.3 | 171 | 0.999
Phthalates
Mono-benzyl phthalate | 0.06 | 0.02 | 160 | 0.9993 | 2.7 | 0.9 | 109 | 0.9802 | 2.7 | 0.9 | 160 | 0.998 | 0.3 | 0.1 | 160 | 1
Mono-butyl phthalate | 0.5 | 0.1 | 160 | 0.9992 | a | a | a | a | a | a | a | a | 0.5 | 0.1 | 160 | 0.9999
Mono-(2-ethyl-5-hydroxyhexyl) phthalate | 0.06 | 0.01 | 164 | 0.9999 | a | a | a | a | 8.1 | 1.8 | 164 | 0.9949 | 0.3 | 0.06 | 164 | 0.9999
Mono-[(2RS)-2-Ethyl-5-oxohexyl phthalate | 1.2 | 0.6 | 154 | 0.9945 | 2.6 | 1.2 | 105 | 0.996 | 5.2 | 2.4 | 154 | 0.9975 | 0.3 | 0.1 | 105 | 0.9998
Mono-2-Ethylhexyl phthalate | 0.05 | 0.01 | 146 | 0.9999 | 2.5 | 0.5 | 146 | 0.9993 | 19.7 | 4.2 | 146 | 0.9905 | 1.2 | 0.2 | 146 | 0.9998
Antibacterials
Triclocarban | 0.1 | 0.06 | 171 | 0.9996 | 0.1 | 0.06 | 116 | 0.999 | 2.9 | 1.5 | 171 | 0.9968 | 1.4 | 0.7 | 171 | 0.9985
Triclosan | 1.3 | 0.7 | 111 | 0.9983 | 0.3 | 0.2 | 163 | 0.9998 | a | a | a | a | 2.7 | 1.5 | 163 | 0.9983
aNot ionized

## TZ4
Table Z4 - Apparent recoveries and matrix effect during solid-phase extraction of endocrine disrupting compounds in human urine using Oasis-HLB and mixed mode strong ion exchanger and cation exchanger cartridges.
|  | SPE recovery (%) |  |  | SPE matrix effect (%) |  |  | RP-SPE recovery (%) | [5 empty] | RP-SPE matrix effect (%) | [5 empty] | RP-SPE elution profile recovery using MeOH:Ace (%)
Compound | Abbreviation | RP | RP+CX | RP+AX | RP | RP+CX | RP+AX | AcN | EtOAc | MeOH | MeOH:DCM (50:50) | MeOH:Acetone (50:50) | MeOH:EtOAc (50:50) | AcN | EtOAc | MeOH | MeOH:DCM (50:50) | MeOH:Acetone (50:50) | MeOH:EtOAc (50:50) | 3 mL | 6 mL | 9 mL | 12 mL | TOTAL
4-Hydroxybenzophenone | 4OH-BP | 98.3403 | 92.1549 | 92.0389 | -8.5888 | -29.0498 | -24.0351 | 69.3606 | 82.9667 | 93.4835 | 127.9604 | 98.3403 | 92.0929 | 19.8226 | -21.1849 | -36.3055 | -30.7761 | -8.5888 | -17.7553 | 96.6334 | 0.46171 | 0.066313 | 0.040352 | 97.2018
Benzophenone-1 | BP1 | 108.3398 | 112.1141 | 84.3522 | -8.4513 | -29.5612 | -2.4639 | 62.9453 | 75.4029 | 79.0947 | 126.8081 | 108.3398 | 77.72 | 43.3125 | -22.1342 | -57.6138 | -34.6428 | -8.4513 | 4.9705 | 172.7156 | 0.81816 | 0.028659 | 0.076596 | 173.639
Benzophenone-2 | BP2 | 91.7044 | 68.8753 | 14.7152 | -52.0118 | -41.2231 | -52.7226 | 0.019519 | 0.0078408 | 74.0108 | 96.2945 | 91.7044 | 106.8068 | -65.1814 | -52.8194 | 46.2567 | -50.6405 | -52.0118 | -59.0412 | 22.3266 | 0.98955 | 0.069251 | 0.045063 | 23.4305
Benzophenone-3 | BP3 | 90.2009 | 113.7874 | 63.5524 | -66.6073 | -72.6319 | -72.9542 | 51.8068 | 72.7662 | 68.0914 |  | 90.2009 | 89.9997 | -22.7804 | -51.1264 | -21.7685 | -89.027 | -66.6073 | -71.8064 | 43.2177 | 3.085 | 1.0469 | 0.83913 | 48.1888
Benzophenone-8 | BP8 | 96.9067 | 106.2803 | 87.9196 | -36.9505 | -54.7027 | -53.5989 | 63.6782 | 90.3382 | 81.1152 | 149.9276 | 96.9067 | 98.6992 | -5.638 | -35.1579 | -62.3669 | -58.5707 | -36.9505 | -43.4868 | 66.2908 | 1.195 | 0.23937 | 0.23521 | 67.9604
Bisphenol A | BPA | 98.831 | 87.2091 | 92.3535 | -39.0571 | -42.964 | -41.2476 | 62.2567 | 82.21 | 87.5959 | 107.0567 | 98.831 | 93.3312 | -17.731 | -40.8252 | -45.5337 | -45.1849 | -39.0571 | -42.2981 | 72.8065 | 1.4713 | 1.1784 | 1.1323 | 76.5885
Bisphenol AF | BPAF | 87.0307 | 74.3369 | 77.6103 | -36.5979 | -41.5896 | -40.518 | 31.8386 | 57.5555 | 89.2223 | 94.0241 | 87.0307 | 83.3057 | -8.6531 | -34.8113 | -41.4999 | -44.1856 | -36.5979 | -37.3464 | 73.7861 | 0.53233 | 0.18974 | 0.15487 | 74.6631
Bisphenol AP | BPAP | 97.9508 | 82.9792 | 90.0692 | -42.3131 | -43.8954 | -38.5469 | 17.9209 | 54.1802 | 88.3496 | 101.3289 | 97.9508 | 83.8187 | -7.0499 | -33.3086 | -14.3133 | -46.2192 | -42.3131 | -41.1807 | 71.9579 | 0.8392 | 0.1372 | 0.064119 | 72.9984
Bisphenol P | BPP | 72.1729 | 60.7969 | 65.8788 | -37.3105 | -37.3051 | -34.0681 | 20.5075 | 62.0674 | 85.2153 | 76.7111 | 72.1729 | 65.4589 | -20.9244 | -35.4519 | -38.7583 | -43.5754 | -37.3105 | -38.1147 | 51.1946 | 0.76566 | 0.16511 | 0.092379 | 52.2178
Bisphenol S | BPS | 96.2786 | 66.7608 | 68.2706 | -55.2908 | -45.7749 | -47.4798 | 0.076761 | 0.069406 | 86.902 | 91.1523 | 96.2786 | 109.7862 | -57.2278 | -57.1133 | -15.4807 | -51.8775 | -55.2908 | -59.5887 | 34.1767 | 0.35949 | 0.043013 | 0.036157 | 34.6154
Bisphenol Z | BPZ | 95.6681 | 88.3005 | 87.0991 | -42.1472 | -28.3283 | -23.1449 | 33.6394 | 62.8559 | 86.7558 | 103.4018 | 95.6681 | 76.492 | 12.367 | -11.6321 | 2.6887 | -53.6578 | -42.1472 | -31.3381 | 76.65 | 0.84475 | 0.10007 | 0.17286 | 77.7677
Benzyl paraben | BnP | 100.9683 | 91.0499 | 91.7053 | -31.1144 | -44.8603 | -42.279 | 66.8866 | 100.8373 | 91.5572 | 111.9816 | 100.9683 | 93.6201 | -9.3773 | -38.1944 | -26.0803 | -39.1904 | -31.1144 | -37.9138 | 73.9444 | 0.57884 | 0.091541 | 0.03722 | 74.652
Butyl paraben | BuP | 101.6989 | 104.6872 | 96.1295 | -32.3241 | -53.8749 | -52.8908 | 68.163 | 98.56 | 92.8172 | 149.9385 | 101.6989 | 94.3144 | -5.381 | -36.9451 | -47.4816 | -54.1547 | -32.3241 | -42.6129 | 72.7244 | 0.14876 | 0.012659 | 0.0039354 | 72.8898
Ethyl 3,4-dihydroxybenzoate | EDHB | 110.1549 | 111.3052 | 83.1979 | -13.8741 | -20.7044 | -49.2281 | 92.3893 | 90.8274 | 81.9711 | 136.7526 | 110.1549 | 86.5316 | -64.4507 | -56.3785 | -79.3096 | -44.4435 | -13.8741 | -22.4527 | 29.2359 | 0.12759 | 0.050584 | 0.049216 | 29.4633
Ethyl paraben | EtP | 103.6934 | 127.2452 | 92.2509 | -43.0391 | -66.2577 | -62.6456 | 62.239 | 99.8477 | 106.673 |  | 103.6934 | 99.1827 | 69.5889 | -36.4464 | -68.1357 | -77.4329 | -43.0391 | -54.5629 | 66.3483 | 0.068582 | 0.0036011 | 0.012247 | 66.4328
Methyl 3,5-dihydroxybenzoate | MDHB | 83.1962 | 104.2307 | 94.2557 | -51.1563 | -56.8604 | -56.8218 | 6.2788 | 5.2224 | 78.5434 | 95.2616 | 83.1962 | 80.8208 | -67.916 | -70.7334 | -47.0418 | -55.2092 | -51.1563 | -45.4431 | 76.1462 | 0.60471 | 0.46695 | 0.35751 | 77.5754
Methyl paraben | MeP | 107.8058 | 145.176 | 91.1289 | -41.7161 | -66.025 | -61.8086 | 70.6059 | 97.8068 | 94.2174 |  | 107.8058 | 97.8933 | -11.7046 | -55.7004 | 5.9109 | -81.7675 | -41.7161 | -45.4783 | 68.6091 | 1.7751 | 1.5214 | 1.5306 | 73.4363
Mono-benzyl phthalate | MBnP | 121.9239 | 139.2304 | x | -70.7311 | -68.6557 | -66.4162 | 75.9895 | 83.3255 | 80.3848 | 119.7681 | 121.9239 | 80.0021 | -67.3661 | -73.6109 | -68.2141 | -74.1852 | -70.7311 | -35.3895 | 120.2326 | 0.055421 | 0.14439 | 0.16488 | 120.5973
Mono-butyl phthalate | MBuP | 78.117 | x | x | 48.5887 | x | x | 35.8928 | 68.8925 | 88.4118 | 97.035 | 78.117 | 151.6679 | x | x | -63.7537 | 65.7907 | 48.5887 | 1.1637 | 100 | 0.055421 | 0.14439 | 0.16488 | 100.3647
Mono-(2-ethyl-5-hydroxyhexyl) phthalate | MEHHP | 87.4466 | 91.5334 | 91.0752 | 12.0832 | 64.8613 | -2.6884 | 90.3645 | 105.3372 | 92.6413 | 103.2601 | 87.4466 | 177.8811 | -30.3137 | -41.2791 | -22.4897 | -2.2188 | 12.0832 | -2.8424 | 100 | 0.60471 | 0.46695 | 0.35751 | 101.4292
Mono-[(2RS)-2-Ethyl-5-oxohexyl phthalate | MEOHP | 131.0092 | 122.6558 | 0.072603 | -72.0201 | -77.2344 | -64.7724 | 69.4846 | 89.0298 | 96.5187 | 138.9757 | 131.0092 | 67.8624 | -59.5312 | -75.9169 | -81.6541 | -79.7192 | -72.0201 | -55.5144 | 234.6951 | 0.11685 | 0.21543 | 0.13951 | 235.1669
Mono-2-Ethylhexyl phthalate | MEHP | 81.187 | 84.9995 | 0.91049 | -54.0176 | -28.1136 | -39.1546 | 66.3168 | 89.3834 | 94.275 | 77.5588 | 81.187 | 99.2522 | -12.1329 | -30.051 | -3.3687 | -52.3598 | -54.0176 | -37.2841 | 73.0214 | 1.0852 | 0.48917 | 0.66294 | 75.2587
Triclocarban | TCC | 93.0029 | 80.4861 | 13.4469 | -17.2218 | -24.1779 | -24.5348 | 0.19763 | 2.2855 | 89.9042 | 101.6723 | 93.0029 | 86.6713 | 2.3492 | -21.816 | -7.233 | -27.8541 | -17.2218 | -13.1884 | 74.883 | 7.9372 | 0.97814 | 0.54783 | 84.3462
Triclosan | TCS | 85.3876 | 87.1003 | 69.3279 | -27.4448 | -44.1567 | -44.4788 | 45.9585 | 81.4435 | 84.5939 | 117.326 | 85.3876 | 82.2951 | 8.5063 | -26.1334 | -70.4042 | -43.6267 | -27.4448 | -34.4927 | 55.8972 | 4.9755 | 1.4137 | 1.1447 | 63.431

## TZ5
Table Z5 - Average (n=5) absolute (%) and apparent (%) recoveries and relative standard deviations (%) obtained at the (a) low (3 ng/g), (b) medium (6 ng/g) and (c) high (30 ng/g) spiking levels for selected endocrine disrupting compounds using Oasis HLB-SPE-LC-QqQ at pH 2.5 and 10.5. Surrogate used for apparent recovery calculation is included when applicable
Compound | Low level (3 ng/g) | [12 empty] | Medium level (6 ng/g) | [12 empty] | High level (30 ng/g)
| Day 1 |  |  |  | Day 2 |  |  |  | Day 3 |  |  |  |  | Day 1 |  |  |  | Day 2 |  |  |  | Day 3 |  |  |  |  | Day 1 |  |  |  | Day 2 |  |  |  | Day 3
| Absolute Recovery | RSD | Apparent Recovery | RSD | Absolute Recovery | RSD | Apparent Recovery | RSD | Absolute Recovery | RSD | Apparent Recovery | RSD | Surrogate | Absolute Recovery | RSD | Apparent Recovery | RSD | Absolute Recovery | RSD | Apparent Recovery | RSD | Absolute Recovery | RSD | Apparent Recovery | RSD | Surrogate | Absolute Recovery | RSD | Apparent Recovery | RSD | Absolute Recovery | RSD | Apparent Recovery | RSD | Absolute Recovery | RSD | Apparent Recovery | RSD | Surrogate
Benzophenones
4-Hydroxybenzophenone | 89 | 9 | a | a | 91 | 10 | a | a | 89 | 9 | a | a | a | 80 | 15 | a | a | 85 | 6 | a | a | 91 | 5 | a | a | a | 90 | 9 | a | a | 88 | 5 | a | a | 86 | 3 | a | a | a
Benzophenone-1 | 77 | 15 | a | a | 74 | 18 | a | a | 84 | 14 | a | a | a | 75 | 12 | a | a | 78 | 13 | a | a | 86 | 10 | a | a | a | 78 | 17 | a | a | 86 | 8 | a | a | 84 | 8 | a | a | a
Benzophenone-2 | 21 | 27 | 89 | 16 | 22 | 25 | 105 | 13 | 29 | 16 | 114 | 22 | Benzophenone-3-(phenyl-D5) | 41 | 20 | 95 | 12 | 45 | 19 | 100 | 11 | 31 | 22 | 90 | 13 | Benzophenone-3-(phenyl-D5) | 34 | 20 | 105 | 17 | 46 | 4 | 84 | 15 | 33 | 7 | 114 | 21 | Benzophenone-3-(phenyl-D5)
Benzophenone-3 | 22 | 29 | 92 | 25 | 22 | 30 | 103 | 18 | 26 | 25 | 101 | 8 | Benzophenone-3-(phenyl-D5) | 41 | 16 | 96 | 15 | 41 | 11 | 88 | 12 | 32 | 12 | 94 | 5 | Benzophenone-3-(phenyl-D5) | 35 | 24 | 109 | 13 | 31 | 17 | 102 | 11 | 28 | 11 | 97 | 3 | Benzophenone-3-(phenyl-D5)
Benzophenone-8 | 56 | 10 | 84 | 5 | 56 | 10 | 89 | 3 | 58 | 12 | 76 | 7 | Bisphenol-A-D16 | 71 | 2 | 107 | 4 | 75 | 6 | 98 | 6 | 74 | 12 | 96 | 15 | Bisphenol-A-D16 | 67 | 15 | 94 | 16 | 77 | 11 | 100 | 8 | 71 | 7 | 107 | 7 | Bisphenol-A-D16
Bisphenols
Bisphenol A | 71 | 27 | 106 | 25 | 70 | 25 | 112 | 22 | 75 | 27 | 98 | 25 | Bisphenol-A-D16 | 56 | 15 | 85 | 13 | 60 | 10 | 79 | 12 | 65 | 13 | 84 | 10 | Bisphenol-A-D16 | 56 | 21 | 78 | 24 | 60 | 3 | 77 | 6 | 64 | 6 | 96 | 6 | Bisphenol-A-D16
Bisphenol AF | 51 | 22 | 77 | 18 | 45 | 12 | 72 | 14 | 48 | 18 | 63 | 12 | Bisphenol-A-D16 | 65 | 14 | 98 | 13 | 69 | 15 | 89 | 12 | 63 | 10 | 82 | 8 | Bisphenol-A-D16 | 50 | 24 | 70 | 22 | 53 | 16 | 69 | 13 | 57 | 10 | 85 | 9 | Bisphenol-A-D16
Bisphenol AP | 40 | 22 | 60 | 18 | 38 | 22 | 61 | 19 | 45 | 25 | 59 | 18 | Bisphenol-A-D16 | 64 | 13 | 96 | 8 | 77 | 12 | 100 | 9 | 75 | 12 | 97 | 8 | Bisphenol-A-D16 | 59 | 27 | 82 | 23 | 67 | 19 | 87 | 16 | 64 | 18 | 96 | 16 | Bisphenol-A-D16
Bisphenol P | b | b | b | b | b | b | b | b | b | b | b | b | b | 60 | 6 | 90 | 8 | 60 | 16 | 78 | 14 | 51 | 10 | 66 | 9 | Bisphenol-A-D16 | 42 | 12 | 59 | 13 | 43 | 21 | 56 | 18 | 49 | 19 | 74 | 17 | Bisphenol-A-D16
Bisphenol S | 24 | 20 | 101 | 12 | 22 | 19 | 103 | 18 | 29 | 7 | 113 | 7 | Benzophenone-3-(phenyl-D5) | 37 | 14 | 85 | 15 | 39 | 11 | 86 | 15 | 30 | 13 | 87 | 14 | Benzophenone-3-(phenyl-D5) | 32 | 18 | 110 | 17 | 34 | 13 | 112 | 14 | 35 | 10 | 122 | 8 | Benzophenone-3-(phenyl-D5)
Bisphenol Z | 46 | 25 | 71 | 23 | 49 | 16 | 78 | 12 | 55 | 28 | 72 | 22 | Bisphenol-A-D16 | 61 | 13 | 92 | 10 | 73 | 15 | 96 | 16 | 74 | 14 | 96 | 12 | Bisphenol-A-D16 | 62 | 24 | 87 | 20 | 80 | 17 | 104 | 13 | 79 | 14 | 118 | 12 | Bisphenol-A-D16
Parabens
Benzyl paraben | 39 | 24 | 61 | 20 | 38 | 10 | 51 | 8 | 40 | 17 | 52 | 15 | Bisphenol-A-D16 | 57 | 18 | 85 | 16 | 59 | 15 | 77 | 10 | 55 | 14 | 71 | 12 | Bisphenol-A-D16 | 41 | 19 | 59 | 13 | 46 | 12 | 60 | 7 | 43 | 14 | 64 | 13 | Bisphenol-A-D16
Butyl paraben | 64 | 15 | 96 | 13 | 68 | 5 | 108 | 5 | 58 | 10 | 76 | 10 | Bisphenol-A-D16 | 73 | 10 | 109 | 11 | 74 | 4 | 96 | 6 | 64 | 5 | 83 | 7 | Bisphenol-A-D16 | 63 | 14 | 88 | 10 | 68 | 5 | 88 | 1 | 56 | 3 | 84 | 6 | Bisphenol-A-D16
Ethyl 3,4-dihydroxybenzoate | 100 | 30 | a | a | 94 | 34 | a | a | 87 | 26 | a | a | a | 91 | 9 | a | a | 99 | 8 | a | a | 99 | 6 | a | a | a | 95 | 8 | a | a | 81 | 10 | a | a | 82 | 13 | a | a | a
Ethyl paraben | 70 | 12 | 105 | 15 | 66 | 6 | 106 | 6 | 75 | 5 | 98 | 6 | Bisphenol-A-D16 | 65 | 6 | 98 | 9 | 70 | 10 | 91 | 7 | 62 | 6 | 81 | 8 | Bisphenol-A-D16 | 71 | 13 | 103 | 11 | 75 | 4 | 93 | 3 | 73 | 11 | 93 | 13 | Bisphenol-A-D16
Methyl 3,5-dihydroxybenzoate | 133 | 54 | 87 | 18 | 139 | 43 | 95 | 14 | 128 | 27 | 85 | 9 | Mono-(2-Ethyl-5-Oxohexyl) phthalate-13C4 | 104 | 3 | a | a | 104 | 24 | a | a | 103 | 11 | a | a | a | 103 | 16 | a | a | 107 | 6 | a | a | 104 | 8 | a | a | a
Methyl paraben | 97 | 16 | a | a | 104 | 6 | a | a | 109 | 8 | a | a | a | 93 | 2 | a | a | 89 | 10 | a | a | 98 | 6 | a | a | a | 109 | 13 | a | a | 115 | 5 | a | a | 115 | 4 | a | a | a
Phthalates
Mono-benzyl phthalate | 57 | 16 | 86 | 14 | 70 | 6 | 91 | 9 | 47 | 18 | 62 | 16 | Bisphenol-A-D16 | 74 | 4 | 104 | 8 | 80 | 8 | 104 | 12 | 80 | 4 | 118 | 10 | Bisphenol-A-D16 | 64 | 18 | 96 | 15 | 72 | 6 | 115 | 8 | 86 | 15 | 112 | 13 | Bisphenol-A-D16
Mono-butyl phthalate | 112 | 16 | 75 | 19 | 161 | 20 | 111 | 21 | 120 | 29 | 79 | 25 | Mono-(2-Ethyl-5-Oxohexyl) phthalate-13C4 | 128 | 14 | 83 | 16 | 133 | 9 | 93 | 12 | 125 | 2 | 82 | 1 | Mono-(2-Ethyl-5-Oxohexyl) phthalate-13C4 | 81 | 17 | a | a | 76 | 7 | a | a | 91 | 7 | a | a | a
Mono-(2-ethyl-5-hydroxyhexyl) phthalate | 90 | 10 | a | a | 103 | 3 | a | a | 112 | 6 | a | a | a | 94 | 2 | a | a | 96 | 7 | a | a | 104 | 8 | a | a | a | 99 | 8 | a | a | 114 | 5 | a | a | 137 | 9 | a | a | a
Mono-[(2RS)-2-Ethyl-5-oxohexyl phthalate | 44 | 35 | 101 | 28 | 47 | 27 | 103 | 24 | 60 | 24 | 114 | 22 | Benzophenone-3-(phenyl-D5) | 85 | 7 | a | a | 80 | 13 | a | a | 95 | 5 | a | a | a | 81 | 22 | a | a | 88 | 8 | a | a | 104 | 15 | a | a | a
Mono-2-Ethylhexyl phthalate | 93 | 11 | a | a | 111 | 7 | a | a | 118 | 7 | a | a | a | 133 | 15 | 86 | 12 | 142 | 3 | 98 | 8 | 159 | 5 | 105 | 9 | Mono-(2-Ethyl-5-Oxohexyl) phthalate-13C4 | 100 | 18 | a | a | 114 | 7 | a | a | 136 | 18 | a | a | a
Antibacterials
Triclocarban | b | b | b | b | b | b | b | b | b | b | b | b | b | 38 | 10 | 87 | 16 | 44 | 15 | 98 | 21 | 30 | 13 | 87 | 21 | Benzophenone-3-(phenyl-D5) | 29 | 19 | 89 | 24 | 22 | 25 | 72 | 25 | 22 | 19 | 77 | 22 | Benzophenone-3-(phenyl-D5)
Triclosan | b | b | b | b | b | b | b | b | b | b | b | b | b | 36 | 12 | 81 | 9 | 33 | 14 | 73 | 14 | 29 | 16 | 84 | 20 | Benzophenone-3-(phenyl-D5) | 26 | 22 | 82 | 26 | 27 | 34 | 89 | 24 | 24 | 32 | 84 | 25 | Benzophenone-3-(phenyl-D5)
aNot calculated due to the absence of an appropriate surrogate
bBelow instrumental limit of quantification.

## TZ6
Table Z6 - Commercial information, physico chemical properties of selected compounds determined using UHPLC-qOrbitrap
Family | Compound | Abbreviation | USAGE | CAS | Vendor | Purity (%) | Solvent | Molecular formula | Exact mass (Da) | pKa | Log D (2.5; 10.5)
Benzophenones (8) | 4,4'-bis(dimethylamino)benzophenone |  | Dyes' and pigments synthesis | 90-94-8 | Sigma-Aldrich | 99 | MeOH | C17H20N2O | 268.1576 | 3.2; 3.7 | 1.7; 3.6
| 4-Hydroxybenzophenone | 4-OH-BP | UV filter | 1137-42-4 | Sigma-Aldrich | 100 | MeOH | C13H10O2 | 198.0681 | 7.8 | 3.1; 1.2
| 4-Methylbenzophenone | 4-MBP | UV filter | 134-84-9 | Sigma-Aldrich | 99 | MeOH | C14H12O | 196.0888 | - | 3.9; 3.9
| 4-Phenylbenzophenone | 4-PBZ | Packaging | 2128-93-0 | Sigma-Aldrich | 99 | MeOH | C19H14O | 258.1045 | - | 5.1; 5.1
| Benzophenone-1 | BP1 | UV filter | 131-56-6 | Sigma-Aldrich | 99 | MeOH | C13H10O3 | 214.063 | 7.1; 8.7 | 3.5; 0.2
| Benzophenone-2 | BP2 | UV filter | 131-55-5 | Sigma-Aldrich | 99 | MeOH | C13H10O5 | 246.0528 | 6.8; 7.4; 8.4; 9.0 | 3.5; -3.1
| Benzophenone-3 | BP3 | UV filter | 131-57-7 | Sigma-Aldrich | 100 | MeOH | C14H12O3 | 228.0786 | 7.1 | 3.6; 1.6
| Benzophenone-8 | BP8 | UV filter | 131-53-3 | Sigma-Aldrich | 98 | MeOH | C13H10O | 244.0736 | 6.8; 7.4 | 4.0; -0.1
Bisphenols (6) | Bisphenol A | BPA | Hard plastics | 80-05-7 | Sigma-Aldrich | 98 | MeOH | C15H16O2 | 228.115 | 9.8; 10.4 | 4.1; 3.5
| Bisphenol AF | BPAF | Hard plastics | 1478-61-1 | Sigma-Aldrich | 98 | MeOH | C15H10F6O2 | 336.0585 | 9.7; 9.1 | 4.8; 3.5
| Bisphenol AP | BPAP | Hard plastics | 1571-75-1 | Sigma-Aldrich | 99 | MeOH | C20H18O2 | 290.1307 | 9.7; 10.3 | 5.2; 4.5
| Bisphenol P | BPP | Hard plastics | 2167-51-3 | Sigma-Aldrich | 97 | MeOH | C24H16O2 | 346.1933 | 9.8; 10.4 | 6.7; 6.2
| Bisphenol S | BPS | Hard plastics | 80-09-1 | Sigma-Aldrich | 98 | MeOH | C12H10O4S | 250.03 | 7.4; 8.0 | 2.3; -1.5
| Bisphenol Z | BPZ | Hard plastics | 843-55-0 | Sigma-Aldrich | 98 | MeOH | C18H20O2 | 268.1463 | 9.8; 10.4 | 4.9; 4.4
Parabens (6) | Benzylparaben | BnP | Personal care product | 94-18-8 | Sigma-Aldrich | 97 | MeOH | C14H12O3 | 228.0786 | 8.5 | 3.4; 2.0
| Butylparaben | BuP | Personal care product | 94-26-8 | Sigma-Aldrich | 99 | MeOH | C11H14O3 | 194.0943 | 8.5 | 3.0; 1.6
| Ethyl 3,4-dihydroxybenzoate | EDHB | Personal care product | 3943-89-3 | Sigma-Aldrich | 98 | MeOH | C9H10O4 | 182.0579 | 8.56; 12.17 | 1.7; 0
| Ethylparaben | EtP | Personal care product | 120-47-8 | Sigma-Aldrich | 99 | MeOH | C9H10O4 | 166.063 | 8.5 | 2.0; 0.3
| Methyl 3,5-dihydroxybenzoate | MDHB | Personal care product | 2150-44-9 | Sigma-Aldrich | 97 | MeOH | C8H8O4 | 168.0423 | 8.9; 10.3 | 1.4; 0.1
| Methylparaben | MeP | Personal care product | 99-76-3 | Sigma-Aldrich | 98 | MeOH | C8H8O3 | 152.0473 | 8.5 | 1.7; -0.2
Phthalates (5) | Mono-(2-ethyl-5-hydroxyhexyl) phtalate | MEHHP | Plasticizer | 40321-99-1 | Sigma-Aldrich | 100 | MeOH | C16H22O5 | 294.1467 | -1.7; 3.1 | 2.9; -0.3
| Mono-[(2RS)-2-Ethyl-5-oxohexyl phthalate | MEOHP | Plasticizer | 40321-98-0 | Sigma-Aldrich | 100 | MeOH | C16H20O5 | 292.1311 | 3.1 | 3.0; -0.3
| Mono-2-Ethylhexyl phthalate | MEHP | Plasticizer | 4376-20-9 | Sigma-Aldrich | 98 | MeOH | C16H22O4 | 278.1518 | 3.1 | 4.4; 1.1
| Monobenzyl phthalate | MBnP | Plasticizer | 2528-16-7 | Sigma-Aldrich | 97 | MeOH | C15H12O4 | 256.0736 | 3.1 | 3.1; -0.2
| Monobutyl phthalate | MBuP | Plasticizer | 131-70-4 | Sigma-Aldrich | 95 | MeOH | C12H14O4 | 222.0892 | 3.1 | 2.7; -0.6
PFAS (4) | Perfluorobutanesulfonic acid | PFBS | Industrial chemicals | 375-73-5 | Sigma-Aldrich | 98 | MeOH | C4H9O3S | 299.9503 | -3.3 | 0.3; 0.3
| Perfluorooctanesulfonamide | PFOSA | Industrial chemicals | 754-91-6 | Dr. Ehrestofer | 99.5 | MeOH | C8H2F17NO2S | 498.9535 | 3.4 | 4.8; 3.9
| Perfluorooctanesulfonic acid | PFOS | Industrial chemicals | 1763-23-1 | Sigma-Aldrich | 97 | MeOH | C8HF17O3S | 499.9375 | -3.3 | 3.1; 3.1
| Perfluorooctanoic acid | PFOA | Industrial chemicals | 335-67-1 | Sigma-Aldrich | 99 | MeOH | C8HF15O2 | 413.9737 | 4.2 | 1.6; 1.6
Industrial chemicals (14) | 1H-Benzotriazole |  |  | 95-14-7 | Sigma-Aldrich | 98 |  | C6H5N3 | 119,0,48347173 | 9.04; 0.22 | 1.3; -0.1
| 2,4-Diethyl-9H-thioxanthen-9-one | DETX | Printing | 82799-44-8 | Sigma-Aldrich | 99 | MeOH | C17H16OS | 268.0922 | - | 5.6; 5.6
| 2,4-Dinitrophenol |  | Antiseptic | 51-28-5 | Sigma-Aldrich | 99 | MeOH | C6H4N2O5 | 184.012 | 4.5 | 1.5; -0.4
| 2,6-di-tert-butyl-4-(dimethylaminomethyl)phenol |  | Antioxidant | 88-27-7 | Sigma-Aldrich | 99 | MeOH | C17H29NO | 263.2249 | 8.8; 10.8 | 1.2; 4.5
| 2-ethylhexyl-4-dimethylaminobenzoate | EHDAB | Coating agent, inks, tonners | 21245-02-3 | Sigma-Aldrich | 99 | MeOH | C17H27NO2 | 277.2042 | 2.9 | 4.6; 5.1
| 2-Hydroxybenzothiazole | 2-OH-BTA | Corrosion inhibitor | 934-34-9 | Sigma-Aldrich | 99.9 | MeOH | C7H5NOS | 151.0092 | -1.3; 11.3 | 2.0; 1.9
| 2-isopropylthioxanthone | ITX | Photoinitiator in printing | 5495-84-1 | Sigma-Aldrich | 99 | MeOH | C16H14OS | 254.0765 | - | 4.9; 4.9
| Benzothiazole |  | Food additive | 95-16-9 | Sigma-Aldrich | 97 | MeOH | C7H5NS | 135.0143 | 2.3 | 2.0; 2.1
| Caffeine |  | Stimulant | 58-08-2 | Sigma-Aldrich | 98 | MeOH | C8H10N4O2 | 194.0804 | -1.2 | -0.5; -0.5
| Caprolactam |  | Nylon's synthesis | 105-60-2 | Sigma-Aldrich | 99 | MeOH | C6H11NO | 113.0841 | -1.4; 15.0 | 0.3; 0.3
| Cotinine |  | Nicotine metabolite | 486-56-6 | Sigma-Aldrich | 98.5 | MeOH | C10H12N2O | 176.095 | -1.8; 4.8 | -0.8; 0.2
| Ethyl-4-dimethylaminobenzoate | EDAB | Material protection | 10287-53-3 | Sigma-Aldrich | 99 | MeOH | C11H15NO2 | 193.1103 | 2.9 | 1.9; 2.4
| Triethyl phosphate |  | Catalyzer | 78-40-0 | Sigma-Aldrich | 99.8 | EtOH | C6H15O4P | 182.0708 | - | 1.2; 1.2
| Triphenyl phosphate |  | Plasticizer, fire retardant | 115-86-6 | Sigma-Aldrich | 100 | Acetone | C18H15O4P | 326.0708 | - | 5.1; 5.1
Biocides (66) | Acetamiprid |  | Herbicide | 160430-64-8 | Sigma-Aldrich | 100 | MeOH | C10H11ClN4 | 222.0672 | -0.3; 4.2 | -0.5; 1.1
| Alachlor |  | Herbicide | 15972-60-8 | Sigma-Aldrich | 99.8 | MeOH | C14H20ClNO2 | 269.1183 | - | 3.6; 3.6
| Ametryn |  | Herbicide | 834-12-8 | Sigma-Aldrich | 98.6 | MeOH | C9H17N5S | 227.1205 | 0.5; 6.7; 14.6 | 0.6; 2.6
| Atrazine |  | Herbicide | 1912-24-9 | Fluka | 99 | MeOH | C8H14ClN5 | 215.0938 | 4.2; 14.5; 15.8 | 0.7; 2.2
| Azoxystrobin |  | Fungicide | 131860-33-8 | Sigma-Aldrich | 99.3 | MeOH | C22H17N3O5 | 403.1168 | 1.9 | 4.2; 4.2
| Bendiocarb |  | Insecticide | 22781-23-3 | Sigma-Aldrich | 99.9 | MeOH | C11H13NO4 | 223.0845 | 14.8 | 1.5; 1.5
| Bentazone |  | Herbicide | 25057-89-0 | Sigma-Aldrich | 99.9 | MeOH | C10H12N2O3S | 240.0569 | 2 | 0.3; -0.2
| Boscalid |  | Fungicide | 188425-85-6 | Sigma-Aldrich | 99.9 | MeOH | C18H12Cl2N2O | 342.0327 | -0.1; 14.3 | 4.9; 4.9
| Carbaryl |  | Insecticide | 63-25-2 | Sigma-Aldrich | 99.9 | MeOH | C12H11NO2 | 201.079 | 14.8 | 2.5; 2.5
| Carbendazim |  | Fungicide | 10605-21-7 | Sigma-Aldrich | 99.5 | DMSO | C9H9N3O2 | 191.0695 | -1.8; 4.3; 9.7; 13.9 | 0.5; 1.8
| Chloridazon |  | Herbicide | 1698-60-8 | Sigma-Aldrich | 99.8 | MeOH | C10H8ClN3O | 221.0356 | -1.8 | 1.1; 1.1
| Chloroxuron |  | Herbicide | 1982-47-4 | Sigma-Aldrich | 98.8 | MeOH | C15H15ClN2O2 | 290.0822 | 13.9 | 3.4; 3.4
| Chlortoluron |  | Herbicide | 15545-48-9 | Sigma-Aldrich | 99.5 | MeOH | C10H13ClN2O | 212.0716 | 13.5 | 2.4; 2.4
| Clomazone |  | Herbicide | 81777-89-1 | Sigma-Aldrich | 98.3 | MeOH | C12H14ClNO2 | 239.0713 | - | 2.9; 2.8
| Crotamiton |  | Scabicide | 124236-29-9 | Sigma-Aldrich | 97 | MeOH | C13H17NO | 203.131 | -0.6 | 3,1; 3,1
| Dichlorvos |  | Insecticide | 62-73-7 | Sigma-Aldrich | 99 | MeOH | C4H7Cl2O4P | 219.9459 | - | 1.4; 1.4
| Diethyl Toluamide |  | Insecticide | 134-62-3 | Sigma-Aldrich | 98.8 | MeOH | C12H17NO | 191.131 | -0.9 | 2.5; 2.5
| Diflufenican |  | Herbicide | 83164-33-4 | Sigma-Aldrich | 98.3 | AcN | C19H11F5N2O2 | 394.0741 | 1.6; 13.3 | 5.0; 5.1
| Dimethachlor |  | Herbicide | 50563-36-5 | Sigma-Aldrich | 99.8 | AcN | C13H18ClNO2 | 255.1026 | - | 2.6; 2.6
| Dimethoate |  | Insecticide | 60-51-5 | Sigma-Aldrich | 99.8 | MeOH | C5H12NO3PS2 | 228.9996 | 15.9 | 0.3; 0.3
| Diuron |  | Herbicide | 330-54-1 | Fluka | 98 | MeOH | C9H10Cl2N2O | 232.017 | 13.2 | 2.5; 2.5
| Fenoxycarb |  | Insecticide | 72490-01-8 | Sigma-Aldrich | 100 | AcN | C17H19NO4 | 301.1314 | 13.9 | 3.3; 3.3
| Fenpropidin |  | Fungicide | 67306-00-7 | Sigma-Aldrich | 97.3 | Acetone | C19H31N | 273.2457 | 10.1 | 1.9; 5.3
| Fenpropimorph |  | Fungicide | 67564-91-4 | Sigma-Aldrich | 96 | Acetone | C20H33NO | 303.2562 | 8.5 | 1.7; 5.2
| Fenthion |  | Insecticide | 55-38-9 | Sigma-Aldrich | 98.6 | AcN | C10H15O3PS2 | 278.02 | - | 3.8; 3.8
| Flusilazole |  | Fungicide | 85509-19-9 | Sigma-Aldrich | 100 | Acetone | C16H15F2N3Si | 315.1003 | 2.3 | 4.5; 4.7
| Hexazinone |  | Herbicide | 51235-04-2 | Sigma-Aldrich | 100 | MeOH | C12H20N4O2 | 252.1586 | 2.4 | 1.1; 1.4
| Imazalil |  | Fungicide | 35554-44-0 | Sigma-Aldrich | 99.3 | Acetone | C14H14Cl2N2O | 296.0483 | 6.5 | 3.2; 3.8
| Imidacloprid |  | Insecticide | 138261-41-3 | Sigma-Aldrich | 99 | MeOH | C9H10ClN5O2 | 255.0523 | 1.1; -0.1; 15.7 | 0.5; 0.5
| Isoproturon |  | Herbicide | 34123-59-6 | Fluka | 99 | MeOH | C12H18N2O | 206.1419 | 13.8 | 2.6
| Laudanosine |  |  | 20412-65-1 | Sigma-Aldrich | 99 |  | C21H27NO4 | 357.194 | 8.05 | (-0.1); 3.4
| Lenacil |  | Herbicide | 2164-08-01 | Sigma-Aldrich | 99 | MeOH | C18H20FN3O4 | 234.1368 | 11.5 | 1.8; 1.8
| Linuron |  | Herbicide | 330-55-2 | Sigma-Aldrich | 99.7 | AcN | C9H10Cl2N2O2 | 248.0119 | 11.9 | 2.7; 2.7
| Mecoprop |  | Herbicide | 93-65-2 | Sigma-Aldrich | 99.6 | MeOH | C10H11ClO3 | 214.0397 | 3.5 | 2.9; -0.5
| Metalaxyl |  | Fungicide | 57837-19-1 | Sigma-Aldrich | 99.8 | MeOH | C15H21NO4 | 279.1471 | 11.8 | 2.1; 2.1
| Metamitron |  | Herbicide | 41394-05-2 | Sigma-Aldrich | 100 | Acetone | C10H10N4O | 202.0855 | 2.8 | 0.0; 0.4
| Metazachlor |  | Herbicide | 67129-08-2 | Sigma-Aldrich | 99.4 | MeOH | C14H16ClN3O | 277.0982 | 2.3 | 2.7; 3.0
| Methiocarb |  | Pesticide | 2032-65-7 | Sigma-Aldrich | 99.8 | MeOH | C11H15NO2S | 225.0823 | 14.8 | 3.1; 3.1
| Metolachlor |  | Herbicide | 51218-45-2 | Sigma-Aldrich | 97.6 | MeOH | C15H22ClNO2 | 283.1339 | - | 3.5; 3.5
| Metribuzin |  | Herbicide | 21087-64-9 | Sigma-Aldrich | 99 | Acetone | C8H4N4OS | 214.0888 | 2.5 | 1.7; 2.0
| Mexacarbate |  | Pesticide | 315-18-4 | Sigma-Aldrich | 99 | MeOH | C12H18N2O2 | 222.1368 | 4.8; 14.8 | 0.4; 2.6
| Myclobutanil |  | Fungicide | 88671-89-0 | Sigma-Aldrich | 99.6 | MeOH | C15H17ClN4 | 288.1142 | 2.3 | 3.5; 3.7
| Oryzalin |  | Herbicide | 19044-88-3 | Sigma-Aldrich | 99.1 | MeOH | C12H18N4O6S | 346.0947 | 9.6 | 2.3; 1.6
| Pendimethalin |  | Herbicide | 40487-42-1 | Sigma-Aldrich | 99 | MeOH | C13H19N3O4 | 281.1376 | -0.1; 10.5 | 4.8; 4.6
| Pirimicarb |  | Insecticide | 23103-98-2 | Sigma-Aldrich | 98.7 | MeOH | C11H18N4O2 | 238.143 | (-1.38) | 0; 1.8
| Pirimiphos-methyl |  | Insecticide | 29232-93-7 | Sigma-Aldrich | 98.5 | MeOH | C11H20N3O3PS | 305.0963 | -1.5; 5.1 | 1.1; 3.0
| Prochloraz |  | Fungicide | 67747-09-5 | Sigma-Aldrich | 98.6 | MeOH | C15H16Cl3N3O2 | 375.0308 | 2.6 | 3.4; 3.6
| Propachlor |  | Herbicide | 1918-16-7 | Sigma-Aldrich | 99.8 | MeOH | C11H14ClNO | 211.0764 | - | 2.4; 2.4
| Propamocarb |  | Fungicide | 24579-73-5 | Sigma-Aldrich | 98.5 | MeOH | C9H20N2O2 | 188.1525 | 9.3 | -2.7; 0.7
| Propanil |  | Herbicide | 709-98-8 | Sigma-Aldrich | 99.7 | MeOH | C9H9Cl2NO | 217.0061 | 13.9 | 3.1; 3.1
| Propiconazole |  | Fungicide | 60207-90-1 | Sigma-Aldrich | 99.1 | MeOH | C15H17Cl2N3O2 | 341.0698 | 1.9 | 4.2; 4.3
| Propyzamide |  | Herbicide | 23950-58-5 | Sigma-Aldrich | 99.8 | MeOH | C12H11Cl2NO | 255.0218 | -1.5; 14.2 | 3.2; 3.2
| Prosulfocarb |  | Herbicide | 52888-80-9 | MP biomedicals | 99 | MeOH | C14H21NOS | 251.1344 | - | 4.1
| Pyrazophos |  | Anti-parasitic | 13457-18-6 | Sigma-Aldrich | 99.8 | MeOH | C14H20N3O5PS | 373.0861 | (-1.44) | 3.1
| Quinmerac |  | Herbicide | 90717-03-6 | Sigma-Aldrich | 99.9 | MeOH | C11H8ClNO2 | 221.0244 | 2.4; 3.6 | 2.6; -0.6
| Quinoxyfen |  | Fungicide | 124495-18-7 | Sigma-Aldrich | 99.9 | MeOH | C15H8Cl2FNO | 306.9967 | 3.9 | 3.9; 5.0
| Simazine |  | Herbicide | 122-34-9 | Fluka | 99 | MeOH | C7H12ClN5 | 201.0781 | 4.2; 14.8 | 0.2; 1.8
| Spiroxamine |  | Fungicide | 118134-30-5 | Sigma-Aldrich | 98.9 | MeOH | C18H35NO2 | 297.2668 | 9.3 | 0.9; 4.3
| Tebuconazole |  | Fungicide | 107534-96-3 | Sigma-Aldrich | 99.3 | MeOH | C16H22ClN3O | 307.1451 | 2.0; 13.9 | 3.6; 3.7
| Terbuthylazine |  | Herbicide | 5915-41-3 | Sigma-Aldrich | 99.4 | EtOH | C9H16ClN5 | 229.1094 | 4.2; 14.2; 15.8 | 1.0; 2.5
| Terbutryn |  | Herbicide | 866-50-0 | Sigma-Aldrich | 99.1 | MeOH | C10H19N5S | 241.1361 | 0.4; 6.7; 14.3; 15.9 | 0.9; 2.9
| Thiacloprid |  | Insecticide | 111988-49-9 | Sigma-Aldrich | 99.9 | AcN | C10H9ClN4S | 252.0236 | -0.2; 1.6 | 2.0; 2.1
| Thiamethoxam |  | Fungicide | 153719-23-4 | Sigma-Aldrich | 99.3 | MeOH | C8H10ClN5O3S | 291.0193 | 0.4 | 1.1; 1.1
| Triadimenol |  | Fungicide | 55219-65-3 | Sigma-Aldrich | 98.2 | AcN | C14H18ClN3O2 | 295.1088 | 2.0; 13.2 | 3.2; 3.3
| Triclocarban | TCC | Personal care product | 101-20-2 | Sigma-Aldrich | 99 | MeOH | C13H9Cl3N2O | 313.978 | 11.4 | 4.9; 4.9
| Triclosan | TCS | Personal care product | 3380-34-5 | Sigma-Aldrich | 99 | MeOH | C12H7Cl3O2 | 287.9512 | 7.7 | 5.0; 2.9
Pharmaceuticals (56) | 2-(benzotriazol-1-ylmethoxy)-4-(diethylamino)benzaldehyde | DEAB | Aldehyde dehydrogenase inhibitor | 304459-74-3 | Sigma-Aldrich | 99 | MeOH | C18H20N4O2 | 324.1586 | 0.4; 3.4 | 2.8; 3.7
| Acetaminophen |  | Antiinflammatory | 103-90-2 | Fluka | 99.9 | MeOH | C8H9NO2 | 151.0633 | 9.5 | 0.9; -0.1
| Ambroxol |  | Antimucolitique | 18683-91-5 | Sigma-Aldrich | 100 | MeOH | C13H18Br2N2O | 375.9786 | 0.7; 9.0; 15.3 | -0.6; 2.6
| Atenolol |  | β-blocker antihypertensive | 29122-68-7 | Sigma-Aldrich | > 95 | MeOH | C14H22N2O3 | 266.163 | 9.7; 14.1; 16.0 | -2.8; 0.4
| Atorvastatin |  | Cholesterol | 134523-00-5 | Sigma-Aldrich | 98 | MeOH | C33H35FN2O5 | 558.253 | 4.3; 14.8; 15.3; 15.8 | 5.4; 1.8
| Azelastine |  | Antihistaminic | 58581-89-8 | Sigma-Aldrich | 98 | MeOH | C22H24ClN3O | 381.1608 | 8.9 | 0.5; 4.0
| Bezafibrate |  | Lipid-regulating | 41859-67-0 | MP biomedicals | 98 | MeOH | C19H20ClNO4 | 361.1081 | -0.8; 3.8; 14.8 | 4.0; 0.5
| Bisoprolol |  | β-blocker antihypertensive | 66722-44-9 | Sigma-Aldrich | >95 | MeOH | C18H31NO4 | 325.2253 | 9.7; 14.1 | -1.0; 2.1
| Bosentan |  | Hipertensive | 147536-97-8 | Sigma-Aldrich | 98 | MeOH | C27H29N5O6S | 551.1839 | -0.2; 5.8; 15.1 | 4.9; 3.9
| Bupropion |  | Antidepressant | 34911-55-2 | Sigma-Aldrich | 100 | MeOH | C13H18ClNO | 239.1077 | 8.22 | 0; 3.3
| Celecoxib |  | Antiinflammatory | 169590-42-5 | Sigma-Aldrich | 99 | MeOH | C17H14F3N3O2S | 381.0759 | -0.4; 10.6 | 4.0; 3.8
| Cetirizine |  | Antihistaminic | 83881-51-0 | Sigma-Aldrich | 99 | MeOH | C21H25ClN2O3 | 388.1554 | 1.6; 3.6; 7.2 | 0.2; 0.1
| Diazepam |  | Sedative | 439-14-5 | Sigma-Aldrich | >95 | MeOH | C16H13ClNCO | 284.0716 | 2.9 | 2.5; 3.1
| Diclofenac |  | Antiinflammatory | 15307-86-5 | Sigma-Aldrich | 99 | MeOH | C14H11Cl2NO2 | 295.0167 | 4 | 4.0; 0.7
| Diphenhydramine |  | Antihistaminic | 58-73-1 | Sigma-Aldrich | 100 | MeOH | C17H22ClNO | 255.1623 | 8.9 | 0.2; 3.6
| Eprosartan |  | Hipertensive | 133040-01-4 | Solvay Pharma | 99 | MeOH | C23H24N2O7S | 424.1457 | 3.5; 4.3; 6.7 | 4.1; -1.9
| Finasteride |  | Hair grower | 98319-26-7 | Sigma-Aldrich | 99.8 | MeOH | C23H36N2O2 | 372.2777 | -0.3; 0.3; 14.5; 15.9 | 3.1; 3.1
| Fluconazole |  | Antifungal | 86386-73-4 | Sigma-Aldrich | 100 | MeOH | C13H12F2N6O | 306.1041 | 1.7; 2.3; 12.7 | 0.3; 0.5
| Furosemide |  | Sulfonamide | 54-31-9 | Sigma-Aldrich | 99 | MeOH | C12H10ClN2O5S | 330.0077 | -1.5; 4.3; 9.8 | 1.7; -2.3
| Gabapentin |  | Antiepileptic | 60142-96-3 | Sigma-Aldrich | 100 | MeOH | C9H17NO2 | 171.1259 | 4.63; 9.91 | (-2) ; -1.8
| Genistein |  | Phytoestrogen | 446-72-0 | Extrasynthese | 98 | MeOH | C15H10O5 | 270.0528 | 6.6; 8.1; 9.0 | 3.5; -2.4
| Genistin |  | Phytoestrogen | 529-59-9 | Extrasynthese | 99.9 | MeOH | C21H20O10 | 432.1056 | 7.3; 9.0; 12.2; 13.2; 14.4; 15.0 | 0.8; -2.7
| Glibenclamide |  | Antidiabetic | 10238-21-8 | Sigma-Aldrich | >95 | MeOH | C23H28ClN3O5S | 493.1438 | 1.4; 4.3; 13.7 | 3.8; 2.8
| Glimepiride |  | Antidiabetic | 93479-97-1 | Sigma-Aldrich | 100 | DMSO | C23H34N4O5S | 490.225 | 4.3; 13.0; 14.4 | 3.1; 2.1
| Glycitin |  | Phytoestrogen | 40246-10-4 | Extrasynthese | 99 | MeOH | C22H22O10 | 446.1213 | 9.0; 12.2; 13.2; 14.4; 15.0 | 0.3; -1.2
| Indometacin |  | Antiinflammatory | 53-86-1 | Sigma-Aldrich | 100 | MeOH | C19H16ClNO4 | 357.0768 | 3.8 | 3.5; 0.0
| Irbersartan |  | Hipertensive | 138402-11-6 | Sanofi | 99 | MeOH | C25H28N6O | 428.2325 | 4.1; 5.9 | 3.9; 3.9
| Ketoconazole |  | Antifungal | 65277-42-1 | Sigma-Aldrich | 99 | MeOH | C26H28Cl2N4O4 | 530.1488 | 3.9; 6.4 | 2.1; 4.2
| Ketoprofen |  | Antiinflammatory | 22071-15-4 | MP biomedicals | 99 | MeOH | C16H14O3 | 254.0943 | 3.9 | 3.6; 0.1
| Lidocaine |  | Anestesic | 137-58-6 | Sigma-Aldrich | 99 | MeOH | C14H22N2O | 234.1732 | 7.8; 13.8 | -0.7; 2.8
| Loperamide |  | Antidiarrhoeal | 53179-11-6 | Sigma-Aldrich | 99 | MeOH | C29H33ClN2O2 | 476.2231 | 9.6; 13.9 | 1.3; 4.7
| Lorazepam |  | Anxiolytic | 846-49-1 | Sigma-Aldrich | >95 | MeOH | C15H10Cl2N2O2 | 320.0119 | 10.6; 12.5 | 3.5; 3.2
| Losartan |  | Hipertensive | 114798-26-4 | Merck | 98 | MeOH | C22H23ClN6O | 422.1622 | 3.8; 5.8; 14.2 | 3.8; 3.5
| Mebendazole |  | Anthelmintic | 31431-39-7 | Sigma-Aldrich | 100 | DMSO | C16H13N3O3 | 295.0957 | 3.9; 8.4; 13.9 | 2.1; 3.4
| Mefenamic_acid |  | Antiinflammatory | 61-68-7 | Sigma-Aldrich | 98.5 | DMSO | C15H15NO2 | 241.1103 | 3.9 | 3.4; 1.9
| Metformin |  | Antidiabetic | 657-24-9 | Sigma-Aldrich | 100 | MeOH | C4H11N5 | 129.1014 | (-1.5); 12.29; 15.14 | (-5.8); -2.8
| Metoprolol |  | β-blocker antihypertensive | 51384-51-1 | Sigma-Aldrich | >95 | MeOH | C15H25NO3 | 267.1834 | 9.7; 14.1 | -1.5; 1.4
| Naproxen |  | Antiinflammatory | 22204-53-1 | Sigma-Aldrich | 100 | MeOH | C14H14O3 | 230.0943 | 4.2 | 3.0; -0.5
| Omeprazole |  | Antigastroesophageal reflux | 73590-58-6 | Sigma-Aldrich | 98.5 | MeOH | C17H19N3O3S | 345.1147 | 1.4; 4.8; 9.3 | 1.0; 1.7
| Pindolol |  | Hipertensive | 13523-86-9 | Sigma-Aldrich | >95 | MeOH | C14H20N2O2 | 248.1525 | 9.7; 14.1 | -1.5; 1.6
| Propranolol |  | β-blocker antihypertensive | 525-66-6 | Sigma-Aldrich | 99 | MeOH | C16H21NO2 | 259.1572 | 9.7; 14.1 | -0.6; 2.2
| Propyphenazone |  | Antiinflammatory | 479-92-5 | Sigma-Aldrich | 100 | MeOH | C14H18N2O | 230.1419 | 0.9 | 2.3; 2.3
| Pyrantel |  | Anti parasitic worms | 15686-83-6 | Sigma-Aldrich | 99.9 | DMSO | C11H14N2S | 206.0878 | 10.7 | -0.5; 1.5
| Ranitidine |  | Antihistaminic | 66357-35-5 | Sigma-Aldrich | 100 | MeOH | C13H22N4O3S | 314.1413 | 0.5; 7.8 | -2.5; 1.0
| Rimexolone |  | Antiinflammatory | 49697-38-3 | Sigma-Aldrich | 99 | MeOH | C24H34O3 | 370.2508 | -0.2 | 4.4
| Sotalol |  | β-blocker antihypertensive | 3930-20-9 | Sigma-Aldrich | 98 | DMSO | C12H20N2O3S | 272.1195 | 9.4; 10.1; 14.1 | -3.2; -0.5
| Sulfadiazine |  | Sulfonamide | 68-35-9 | Sigma-Aldrich | 99 | MeOH | C10H10N4O2S | 250.0524 | 2.01; 6.99 | 0.3; -0.6
| Sulfamethazine |  | Sulfonamide | 57-68-1 | Sigma-Aldrich | 100 | MeOH | C12H14N4O2S | 278.0837 | -1.0; 2.0; 7.0 | 0.5; -0.3
| Sulfamethoxazole |  | Sulfonamide | 723-46-6 | Sigma-Aldrich | 99 | MeOH | C10H11N3O3S | 253.0521 | 0.3; 1.9; 6.2 | 0.7; -0.2
| Sulfapyridine |  | Sulfonamide | 144-83-2 | Sigma-Aldrich | 99.8 | MeOH | C11H11N3O2S | 249.0572 | 0.5; 2.1; 6.2 | 0.9; 0.1
| Sulfathiazole |  | Sulfonamide | 72-14-0 | Sigma-Aldrich | 100 | MeOH | C9H9N3O2S2 | 255.0136 | 0.4; 2.0; 6.9 | 0.9; 0.0
| Telmisartan |  | Hipertensive | 144701-48-4 | Boehringer | 99 | MeOH | C33H30N4O2 | 514.2369 | 3.6; 4.6; 5.9 | 5.0; 4.3
| Terbinafine |  | Antifungal | 91161-71-6 | Sigma-Aldrich | 100 | EtOH | C21H25N | 291.1987 | 8.9 | 2.5; 5.5
| Thiabendazole |  | Anthelminthic | 148-79-8 | Sigma-Aldrich | 100 | MeOH | C10H7N3S | 201.0361 | 4.1; 10.3 | 1.1; 2.0
| Tramadol |  | Analgesic | 27203-92-5 | Sigma-Aldrich | 99 | EtOH | C16H26ClNO2 | 263.1885 | 9.4; 13.8 | -1.0; 2.4
| Valsartan |  | Antihypertensive | 137862-53-4 | Boehringer | 99 | MeOH | C24H29N5O3 | 435.227 | 4.3; 5.9 | 5.3; 0.1

## TZ7
Table Z7 - UHPLC-qOrbitrap conditions and limits of identification of pure chemical standards determined by HRMS
Family | Compound | Abbreviation | HESI MODE | Acquisition mode | RT (min) | Exact mass | m/z of [M+H]+ or [M-H]- | m/z fragment in HRMS/MS | m/z fragment in HRMS/MS | m/z fragment in HRMS/MS | LOI (ng/mL)
Benzophenones (8) | 4,4'-bis(dimethylamino)benzophenone |  | POS | dd-MS2 | 13.7 | 268.1576 | 269.1648 | 148.0754 | 120.0807 | 105.0573 | Not calculated
| 4-Hydroxybenzophenone | 4-OH-BP | POS | dd-MS2 | 10.18 | 198.0681 | 199.0754 | 146.9615 | 128.951 | 121.0286 | 5.7
|  |  | NEG | dd-MS2 | 2.33 | 198.0681 | 197.0608 | 108.0206 | 95.0125 | 116.927 | 3.2
| 4-Methylbenzophenone | 4-MBP | POS | dd-MS2 | 13.6 | 196.0888 | 197.0961 | 105.0336 | 196.1692 | 119.0491 | 3.2
| 4-Phenylbenzophenone | 4-PBZ | POS | dd-MS2 | 15.44 | 258.1045 | 259.1117 | 105.0336 | 181.0643 | 95.0493 | 3.1
| Benzophenone-1 | BP1 | POS | dd-MS2 | 11.55 | 214.063 | 215.0703 | 95.0495 | 141.0006 | 158.0272 | 11.5
|  |  | NEG | dd-MS2 | 3.32 | 214.063 | 213.0557 | 135.0079 | 91.0176 | 169.0652 | 3.3
| Benzophenone-2 | BP2 | POS | dd-MS2 | 7.8 | 246.0528 | 247.0601 | 137.0235 | 81.034 | 69.0704 | 3.2
|  |  | NEG | dd-MS2 | 0.65 | 246.0528 | 245.0455 | 109.028 | 135.0074 | 153.0189 | Not calculated
| Benzophenone-3 | BP3 | POS | dd-MS2 | 14.03 | 228.0786 | 229.0859 | 151.0389 | 105.0338 | 58.0659 | 5.8
|  |  | NEG | dd-MS2 | 13.33 | 228.0786 | 227.0714 | 186.8984 | 127.729 |  | Not calculated
| Benzophenone-8 | BP8 | POS | dd-MS2 | 12.4 | 244.0736 | 245.0807 | 151.0391 | 121.0287 | 95.0495 | 11.7
|  |  | NEG | dd-MS2 | 8.92 | 244.0736 | 243.0663 | 93.0332 | 108.0202 | 123.0439 | Not calculated
Bisphenols (6) | Bisphenol A | BPA | NEG | dd-MS2 | 10.28 | 228.115 | 227.1078 | 154.9661 | 242.2003 |  | 5.2
| Bisphenol AF | BPAF | NEG | dd-MS2 | 9.42 | 336.0585 | 335.0512 | 265.0482 | 177.0336 | 68.9944 | 5.3
| Bisphenol AP | BPAP | NEG | dd-MS2 | 12.01 | 290.1307 | 289.1241 | 274.0987 | 195.0814 | 93.0333 | 7.9
| Bisphenol P | BPP | NEG | dd-MS2 | 14.54 | 346.1933 | 345.186 | 331.2677 | 295.246 | 313.2571 | Not calculated
| Bisphenol S | BPS | NEG | dd-MS2 | 0.65 | 250.03 | 249.0227 | 155.9884 | 92.0254 | 108.0204 | 5.3
| Bisphenol Z | BPZ | NEG | dd-MS2 | 12.65 | 268.1463 | 267.1409 | 173.0963 | 145.0647 | 223.0759 | Not calculated
Parabens (6) | Benzylparaben | BnP | NEG | dd-MS2 | 13.33 | 228.0786 | 227.0714 | 136.0154 | 220.9483 | 92.0254 | Not calculated
| Butylparaben | BuP | POS | dd-MS2 | 12.25 | 194.0943 | 195.1016 | 167.0702 |  |  | 2.9
|  |  | NEG | dd-MS2 | 6.64 | 194.0943 | 193.087 | 136.0156 | 93.0331 | 175.9075 | Not calculated
| Ethyl 3,4-dihydroxybenzoate | EDHB | POS | dd-MS2 | 6.4 | 182.0579 | 183.0652 | 111.0442 | 155.0337 |  | Not calculated
| Ethylparaben | EtP | POS | dd-MS2 | 8.55 | 166.063 | 167.0703 | 139.0388 | 121.0284 | 84.9601 | Not calculated
|  |  | NEG | dd-MS2 | 1.51 | 166.063 | 165.0557 | 137.0233 | 95.0124 | 93.0332 | Not calculated
| Methyl 3,5-dihydroxybenzoate | MDHB | NEG | dd-MS2 | 0.72 | 168.0423 | 167.035 | 74.9893 | 151.0058 | 108.0203 | Not calculated
| Methylparaben | MeP | POS | dd-MS2 | 6 | 152.0473 | 153.0546 | 121.028 | 109.0657 | 94.0412 | 50
|  |  | NEG | dd-MS2 | 0.95 | 152.0473 | 151.0401 | 136.0151 | 95.0125 | 92.0254 | Not calculated
Phthalates (5) | Mono-(2-ethyl-5-hydroxyhexyl) phtalate | MEHHP | NEG | dd-MS2 | 6.32 | 294.1467 | 293.1395 | 293.14 | 276.9784 | 214.9133 | 3.4
|  |  | POS | dd-MS2 | 11.55 | 294.1467 | 295.154 | 277.2162 | 221.117 | 149.0233 | Not calculated
| Mono-[(2RS)-2-Ethyl-5-oxohexyl phthalate | MEOHP | NEG | dd-MS2 | 5.25 | 292.1311 | 291.1238 | 121.0282 | 143.1066 | 79.9561 | 8.5
| Mono-2-Ethylhexyl phthalate | MEHP | NEG | dd-MS2 | 10 | 278.1518 | 277.1445 | 134.0361 | 121.0279 | 226.3074 | Not calculated
|  |  | POS | dd-MS2 | 14.6 | 278.1518 | 279.1591 | 149.0233 |  |  | Not calculated
| Monobenzyl phthalate | MBnP | POS | dd-MS2 | 11.35 | 256.0736 | 257.0808 | 91.0545 | 127.4299 | 79.2443 | 5.7
|  |  | NEG | dd-MS2 | 4.58 | 256.0736 | 255.0663 | 121.0283 | 107.0489 | 183.0812 | Not calculated
| Monobutyl phthalate | MBuP | NEG | dd-MS2 | 3.2 | 222.0892 | 221.0819 | 121.0828 | 71.0491 | 134.0369 | 5.7
Perfluorinated compounds (4) | Perfluorobutanesulfonic acid | PFBS | NEG | dd-MS2 | 5.16 | 299.9503 | 298.943 | 98.9544 | 79.9559 | 154.8442 | 1.2
| Perfluorooctanesulfonamide | PFOSA | NEG | dd-MS2 | 11.22 | 498.9535 | 497.9462 | 168.9885 | 77.9641 |  | 14.7
| Perfluorooctanesulfonic acid | PFOS | NEG | dd-MS2 | 11.71 | 499.9375 | 498.9302 | 98.954 | 79.956 | 118.9909 | 5.3
| Perfluorooctanoic acid | PFOA | NEG | dd-MS2 | 10.3 | 413.9737 | 412.9664 | 368.9744 | 218.9871 | 168.9884 | 5.7
Industrial chemicals (14) | 1H-Benzotriazole |  | POS | dd-MS2 | 3.25 | 119.0483 | 120.0556 | 92.0497 | 110.6485 |  | 8.8
| 2,4-Diethyl-9H-thioxanthen-9-one | DETX | POS | dd-MS2 | 16.88 | 268.0922 | 269.0995 | 213.0364 | 241.0676 |  | Not calculated
| 2,4-Dinitrophenol |  | NEG | dd-MS2 | 1.04 | 184.012 | 183.0038 | 109.0155 | 95.0123 | 95.0123 | 3.1
| 2,6-di-tert-butyl-4-(dimethylaminomethyl)phenol |  | NEG | dd-MS2 | 15.31 | 263.2249 | 262.2176 | 88.9453 | 51.9381 | 152.005 | Not calculated
| 2-ethylhexyl-4-dimethylaminobenzoate | EHDAB | POS | dd-MS2 | 16.9 | 277.2042 | 278.2115 | 151.0626 | 166.0861 | 150.0549 | Not calculated
| 2-Hydroxybenzothiazole | 2-OH-BTA | POS | dd-MS2 | 6.85 | 151.0092 | 152.0165 | 124.0216 | 92.0499 | 80.0503 | Not calculated
| 2-isopropylthioxanthone | ITX | POS | dd-MS2 | 16.08 | 254.0765 | 255.0838 | 184.0339 | 213.0367 |  | 0.5
| Benzothiazole |  | POS | dd-MS2 | 7.35 | 135.0143 | 136.0215 | 109.0107 | 65.0393 | 95.0493 | 14.2
| Caffeine |  | POS | dd-MS2 | 2.7 | 194.0804 | 195.0876 | 138.0663 | 110.0711 | 83.061 | 10
| Caprolactam |  | POS | dd-MS2 | 2.1 | 113.0841 | 114.0913 | 72.9375 | 79.0546 | 69.0704 | 5.5
| Cotinine |  | POS | dd-MS2 | 0.85 | 176.095 | 177.1022 | 98.0604 | 80.05 |  | 20.4
| Ethyl-4-dimethylaminobenzoate | EDAB | POS | dd-MS2 | 12.8 | 193.1103 | 194.1176 | 151.0626 | 166.0861 | 134.0599 | 1.1
| Triethyl phosphate |  | POS | dd-MS2 | 6.65 | 182.0708 | 183.0781 | 98.9844 | 127.0161 | 155.0469 | 5
| Triphenyl phosphate |  | POS | dd-MS2 | 14.26 | 326.0708 | 327.0781 | 233.0369 | 153.07 | 251.0471 | 1.1
Biocides (66) | Acetamiprid |  | POS | dd-MS2 | 4.6 | 222.0672 | 223.0745 | 126.0106 | 56.0504 | 187.0981 | 3.8
| Alachlor |  | POS | dd-MS2 | 13.3 | 269.1183 | 270.1255 | 238.099 | 224.0836 | 148.111 | 14.657
| Ametryn |  | POS | dd-MS2 | 8.51 | 227.1205 | 228.1277 | 182.1278 | 164.1188 | 198.1078 | 1.2
| Atrazine |  | POS | dd-MS2 | 10.45 | 215.0938 | 216.101 | 174.0543 | 132.0324 | 104.0011 | 1.2
| Azoxystrobin |  | POS | dd-MS2 | 12.2 | 403.1168 | 404.1241 | 372.0979 |  |  | 1.2
| Bendiocarb |  | POS | dd-MS2 | 8.56 | 223.0845 | 224.0917 | 167.0703 | 109.0291 | 59.0498 | Not calculated
| Bentazone |  | NEG | dd-MS2 | 1.12 | 240.0569 | 239.0935 | 197.0019 | 132.0321 | 133.0394 | 5.8
| Boscalid |  | POS | dd-MS2 | 12.45 | 342.0327 | 343.0399 | 307.0613 | 112.0396 | 139.99 | 5.9
| Carbaryl |  | POS | dd-MS2 | 9.42 | 201.079 | 202.0863 | 132.0325 | 124.0869 | 96.0559
| Carbendazim |  | POS | dd-MS2 | 1.9 | 191.0695 | 192.0768 | 160.0497 | 150.9508 | 61.0113 | 4.6
| Chloridazon |  | POS | dd-MS2 | 4.65 | 221.0356 | 222.0429 | 104.0494 | 92.0498 | 204.0215 | 3.3
| Chloroxuron |  | POS | dd-MS2 | 13 | 290.0822 | 291.0895 | 164.0949 | 72.0448 | 70.0405 | Not calculated
| Chlortoluron |  | POS | dd-MS2 | 10.15 | 212.0716 | 213.0789 | 168.0207 | 91.5418 | 72.0449 | 3.3
| Clomazone |  | POS | dd-MS2 | 11.7 | 239.0713 | 240.0786 | 125.0155 | 184.0528 | 100.0762 | 1.215
| Crotamiton |  | POS | dd-MS2 | 12.2 | 203.131 | 204.1383 | 134.0588 | 136.1127 | 96.0812 | 5.24
| Dichlorvos |  | POS | dd-MS2 | 8.15 | 219.9459 | 220.9532 | 144.9814 | 127.0149 | 78.9949 | 10.9
| Diethyl Toluamide |  | POS | dd-MS2 | 10.75 | 191.131 | 192.1383 | 119.0492 | 160.0514 | 109.0651 | 1.2
| Diflufenican |  | POS | dd-MS2 | 15 | 394.0741 | 395.0813 | 266.0409 |  |  | 20
| Dimethachlor |  | POS | dd-MS2 | 11.3 | 255.1026 | 256.1099 | 224.0836 | 148.1128 |  | 1.047
| Dimethoate |  | POS | dd-MS2 | 4.5 | 228.9996 | 230.0069 | 198.9648 | 170.9698 | 142.9929 | 8.8
| Diuron |  | POS | dd-MS2 | 11 | 232.017 | 233.0243 | 72.0444 | 159.9705 | 187.966 | 3.2
| Fenoxycarb |  | POS | dd-MS2 | 13.75 | 301.1314 | 302.1387 |  |  |  | 3.213
| Fenpropidin |  | POS | dd-MS2 | 10.22 | 273.2457 | 274.2529 | 147.1158 | 86.0968 |  | 3.176
| Fenpropimorph |  | POS | dd-MS2 | 10.47 | 303.2562 | 304.2635 | 147.1174 | 57.0705 | 130.1219 | 5.69
| Fenthion |  | POS | dd-MS2 | 14.25 | 278.02 | 279.0273 | 247.0022 | 169.0146 | 105.0708 | 13.997
| Flusilazole |  | POS | dd-MS2 | 13.67 | 315.1003 | 316.1076 | 316.1076 | 187.0593 | 165.0704 | 1.076
| Hexazinone |  | POS | dd-MS2 | 8.4 | 252.1586 | 253.1659 | 171.0867 | 85.0767 | 71.0612 | 1.17
| Imazalil |  | POS | dd-MS2 | 8.79 | 296.0483 | 297.0556 | 200.9879 | 158.9756 | 69.0458 | 3.209
| Imidacloprid |  | POS | dd-MS2 | 3.7 | 255.0523 | 256.0596 | 209.0591 | 175.0981 | 84.0565 | 3.187
| Isoproturon |  | POS | dd-MS2 | 10.8 | 206.1419 | 207.1492 | 165.1025 | 84.9602 | 72.0453 | 0.5
| Laudanosine |  | POS | dd-MS2 | 4.06 | 357.194 | 358.2013 | 327.1576 | 296.1422 | 206.1175 | 3.262
| Lenacil |  | POS | dd-MS2 | 10.6 | 234.1368 | 235.1441 | 235.1441 | 153.0661 | 82.0656 | Not calculated
| Linuron |  | POS | dd-MS2 | 12.05 | 248.0119 | 249.0192 | 182.0229 | 159.9708 | 62.0607 | 11.2
| Mecoprop |  | NEG | dd-MS2 | 5.53 | 214.0397 | 213.0324 | 141.0091 | 71.0121 |  | Not calculated
| Metalaxyl |  | POS | dd-MS2 | 10.95 | 279.1471 | 280.1543 | 248.1257 | 220.1336 | 192.1385 | 1.061
| Metamitron |  | POS | dd-MS2 | 4.15 | 202.0855 | 203.0927 | 175.0983 | 104.0495 | 79.0549 | 1.6
| Metazachlor |  | POS | dd-MS2 | 10.8 | 277.0982 | 278.1055 | 210.0667 | 134.0957 |  | 8.489
| Methiocarb |  | POS | dd-MS2 | 12.2 | 225.0823 | 226.0896 | 169.0689 | 121.0647 | 190.1231 | 12.5
| Metolachlor |  | POS | dd-MS2 | 13.42 | 283.1339 | 284.1412 | 252.1145 | 176.1427 |  | 1.113
| Metribuzin |  | POS | dd-MS2 | 8 | 214.0888 | 215.0961 | 215.0961 | 187.1005 | 171.0592 | 5.6
| Mexacarbate |  | POS | dd-MS2 | 2.34 | 222.1368 | 223.1441 | 166.1226 | 151.0992 | 136.0757 | 3.3
| Myclobutanil |  | POS | dd-MS2 | 12.75 | 288.1142 | 289.1214 | 81.0703 | 125.0154 | 70.0409 | 3.1
| Oryzalin |  | POS | dd-MS2 | 13.33 | 346.0947 | 347.102 | 288.0304 | 243.0185 | 305.0547 | 14.1
| Pendimethalin |  | POS | dd-MS2 | 16.03 | 281.1376 | 282.1448 | 194.0551 | 91.0422 | 212.0676 | Not calculated
| Pirimicarb |  | POS | dd-MS2 | 4.4 | 238.143 | 239.1502 | 195.1608 | 182.1279 |  | 1.126
| Pirimiphos-methyl |  | POS | dd-MS2 | 14.08 | 305.0963 | 306.1036 | 278.0717 | 164.1189 | 136.0872 | 1.007
| Prochloraz |  | POS | dd-MS2 | 13.5 | 375.0308 | 376.0381 | 309.9963 | 265.9544 | 224.9449 | 5.52
| Propachlor |  | POS | dd-MS2 | 10.8 | 211.0764 | 212.0837 | 212.0837 | 170.0364 | 152.026 | 1.1
| Propamocarb |  | POS | dd-MS2 | 1.17 | 188.1525 | 189.1598 | 102.0557 | 144.1023 | 74.0243 | 5.7
| Propanil |  | POS | dd-MS2 | 12.05 | 217.0061 | 218.0134 | 161.9876 | 127.0188 | 57.034 | 14.1
|  |  | NEG | dd-MS2 | 12.01 | 217.0061 | 215.9988 | 159.9713 | 161.9683 |  | 5.6
| Propiconazole |  | POS | dd-MS2 | 14.06 | 341.0698 | 342.0771 | 204.982 | 186.9721 | 158.9755 | 1.2
| Propyzamide |  | POS | dd-MS2 | 12.55 | 255.0218 | 256.029 | 256.029 | 189.9813 | 172.9551 | 5.834
| Prosulfocarb |  | POS | dd-MS2 | 15.13 | 251.1344 | 252.1417 | 128.1417 | 128.1068 | 91.0543 | 3.346
| Pyrazophos |  | POS | dd-MS2 | 14.65 | 373.0861 | 374.0934 | 346.0603 | 238.0641 | 222.086 | 1.117
| Quinmerac |  | POS | dd-MS2 | 4.9 | 221.0244 | 222.0316 | 204.022 | 141.0575 | 176.0251 | 5.7
| Quinoxyfen |  | POS | dd-MS2 | 15.63 | 306.9967 | 308.004 | 308.004 | 272.0267 | 196.9805 | 3.273
| Simazine |  | POS | dd-MS2 | 8.2 | 201.0781 | 202.0854 | 132.0325 | 124.0872 | 96.0559 | 3.2
| Spiroxamine |  | POS | dd-MS2 | 10.96 | 297.2668 | 298.2741 | 144.1385 | 100.1122 | 72.0808
| Tebuconazole |  | POS | dd-MS2 | 13.9 | 307.1451 | 308.1524 | 125.0155 | 70.0409 |  | 2.5
| Terbuthylazine |  | POS | dd-MS2 | 12.25 | 229.1094 | 230.1167 | 230.1167 | 174.0544 | 146.0233 | 1.1
| Terbutryn |  | POS | dd-MS2 | 10.55 | 241.1361 | 242.1434 | 186.0803 | 158.0497 | 91.0325 | 1.2
| Thiacloprid |  | POS | dd-MS2 | 5.72 | 252.0236 | 253.0309 | 128.0065 | 186.0129 | 126.0105 | 3.23
| Thiamethoxam |  | POS | dd-MS2 | 2.55 | 291.0193 | 292.0266 | 210.0579 | 211.0635 | 181.0544 | 6.8
| Triadimenol |  | POS | dd-MS2 | 12.95 | 295.1088 | 296.116 | 70.0409 | 99.0808 | 227.0825 | 19.483
| Triclocarban | TCC | NEG | dd-MS2 | 14.86 | 313.978 | 312.9708 | 126.0104 | 159.9717 |  | 9
| Triclosan | TCS | NEG | dd-MS2 | 11.46 | 287.9512 | 286.9439 | 160.9566 | 141.9827 | 89.7966 | 20.3
Pharmaceuticals (56) | 2-(benzotriazol-1-ylmethoxy)-4-(diethylamino)benzaldehyde | DEAB | POS | dd-MS2 | 15.34 | 324.1586 | 325.2274 | 176.1067 | 281.1642 | 133.0885
| Acetaminophen |  | POS | dd-MS2 | 1.46 | 151.0633 | 152.0706 | 110.0601 | 135.1165 | 135.1165 | 15.3
| Ambroxol |  | POS | dd-MS2 | 5.1 | 375.9786 | 376.9859 |  |  |  | 41.846
| Atenolol |  | POS | dd-MS2 | 0.9 | 266.163 | 267.1703 | 267.1703 | 145.064 | 145.064 | 8.6
| Atorvastatin |  | NEG | dd-MS2 | 10.43 | 558.253 | 557.2457 | 278.1354 | 85.0277 | 85.0277 | 12.5
| Azelastine |  | POS | dd-MS2 | 9.45 | 381.1608 | 382.1681 | 112.1126 | 58.0658 | 58.0658 | 5.443
| Bezafibrate |  | POS | dd-MS2 | 12.45 | 361.1081 | 362.1154 | 316.1074 | 276.0767 | 276.0767 | 3.404
| Bisoprolol |  | POS | dd-MS2 | 5.82 | 325.2253 | 326.2326 | 116.1069 | 98.0964 | 98.0964 | 3.352
| Bosentan |  | POS | dd-MS2 | 13.2 | 551.1839 | 552.1911 | 202.0707 | 311.1022 | 311.1022 | 5.4
| Bupropion |  | POS | dd-MS2 | 4.95 | 239.1077 | 240.115 | 184.0528 | 166.0425 | 131.0735 | Not calculated
| Celecoxib |  | POS | dd-MS2 | 13.36 | 381.0759 | 382.0832 | 362.0773 | 282.0954 | 282.0954 | 12.71
| Cetirizine |  | POS | dd-MS2 | 10.9 | 388.1554 | 389.1626 | 201.0472 | 187.1081 | 187.1081 | 5
| Diazepam |  | POS | dd-MS2 | 12.1 | 284.0716 | 285.0789 | 154.041 | 193.0894 | 193.0894 | 1.107
| Diclofenac |  | POS | dd-MS2 | 13.9 | 295.0167 | 296.024 | 278.0136 | 250.0186 | 250.0186 | 6.124
| Diphenhydramine |  | POS | dd-MS2 | 6.88 | 255.1623 | 256.1696 | 167.0845 | 165.0685 | 165.0685 | 5.592
| Eprosartan |  | POS | dd-MS2 | 6.88 | 424.1457 | 425.1529 | 341.1484 | 207.1115 | 207.1115 | 6.165
| Finasteride |  | POS | dd-MS2 | 12.9 | 372.2777 | 373.2849 | 305.257 |  |  | 3.381
| Fluconazole |  | POS | dd-MS2 | 4.8 | 306.1041 | 307.1113 | 238.0781 | 220.0684 | 220.0684 | 5.841
| Furosemide |  | NEG | dd-MS2 | 2.12 | 330.0077 | 329.0004 | 286.1543 | 149.0588 | 149.0588 | Not calculated
| Gabapentin |  | POS | dd-MS2 | 1.8 | 171.1259 | 172.1332 | 154.1225 | 137.0957 | 119.0862 | 5.5
| Genistein |  | POS | dd-MS2 | 10.06 | 270.0528 | 271.0601 | 271.0601 | 153.0176 | 215.0698 | 12.447
| Genistin |  | POS | dd-MS2 | 5.6 | 432.1056 | 433.1129 | 271.0588 |  |  | 67.092
| Glibenclamide |  | POS | dd-MS2 | 13.35 | 493.1438 | 494.1511 | 369.0657 | 169.0042 | 169.0042 | 8.7
| Glimepiride |  | POS | dd-MS2 | 13.85 | 490.225 | 491.2323 | 169.0038 | 352.1307 | 352.1307 | 8.5
| Glycitin |  | POS | dd-MS2 | 4.7 | 446.1213 | 447.1286 | 285.0765 |  |  | 37.2
| Indometacin |  | POS | dd-MS2 | 13.9 | 357.0768 | 358.0841 | 140.9913 | 174.0913 | 174.0913 | 5.434
| Irbersartan |  | POS | dd-MS2 | 11.54 | 428.2325 | 429.2397 | 207.0917 | 195.1496 | 195.1496 | 3.763
| Ketoconazole |  | POS | dd-MS2 | 9.87 | 530.1488 | 531.156 | 82.0534 | 489.1433 | 489.1433 | 9.2
| Ketoprofen |  | POS | dd-MS2 | 11.7 | 254.0943 | 255.1016 | 209.0965 | 210.0983 | 210.0983 | 3.428
| Lidocaine |  | POS | dd-MS2 | 2.4 | 234.1732 | 235.1805 | 86.0968 | 58.0661 | 58.0661 | 3.27
| Loperamide |  | POS | dd-MS2 | 10.84 | 476.2231 | 477.2303 | 267.1568 | 266.1536 | 266.1536 | 6.1
| Lorazepam |  | POS | dd-MS2 | 11.02 | 320.0119 | 321.0192 | 303.0077 | 275.0132 | 275.0132 | 3.405
| Losartan |  | POS | dd-MS2 | 11.4 | 422.1622 | 423.1695 | 235.0989 | 207.0917 | 207.0917 | 6.28
| Mebendazole |  | POS | dd-MS2 | 9.77 | 295.0957 | 296.103 | 264.0758 | 105.0337 | 105.0337 | 1.706
| Mefenamic acid |  | POS | dd-MS2 | 14.9 | 241.1103 | 242.1176 | 209.0848 | 180.0813 | 180.0813 | 4.9
| Metformin |  | POS | dd-MS2 | 0.71 | 129.1014 | 130.1087 | 113.0827 | 85.0515 | 88.0872 | 5.8
| Metoprolol |  | POS | dd-MS2 | 3.57 | 267.1834 | 268.1907 | 116.1072 | 191.1062 | 191.1062 | Not calculated
| Naproxen |  | POS | dd-MS2 | 12.11 | 230.0943 | 231.1016 | 185.0968 | 148.0203 | 148.0203 | 11.9
| Omeprazole |  | POS | dd-MS2 | 6.59 | 345.1147 | 346.122 | 198.0575 | 151.0984 | 151.0984 | 5.5
| Pindolol |  | POS | dd-MS2 | 1.66 | 248.1525 | 249.1598 | 172.076 | 146.0599 | 146.0599 | 3.4
| Propranolol |  | POS | dd-MS2 | 6.5 | 259.1572 | 260.1645 | 72.0814 | 183.0806 | 183.0806 | 3.4
| Propyphenazone |  | POS | dd-MS2 | 9.65 | 230.1419 | 231.1492 | 201.1021 | 189.1026 | 189.1026 | 1.148
| Pyrantel |  | POS | dd-MS2 | 1.9 | 206.0878 | 207.095 | 97.0114 | 150.0363 | 150.0363 | 12.1
| Ranitidine |  | POS | dd-MS2 | 1 | 314.1413 | 315.1485 | 130.0559 | 224.0965 | 224.0965 | 19.75
| Rimexolone |  | POS | dd-MS2 | 14.45 | 370.2508 | 371.2581 | 295.2053 | 335.2386 | 335.2386 | 5.643
| Sotalol |  | POS | dd-MS2 | 0.9 | 272.1195 | 273.1267 | 255.1143 | 213.0703 | 213.0703 | 12.751
| Sulfadiazine |  | POS | dd-MS2 | 1.5 | 250.0524 | 251.0597 | 156.0111 | 108.0443 | 96.0559 | 4.145
| Sulfamethazine |  | POS | dd-MS2 | 2.7 | 278.0837 | 279.091 | 124.087 | 204.0441 | 204.0441 | 1.244
| Sulfamethoxazole |  | POS | dd-MS2 | 3.5 | 253.0521 | 254.0594 | 156.0111 | 93.0576 | 93.0576 | 6.326
| Sulfapyridine |  | POS | dd-MS2 | 1.8 | 249.0572 | 250.0645 | 184.0859 | 156.0112 | 156.0112 | 1.2
| Sulfathiazole |  | POS | dd-MS2 | 1.61 | 255.0136 | 256.0209 | 256.0209 | 156.0111 | 156.0111 | 5.89
| Telmisartan |  | POS | dd-MS2 | 11.19 | 514.2369 | 515.2441 | 497.2362 | 289.1424 | 289.1424 | 3.7
| Terbinafine |  | POS | dd-MS2 | 10.88 | 291.1987 | 292.206 | 93.0704 | 141.0693 | 141.0693 | Not calculated
| Thiabendazole |  | POS | dd-MS2 | 2.38 | 201.0361 | 202.0433 | 175.0326 | 131.0606 | 131.0606 | 3.3
| Tramadol |  | POS | dd-MS2 | 3.33 | 263.1885 | 264.1958 | 58.0661 |  |  | 3.1
| Valsartan |  | POS | dd-MS2 | 12.8 | 435.227 | 436.2343 | 418.2236 | 291.149 | 291.149 | 3.5
|  |  | NEG | dd-MS2 | 5.83 | 435.227 | 434.2198 | 350.1642 | 304.157 | 192.0809 | 9

## TZ8
Table Z8 - Figures of merit (limits of quantification, trueness and precision) for selected compounds determined in non-hydrolysed urine samples by Oasis HLB-SPE-RPLC-QqQ and Oasis HLB-SPE-RPLC-qOrbitrap
Compound | Acquisition instrument (mobile phase pH) | Non-hydrolysed |  |  | Absolute | [9 empty] | Apparent | [9 empty] | Surrogate
|  | LOQi (ng/mL) | LOQp (ng/mL) | r2 | Batch 1 |  | Batch 2 |  | Batch 3 |  | Batch 4 |  | Batch 5 |  | Batch 1 |  | Batch 2 |  | Batch 3 |  | Batch 4 |  | Batch 5
[5 empty] | Recovery (%) | RSD (%) | Recovery (%) | RSD (%) | Recovery (%) | RSD (%) | Recovery (%) | RSD (%) | Recovery (%) | RSD (%) | Recovery (%) | RSD (%) | Recovery (%) | RSD (%) | Recovery (%) | RSD (%) | Recovery (%) | RSD (%) | Recovery (%) | RSD (%)
(Z)-3-(2-Chloro-3,3,3-trifluoroprop-1-en-1-yl)-2,2-dimethylcyclopropanecarboxylic acid | LC-HRMS/MS (pH=10.5) | 0.7 | 0.080057 | 0.9455 | 103.3631 | 30.2977 | 81.3822 | 26.052 | 62.4359 | 14.6428 | 97.5332 | 18.1825 | 92.4744 | 7.3794 | 111.078 | 16.1927 | 87.1458 | 19.7273 | 77.8031 | 7.4116 | 89.7443 | 10.245 | 86.0447 | 5.0942 | BPA-d16
1H-Benzotriazole | LC-HRMS/MS (pH=2.5) | 1.2 | 0.12574 | 0.9815 | 90.0935 | 7.334 | 98.9065 | 5.3468 | 112.1326 | 7.8929 | 88.5551 | 4.3637 | 87.4994 | 7.6994 | 112.0332 | 4.3348 | 105.5695 | 4.5188 | 112.0044 | 3.7932 | 101.1779 | 2.5016 | 100.0377 | 4.0425 | Carbamazepine-d8
Hydroxypyrene glucuronide | LC-HRMS/MS (pH=10.5) | 0.5 | 0.077418 | 0.967 | 74.1384 | 18.1641 | 59.653 | 24.5653 | 47.0145 | 12.6935 | 69.3906 | 12.6848 | 72.7279 | 2.8065 | 91.3232 | 5.56 | 99.7766 | 8.1551 | 90.5269 | 1.8069 | 107.1914 | 7.3403 | 103.8009 | 5.0696 | BPA-d16
Hydroxypyrene | LC-MS/MS (pH=10.5) | 0.096683 | 0.070018 |  | 23.7192 | 17.5626 | 8.7795 | 102.8345 | 8.0003 | 45.8706 | 16.2303 | 13.782 | 16.0628 | 19.8445 | 57.311 | 15.6917 | 16.4201 | 103.0118 | 18.4369 | 38.6647 | 43.0653 | 55.0229 | 66.1729 | 50.3471 | OH-pyrenes-d9
2-(4-chlorophenyl)-3-methylbutyric acid | LC-HRMS/MS (pH=10.5) | 5.9 | 1.259 | 0.8805 | 61.1892 | 27.1126 | 44.547 | 13.1313 | 31.7169 | 14.529 | 42.4571 | 10.7605 | 54.3981 | 9.2291 | 73.3142 | 30.2189 | 76.3331 | 4.696 | 60.0116 | 25.9194 | 64.9407 | 10.8995 | 77.1504 | 9.8067 | BPA-d16
2,4-Dinitrophenol | LC-HRMS/MS (pH=10.5) | 0.5 | 0.049927 | 0.935 | 110.0636 | 17.9728 | 101.5395 | 12.71 | 70.7264 | 19.5558 | 107.0878 | 10.7607 | 111.3164 | 7.5589 | 119.6997 | 2.8639 | 110.5641 | 3.9779 | 87.6194 | 10.7173 | 99.1257 | 3.6532 | 103.5945 | 3.6797 | Bentazone-d7
2,6-di-tert-butyl-4-(dimethylaminomethyl)phenol | LC-HRMS/MS (pH=10.5) | 8.4488 | 1.7897 | 0.8585 | 65.8584 | 8.5601 | 49.8682 | 4.5957 | 38.321 | 4.5245 | 42.5703 | 4.9318 | 39.4179 | 2.8605 | 83.1088 | 17.3671 | 90.9164 | 33.5298 | 77.1025 | 24.7467 | 67.0103 | 18.7623 | 56.5985 | 15.1621 | BPA-d16
Hydroxybenzothiazole | LC-HRMS/MS (pH=2.5) | 4.9807 | 0.37587 | 0.8955 | 95.8353 | 13.3145 | 125.1552 | 17.3019 | 228.2658 | 43.9768 | 103.4945 | 3.6104 | 109.804 | 9.0026 | 84.2526 | 14.2734 | 122.5797 | 20.9065 | 332.4568 | 31.6253 | 112.6102 | 6.2278 | 114.6849 | 7.8371 | Diuron-d6
Hydroxyfluorene | LC-MS/MS (pH=2.5) | 25 | 3.206 | 0.99737 | x | x | x | x | x | x | x | x | x | x | x | x | x | x | x | x | x | x | x | x
Hydroxynaphthalene | LC-MS/MS (pH=10.5) | 0.38854 | 0.077508 | 0.99818 | 72.498 | 10.4423 | 49.1954 | 19.7322 | 57.8893 | 21.9924 | 67.3572 | 19.3309 | 51.9681 | 5.8282 | 150.3583 | 0.94049 | 139.9755 | 44.9244 | 134.2985 | 17.9536 | 212.4861 | 21.5273 | 204.8133 | 28.3329 | OH-pyrenes-d9
Hydroxyphenanthrene | LC-MS/MS (pH=10.5) | 2.0685 | 0.41751 | 0.9986 | 52.5403 | 28.8743 | 46.3998 | 50.9241 | 46.0906 | 39.1526 | 81.496 | 21.1959 | 64.4466 | 7.2074 | 44.2738 | 5.5654 | 30.6234 | 64.631 | 46.0285 | 22.3986 | 86.7473 | 44.3637 | 135.5773 | 35.619 | BPA-d16
Naphthyl sulfate | LC-HRMS/MS (pH=10.5) | 0.6347 | 0.068569 | 0.984 | 105.5667 | 11.0524 | 105.9724 | 4.0411 | 68.0112 | 33.3143 | 91.0054 | 2.6114 | 92.263 | 2.1603 | 115.5011 | 4.8479 | 116.185 | 9.2726 | 81.6445 | 34.3299 | 84.64 | 7.812 | 85.9437 | 1.3787 | Bentazone-d7
4-Hydroxybenzophenone | LC-MS/MS (pH=10.5) | 0.52031 | 0.076536 | 0.99787 | 76.1955 | 14.1959 | 75.2715 | 9.8621 | 104.6191 | 33.9652 | 108.7472 | 54.3339 | 57.6389 | 5.3064 | 60.1955 | 4.1199 | 46.8282 | 39.6094 | 60.7346 | 33.9672 | 50.5149 | 48.8162 | 36.2255 | 12.519 | Bentazon_d7
4-Methylbenzophenone | LC-HRMS/MS (pH=2.5) | 0.55703 | 0.14784 | 0.9865 | 37.421 | 13.4219 | 23.2138 | 23.8158 | 27.4 | 6.4822 | 48.4995 | 18.1459 | 51.858 | 3.2178 | 78.4665 | 25.3108 | 38.481 | 95.2537 | 33.6388 | 33.2315 | 70.3727 | 34.4301 | 80.2402 | 13.0278 | [13C6]-Sulfamethoxazole
4-Methylumbelliferyl glucuronide | LC-HRMS/MS (pH=2.5) | 8.3847 | 0.8984 | 0.9715 | 73.7849 | 19.8008 | 95.2238 | 4.4898 | 111.6466 | 6.1917 | 88.0152 | 2.1246 | 97.9712 | 11.0118 | 91.5581 | 24.3848 | 101.6578 | 4.4175 | 111.5744 | 3.3551 | 100.6315 | 3.0165 | 112.2188 | 10.596 | Carbamazepine-d8
6-chloronicotinic acid | LC-HRMS/MS (pH=2.5) | 12.6935 | 0.80379 | 0.732 | 101.609 | 13.4894 | 161.5166 | 17.2205 | 310.322 | 91.2335 | 104.9234 | 4.4902 | 111.2375 | 4.5377 | 127.3739 | 18.4358 | 172.3366 | 9.6676 | 307.4857 | 23.9551 | 119.911 | 2.9415 | 127.4575 | 4.302 | Carbamazepine-d8
Acetaminophen | LC-HRMS/MS (pH=2.5) | 3.4958 | 0.39453 | 0.9805 | 95.3157 | 31.5193 | 97.9241 | 5.5791 | 86.6718 | 77.3302 | 80.2236 | 13.1642 | 82.8959 | 18.4181 | x | x | x | x | x | x | x | x | x | x
Acetamiprid | LC-HRMS/MS (pH=2.5) | 0.58726 | 0.054247 | 0.966 | 99.347 | 15.4277 | 105.0106 | 4.9668 | 111.5017 | 3.0053 | 113.7627 | 4.8249 | 111.6643 | 7.2722 | 123.2899 | 11.0212 | 112.1167 | 4.7474 | 111.5215 | 3.5859 | 130.0137 | 2.9167 | 127.9333 | 6.3078 | Carbamazepine-d8
Alachlor | LC-HRMS/MS (pH=2.5) | 1.1638 | 0.16059 | 0.99 | 83.3842 | 17.8036 | 60.1108 | 28.3366 | 62.4714 | 10.3338 | 75.7107 | 14.0898 | 80.673 | 7.7886 | 108.0513 | 2.4617 | 109.4597 | 16.7365 | 112.5088 | 11.683 | 101.857 | 6.7245 | 102.0345 | 6.7895 | Ketoprofen-d3
Ambroxol | LC-HRMS/MS (pH=2.5) | 8.0747 | 0.57624 | 0.906 | 139.2254 | 32.4593 | 146.6302 | 8.8702 | 90.3358 | 14.0016 | 133.3663 | 57.0659 | 191.0727 | 2.5133 | x | x | x | x | x | x | x | x | x | x
Ametryn | LC-HRMS/MS (pH=2.5) | 0.11797 | 0.013319 | 0.99 | 90.5508 | 13.6518 | 85.3187 | 6.4283 | 84.1983 | 5.9321 | 88.4772 | 3.8457 | 94.3307 | 7.4568 | 112.0919 | 5.6146 | 91.0982 | 7.7003 | 84.4634 | 11.9852 | 101.1468 | 4.3072 | 107.9995 | 6.2642 | Carbamazepine-d8
Atenolol | LC-HRMS/MS (pH=2.5) | 3.2971 | 0.56171 | 0.9895 | 44.4184 | 11.3486 | 64.0474 | 3.8185 | 60.7443 | 4.9956 | 61.7116 | 0.99877 | 62.5701 | 9.1755 | 82.0388 | 30.3763 | 107.6847 | 18.0083 | 99.7733 | 16.6421 | 94.5732 | 9.6647 | 90.2242 | 10.4136 | [13C6]-Diclofenac
Atrazine | LC-HRMS/MS (pH=2.5) | 0.11809 | 0.013532 | 0.966 | 79.2322 | 11.2032 | 89.6884 | 11.1092 | 89.8486 | 4.1755 | 86.4751 | 3.137 | 91.0783 | 4.8013 | 94.2867 | 1.5313 | 97.5476 | 1.4989 | 97.063 | 0.8629 | 99.113 | 2.5584 | 98.8905 | 1.8649 | Atrazine-d5
Azelastine | LC-HRMS/MS (pH=2.5) | 1.0837 | 0.13759 | 0.99 | 71.7458 | 8.9513 | 72.1086 | 13.8747 | 73.0879 | 3.6504 | 88.6954 | 0.80989 | 88.1602 | 4.0957 | 88.9777 | 4.4652 | 76.9702 | 19.141 | 73.2772 | 10.0473 | 101.404 | 1.5598 | 101.0462 | 5.6707 | Carbamazepine-d8
Azoxystrobin | LC-HRMS/MS (pH=2.5) | 0.58481 | 0.12263 | 0.979 | 62.409 | 18.1525 | 28.0282 | 33.7406 | 22.1196 | 15.112 | 58.5058 | 19.5169 | 67.385 | 3.9724 | x | x | x | x | x | x | x | x | x | x
Bendiocarb | LC-HRMS/MS (pH=2.5) | 3.145 | 0.31164 | 0.9865 | 94.2089 | 10.5442 | 102.4196 | 9.6734 | 112.0387 | 8.9604 | 98.5757 | 3.5145 | 97.3405 | 7.7434 | 116.8689 | 1.4879 | 109.3605 | 9.6425 | 112.0035 | 7.4678 | 112.6637 | 2.1997 | 111.3167 | 3.0245 | Carbamazepine-d8
Bentazone | LC-HRMS/MS (pH=10.5) | 0.57778 | 0.062736 | 0.98 | 91.2961 | 14.5481 | 89.1807 | 9.4095 | 75.3767 | 12.8025 | 102.1389 | 9.2581 | 102.4942 | 3.1974 | 99.3872 | 3.764 | 97.2179 | 2.8278 | 94.5797 | 2.2886 | 94.5683 | 1.1629 | 95.4585 | 1.093 | Bentazone-d7
Benzophenone-1 | LC-MS/MS (pH=10.5) | 0.53368 | 0.082566 | 0.99688 | 63.0402 | 29.4013 | 55.7029 | 41.7123 | 69.119 | 39.5796 | 107.9602 | 35.7455 | 74.1293 | 5.3238 | 72.4712 | 6.1598 | 45.9316 | 65.8338 | 60.1168 | 36.7754 | 86.6535 | 44.215 | 71.6314 | 6.5733 | BPA-d16
Benzophenone-2 | LC-MS/MS (pH=2.5) | 1.0205 | 0.31892 | 0.99865 | 65.8691 | 6.5507 | 61.8444 | 31.6081 | 58.4759 | 3.3308 | 63.3164 | 19.0294 | 74.6506 | 3.3836 | 78.6372 | 8.6636 | 66.7338 | 21.9572 | 73.845 | 8.8009 | 85.7249 | 14.2706 | 95.1084 | 3.1315 | Bentazon-d7
Benzophenone-3 | LC-MS/MS (pH=10.5) | 6.9147 | 2.1954 | 0.99724 | 34.8336 | 12.0591 | 26.1947 | 74.346 | 17.9701 | 33.0849 | 48.4171 | 30.4441 | 50.9581 | 5.0875 | 88.7225 | 3.9346 | 52.445 | 112.0418 | 33.0955 | 41.195 | 132.7672 | 81.3727 | 150.5573 | 22.1967 | BP3-d5
Benzophenone-8 | LC-MS/MS (pH=10.5) | 0.52041 | 0.093574 | 0.9968 | 56.8017 | 25.7021 | 47.8091 | 49.8566 | 53.3472 | 36.7358 | 90.0315 | 29.0141 | 70.0863 | 3.756 | 64.4003 | 0.032717 | 39.0239 | 74.1986 | 46.2884 | 33.2979 | 72.9379 | 41.4865 | 67.6908 | 3.8218 | BPA-d16
Benzothiazole | LC-HRMS/MS (pH=2.5) | 3.249 | 0.44685 | 0.98 | 68.7259 | 2.6782 | 76.1889 | 20.8855 | 71.6071 | 20.8084 | 84.1064 | 7.9473 | 62.9111 | 10.5714 | 85.7881 | 9.0627 | 81.2853 | 27.0836 | 72.34 | 33.7433 | 96.0668 | 8.0318 | 71.7481 | 12.4996 | Carbamazepine-d8
Benzylparaben | LC-MS/MS (pH=10.5) | 0.52331 | 0.085132 | 0.99814 | 54.4793 | 31.2452 | 51.3324 | 53.5746 | 62.1806 | 42.0645 | 102.8085 | 27.6675 | 77.7435 | 4.2427 | 63.4283 | 2.0456 | 39.9016 | 86.2187 | 53.9465 | 38.793 | 81.6547 | 45.6296 | 75.1276 | 5.9025
Bezafibrate | LC-HRMS/MS (pH=2.5) | 1.1827 | 0.17813 | 0.946 | 67.9776 | 14.5162 | 46.8462 | 40.9176 | 55.341 | 12.2647 | 77.5762 | 19.1334 | 84.2375 | 3.8543 | 124.0727 | 21.0254 | 74.7042 | 86.537 | 88.7711 | 5.8035 | 119.3173 | 28.6833 | 121.8135 | 2.2934 | [13C6]-Diclofenac
Bisoprolol | LC-HRMS/MS (pH=2.5) | 0.59506 | 0.066596 | 0.99 | 90.6622 | 13.0329 | 87.6602 | 3.9311 | 89.6172 | 2.8395 | 86.3413 | 2.1921 | 92.4858 | 7.2429 | 112.2643 | 4.6981 | 93.5955 | 4.6162 | 89.665 | 5.1935 | 98.693 | 1.4638 | 105.981 | 7.9485 | Carbamazepine-d8
Bisphenol A sulfate | LC-HRMS/MS (pH=10.5) | 0.12084 | 0.014696 | 0.9875 | 102.1065 | 14.3899 | 82.8915 | 6.5409 | 57.9866 | 23.8823 | 80.4182 | 2.2536 | 87.7296 | 1.7 | 111.3608 | 3.7311 | 90.5901 | 6.073 | 70.3398 | 25.346 | 74.7902 | 7.6934 | 81.7247 | 1.2685 | Bentazone-d7
Bisphenol A glucuronide | LC-HRMS/MS (pH=10.5) | 0.52174 | 0.070903 | 0.9565 | 84.6796 | 17.5964 | 76.9652 | 5.2172 | 62.5182 | 8.8514 | 73.0811 | 7.5281 | 70.6817 | 2.5751 | 104.9325 | 1.7475 | 141.2598 | 35.8901 | 123.5579 | 13.478 | 114.0258 | 9.8117 | 100.8983 | 5.4123 | BPA-d16
Bisphenol A | LC-MS/MS (pH=10.5) | 2.7067 | 0.44424 | 0.99798 | 68.0085 | 14.0703 | 65.8248 | 18.9981 | 73.2551 | 31.2914 | 91.4351 | 17.0748 | 76.8444 | 4.3815 | 71.7537 | 12.9843 | 60.4169 | 33.7812 | 63.7287 | 28.3346 | 81.1369 | 23.4438 | 74.2412 | 5.3657 | BPA-d16
Bisphenol AF | LC-MS/MS (pH=10.5) | 0.51908 | 0.12242 | 0.99797 | 42.2254 | 32.6202 | 36.5885 | 60.7891 | 35.0462 | 38.4375 | 69.1331 | 5.3495 | 59.7895 | 2.6218 | 49.4736 | 2.7144 | 27.8921 | 96.2232 | 30.3246 | 34.6091 | 56.9219 | 42.0357 | 57.7614 | 3.9322 | BPA-d16
Bisphenol AP | LC-MS/MS (pH=10.5) | 0.51363 | 0.11947 | 0.99706 | 42.3956 | 33.8859 | 36.0827 | 63.3447 | 35.9667 | 39.5553 | 67.0142 | 4.3992 | 62.6698 | 9.0709 | 48.7187 | 19.38 | 27.2581 | 100.2946 | 31.108 | 35.7371 | 56.0886 | 43.1233 | 60.5318 | 9.1065 | BPA-d16
Bisphenol P | LC-MS/MS (pH=10.5) | 0.52478 | 0.35035 | 0.99878 | 15.426 | 20.2283 | 8.5862 | 104.7877 | 6.5796 | 63.1572 | 21.8059 | 31.8775 | 24.6896 | 9.35 | x | x | x | x | x | x | x | x | x | x
Bisphenol S | LC-MS/MS (pH=2.5) | 2.2107 | 0.3826 | 0.99839 | 79.8307 | 34.7064 | 76.2286 | 9.5293 | 80.6415 | 7.282 | 78.0202 | 11.4889 | 77.1589 | 5.8165 | 106.0578 | 33.5274 | 98.3005 | 7.0875 | 116.7809 | 14.9945 | 105.8347 | 6.9835 | 98.2567 | 4.2655 | Bentazon-d7
Bisphenol Z | LC-MS/MS (pH=10.5) | 0.50657 | 0.10967 | 0.99664 | 50.8296 | 29.2049 | 43.8511 | 60.9407 | 43.6883 | 31.9739 | 72.2917 | 2.0789 | 61.8065 | 6.6655 | 58.4306 | 5.2734 | 34.6737 | 89.1665 | 37.8902 | 28.1479 | 60.9566 | 38.4755 | 59.707 | 7.1014 | BPA-d16
Boscalid | LC-HRMS/MS (pH=2.5) | 0.60514 | 0.096561 | 0.988 | 65.3179 | 15.354 | 48.3024 | 31.8224 | 56.4964 | 10.8483 | 68.2697 | 14.0515 | 74.9601 | 1.7121 | 84.3609 | 5.6945 | 78.8322 | 14.9477 | 101.0708 | 7.0587 | 91.542 | 5.9026 | 95.2649 | 10.3563 | Ketoprofen-d3
Bosentan | LC-HRMS/MS (pH=2.5) | 1.1794 | 0.20219 | 0.9875 | 62.1143 | 19.0226 | 38.068 | 38.9701 | 45.6963 | 11.2368 | 65.086 | 17.9672 | 80.6977 | 4.4312 | 112.9366 | 28.7796 | 60.6172 | 102.5819 | 73.0366 | 7.977 | 100.3342 | 32.5452 | 116.6947 | 3.8649 | [13C6]-Diclofenac
Butylparaben | LC-MS/MS (pH=10.5) | 0.093358 | 0.013555 | 0.99866 | 64.2804 | 19.4499 | 66.8064 | 25.2939 | 80.322 | 34.4282 | 113.8142 | 29.9891 | 83.8845 | 3.7039 | 70.6289 | 4.0955 | 56.1532 | 49.6569 | 69.9403 | 31.8628 | 94.2567 | 37.0519 | 81.0322 | 4.4245 | BPA-d16
Caffeine | LC-HRMS/MS (pH=2.5) | 3.8562 | 0.42369 | 0.99 | 91.8568 | 3.0467 | 85.1919 | 3.1297 | 105.7128 | 3.5326 | 84.6254 | 5.5454 | 87.6903 | 8.1293 | 114.7187 | 9.6448 | 90.9807 | 4.5907 | 105.6878 | 2.072 | 96.6684 | 4.3763 | 100.2381 | 4.4507 | Carbamazepine-d8
Caprolactam | LC-HRMS/MS (pH=2.5) | 3.1394 | 0.31828 | 0.9895 | 98.1712 | 10.1336 | 97.2061 | 9.7799 | 117.3739 | 5.5705 | 99.3669 | 0.97906 | 81.0714 | 12.8004 | 121.9841 | 5.6038 | 103.7448 | 9.4759 | 117.5863 | 8.8668 | 113.6202 | 2.5936 | 92.763 | 14.1413 | Carbamazepine-d8
Carbaryl | LC-HRMS/MS (pH=2.5) | 3.2638 | 0.31239 | 0.7855 | 77.7201 | 9.2245 | 89.0806 | 8.9686 | 96.9153 | 2.9221 | 126.235 | 1.0267 | 132.4512 | 4.7015 | 96.4322 | 4.4804 | 95.1187 | 10.2784 | 97.0253 | 6.6539 | 144.3266 | 1.7595 | 151.7107 | 2.1096 | Carbamazepine-d8
Carbendazim | LC-HRMS/MS (pH=2.5) | 0.80249 | 0.081645 | 0.9765 | 101.0034 | 13.1885 | 99.3845 | 7.3169 | 90.1676 | 6.462 | 98.73 | 7.8496 | 102.1627 | 3.6671 | 88.69 | 11.8796 | 96.8682 | 13.1974 | 129.0667 | 11.7278 | 107.4386 | 9.348 | 106.7239 | 3.2962 | Diuron-d6
Carbofuran | LC-HRMS/MS (pH=2.5) | 0.57658 | 0.060157 | 0.9785 | 90.5781 | 8.8946 | 97.9099 | 5.6237 | 108.8247 | 5.4604 | 92.9759 | 4.8792 | 88.9407 | 2.727 | 112.4851 | 2.4757 | 104.5631 | 6.4099 | 108.7373 | 0.99384 | 106.2242 | 2.875 | 101.9027 | 3.118 | Carbamazepine-d8
Carbofuran phenol | LC-HRMS/MS (pH=2.5) | 1.3462 | 0.13847 | 0.976 | 91.6386 | 7.0878 | 96.9109 | 7.5862 | 113.8269 | 10.9159 | 90.5938 | 4.1803 | 93.1173 | 4.4651 | 114.1425 | 7.8143 | 103.4641 | 7.7721 | 113.6477 | 6.5465 | 103.5168 | 2.4172 | 106.6119 | 1.5 | Carbamazepine-d8
Celecoxib | LC-HRMS/MS (pH=2.5) | 1.6965 | 0.3122 | 0.9875 | 54.008 | 18.1187 | 34.7946 | 40.7411 | 45.0197 | 12.3286 | 62.2759 | 22.6559 | 75.6094 | 3.6518 | 98.3237 | 32.8687 | 55.0831 | 118.9489 | 71.9768 | 14.9643 | 96.3345 | 41.7629 | 109.3244 | 2.0401 | [13C6]-Diclofenac
Cetirizine | LC-HRMS/MS (pH=2.5) | 0.86237 | 0.10786 | 0.9575 | 77.3572 | 7.9068 | 79.7702 | 12.5701 | 78.887 | 7.081 | 78.916 | 4.1251 | 84.833 | 7.0617 | 96.1295 | 5.6588 | 85.1492 | 15.6061 | 79.1984 | 13.9613 | 90.1629 | 2.9702 | 97.0508 | 5.0015 | Carbamazepine-d8
Chloridazon | LC-HRMS/MS (pH=2.5) | 0.57162 | 0.081692 | 0.964 | 57.5874 | 24.2247 | 67.2412 | 2.4417 | 67.2874 | 1.4459 | 76.6932 | 5.226 | 81.054 | 1.1733 | 118.9615 | 14.0363 | 116.2677 | 8.3267 | 81.1204 | 11.6749 | 112.3953 | 4.001 | 125.2843 | 9.9363 | [13C6]-Sulfamethoxazole
Chloroxuron | LC-HRMS/MS (pH=2.5) | 0.56887 | 0.097436 | 0.9845 | 65.1311 | 14.797 | 39.6342 | 38.1491 | 44.4326 | 11.1975 | 64.0277 | 18.6955 | 78.6919 | 1.2843 | 84.2726 | 7.3821 | 55.6487 | 58.2158 | 78.5213 | 0.73023 | 84.4402 | 7.833 | 100.0708 | 11.1563 | Ketoprofen-d3
Chlorpyrifos | LC-HRMS/MS (pH=2.5) | 5.6451 | 12.1028 | 0.987 | 0.61449 | 0.60641 | 0.066629 | 0.1154 | 0.89711 | 0.83924 | 10.3951 | 4.2871 | 11.3483 | 1.995 | x | x | x | x | x | x | x | x | x | x
Chlorpyrifos-methyl | LC-HRMS/MS (pH=2.5) | 14.4269 | 8.0737 | 0.978 | 12.4966 | 7.8112 | 6.706 | 11.6152 | 9.8722 | 5.6818 | 26.9439 | 12.3599 | 33.3269 | 3.2405 | x | x | x | x | x | x | x | x | x | x
Chlortoluron | LC-HRMS/MS (pH=2.5) | 0.57321 | 0.062047 | 0.9825 | 91.6042 | 11.1219 | 87.4971 | 8.2682 | 96.6534 | 3.6654 | 91.5293 | 4.3183 | 94.6328 | 3.8907 | 113.7313 | 6.7192 | 93.4272 | 9.6554 | 96.8592 | 8.749 | 104.5864 | 2.7383 | 108.426 | 4.1512 | Carbamazepine-d8
Clomazone | LC-HRMS/MS (pH=2.5) | 0.60838 | 0.076032 | 0.99 | 82.3116 | 13.1468 | 75.975 | 18.3483 | 77.5088 | 6.9868 | 79.3993 | 5.7645 | 84.8845 | 6.0441 | 101.8872 | 7.3893 | 81.1195 | 24.3074 | 77.7981 | 13.8971 | 90.7185 | 6.043 | 97.1168 | 3.039 | Carbamazepine-d8
Cotinine | LC-HRMS/MS (pH=2.5) | 5.8035 | 66.4763 | 0.9655 | 0.34266 | 0.31775 | 0.31288 | 0.40978 | 0.2699 | 0.44442 | 1.6047 | 0.041374 | 1.8349 | 0.17148 | x | x | x | x | x | x | x | x | x | x
Crotamiton | LC-HRMS/MS (pH=2.5) | 0.10622 | 0.014741 | 0.99 | 77.8366 | 15.9272 | 69.8649 | 12.4198 | 56.8265 | 8.337 | 76.358 | 6.6208 | 79.3931 | 9.1365 | 96.1964 | 12.5697 | 74.6293 | 18.2772 | 57.1461 | 19.538 | 87.2337 | 7.4975 | 90.7167 | 7.3875 | Carbamazepine-d8
2-(benzotriazol-1-ylmethoxy)-4-(diethylamino)benzaldehyde | LC-HRMS/MS (pH=2.5) | 3.3524 | 1.3146 | 0.99 | 29.7762 | 16.3989 | 9.5968 | 16.6222 | 13.3742 | 3.4209 | 33.7082 | 17.4144 | 41.0485 | 3.844 | 90.865 | 10.2826 | 23.8857 | 173.2051 | 72.8849 | 15.3318 | 86.0817 | 7.6996 | 83.8093 | 3.8948 | BP3-d5
Desloratadine | LC-HRMS/MS (pH=2.5) | 11.3836 | 1.8868 | 0.9525 | 68.4912 | 9.0538 | 66.4328 | 1.642 | 54.2271 | 10.188 | 58.6796 | 1.3733 | 53.8268 | 9.5524 | 90.7635 | 19.269 | 149.7159 | 65.2205 | 97.3662 | 11.0423 | 81.6138 | 26.5968 | 68.107 | 15.8167 | Ketoprofen-d3
Diazepam | LC-HRMS/MS (pH=2.5) | 0.55434 | 0.085615 | 0.9885 | 68.2831 | 13.0661 | 54.5441 | 21.8195 | 51.0836 | 16.9784 | 70.4282 | 8.027 | 79.4002 | 2.3286 | 124.117 | 13.9136 | 89.0656 | 34.196 | 80.2944 | 12.7444 | 108.0825 | 16.5048 | 114.8565 | 1.6926 | [13C6]-Diclofenac
Dichlorvos | LC-HRMS/MS (pH=2.5) | 3.1304 | 0.29904 | 0.9585 | 88.2783 | 7.2919 | 118.0116 | 4.953 | 151.2106 | 20.8331 | 79.6229 | 1.2617 | 86.2835 | 8.5522 | 109.7492 | 3.5191 | 125.9805 | 3.6753 | 150.6772 | 8.8055 | 91.0535 | 3.3807 | 98.6139 | 5.2352 | Carbamazepine-d8
Diclofenac | LC-HRMS/MS (pH=2.5) | 3.5095 | 0.64124 | 0.9775 | 55.4118 | 20.4889 | 35.1056 | 42.4523 | 38.7254 | 14.3887 | 63.6139 | 24.5395 | 80.7897 | 5.4065 | 70.4502 | 24.4461 | 43.1824 | 103.3499 | 66.8228 | 15.8259 | 82.4438 | 18.3917 | 103.0706 | 16.2246 | Ketoprofen-d3
Diethyl Toluamide | LC-HRMS/MS (pH=2.5) | 0.58955 | 0.059976 | 0.979 | 97.2702 | 13.2628 | 101.3203 | 7.5041 | 99.3732 | 5.7954 | 94.389 | 1.0931 | 99.137 | 6.1164 | 120.4235 | 1.811 | 108.1862 | 7.6213 | 99.572 | 9.8292 | 107.9167 | 1.9605 | 113.4611 | 2.4873 | Carbamazepine-d8
Diflufenican | LC-HRMS/MS (pH=2.5) | 3.2629 | 1.6309 | 0.9845 | 20.1499 | 12.7149 | 9.3029 | 16.0748 | 10.7941 | 4.8465 | 23.6942 | 12.886 | 36.092 | 7.0242 | x | x | x | x | x | x | x | x | x | x
Dimethachlor | LC-HRMS/MS (pH=2.5) | 0.52441 | 0.062203 | 0.99 | 87.1967 | 15.9015 | 82.5897 | 9.9324 | 83.5055 | 3.832 | 82.195 | 5.3256 | 86.0428 | 7.2497 | 107.7715 | 9.0009 | 88.176 | 12.0505 | 83.6272 | 8.1733 | 93.8889 | 4.1083 | 98.3927 | 3.9359 | Carbamazepine-d8
Dimethoate | LC-HRMS/MS (pH=2.5) | 1.172 | 0.15887 | 0.986 | 74.0899 | 11.4887 | 70.7033 | 1.7267 | 74.085 | 8.3727 | 78.2317 | 8.7303 | 71.7677 | 6.7477 | 91.9034 | 10.2846 | 75.4779 | 1.3912 | 73.8841 | 6.5042 | 89.3017 | 8.9346 | 82.2229 | 9.0986 | Carbamazepine-d8
Diphenhydramine | LC-HRMS/MS (pH=2.5) | 0.5575 | 0.064183 | 0.989 | 83.7703 | 10.9341 | 85.2869 | 4.4461 | 84.9025 | 5.9967 | 92.2734 | 3.3557 | 88.0733 | 3.6655 | 104.3012 | 12.6874 | 91.0421 | 4.6653 | 84.9775 | 8.7191 | 105.4983 | 4.0233 | 100.882 | 3.0848 | Carbamazepine-d8
Diphenhydramine-N-glucuronide | LC-HRMS/MS (pH=2.5) | 1.167 | 0.12446 | 0.9885 | 86.3083 | 9.7764 | 92.6712 | 5.7952 | 103.4784 | 4.6136 | 90.959 | 1.7562 | 95.4202 | 6.0402 | 103.1536 | 8.6227 | 101.3261 | 6.6934 | 111.9148 | 5.7043 | 104.2904 | 2.8858 | 103.5548 | 1.0536 | Atrazine-d5
Diuron | LC-HRMS/MS (pH=2.5) | 0.55674 | 0.06259 | 0.98 | 91.9201 | 10.9677 | 82.5117 | 17.8561 | 91.4745 | 3.2491 | 87.5513 | 7.6181 | 91.2949 | 4.8259 | 80.7146 | 10.6877 | 80.9923 | 27.2162 | 130.7962 | 8.6613 | 94.9397 | 1.4815 | 95.2974 | 1.5538 | Diuron-d6
Dodemorph | LC-HRMS/MS (pH=2.5) | 8.3262 | 1.013 | 0.99 | 83.8316 | 12.0732 | 80.7758 | 5.7236 | 73.1799 | 6.2184 | 86.4346 | 3.7501 | 86.7568 | 6.2853 | 99.7332 | 1.2324 | 88.3377 | 7.8714 | 79.0599 | 7.1462 | 99.0812 | 4.0589 | 94.1475 | 3.2844 | Atrazine-d5
Ethyl-4-dimethylaminobenzoate | LC-HRMS/MS (pH=2.5) | 0.53135 | 0.10234 | 0.987 | 64.1873 | 13.3974 | 42.2294 | 22.5482 | 37.844 | 7.8683 | 55.2964 | 10.7003 | 60.036 | 5.6226 | 83.2297 | 1.9442 | 75.4081 | 15.302 | 68.0105 | 14.1974 | 74.3011 | 6.3569 | 75.9078 | 5.6955 | Ketoprofen-d3
Eprosartan | LC-HRMS/MS (pH=2.5) | 1.2274 | 0.14787 | 0.978 | 73.0667 | 9.2266 | 81.4328 | 15.0701 | 80.0934 | 1.4796 | 89.9221 | 5.9799 | 90.5082 | 6.2139 | 90.5623 | 2.7286 | 86.971 | 18.8661 | 80.1758 | 5.8111 | 102.7098 | 4.1443 | 103.5777 | 3.5698 | Carbamazepine-d8
Ethion | LC-HRMS/MS (pH=2.5) | 2.9963 | 7.004 | 0.99 | 0.88947 | 0.82173 | 0.24654 | 0.42703 | 0.33903 | 0.58722 | 8.8629 | 6.3275 | 11.0522 | 3.6766 | x | x | x | x | x | x | x | x | x | x
Ethyl 3,4-dihydroxybenzoate | LC-MS/MS (pH=2.5) | 25 | 3.8562 | 0.9833 | 56.6879 | 31.2829 | 67.7033 | 14.2521 | 51.7492 | 7.9393 | 35.6542 | 7.7341 | 35.3082 | 15.9408 | 67.4053 | 29.261 | 87.1779 | 11.7077 | 71.72 | 7.9731 | 33.8146 | 88.2389 | 44.8862 | 13.9243
Ethylparaben | LC-MS/MS (pH=10.5) | 1.2053 | 0.15392 | 0.99835 | 76.0764 | 13.0655 | 80.3885 | 3.298 | 121.2342 | 32.2323 | 116.5055 | 34.8947 | 79.8129 | 3.57 | 80.8143 | 3.9391 | 81.6417 | 17.8497 | 106.4972 | 33.5518 | 102.9191 | 26.0168 | 77.1468 | 6.1833 | BPA-d16
Fenoxycarb | LC-HRMS/MS (pH=2.5) | 0.55893 | 0.13376 | 0.981 | 45.9581 | 23.8367 | 24.1821 | 37.3888 | 26.3262 | 9.8276 | 47.8026 | 22.0331 | 64.6631 | 4.9647 | x | x | x | x | x | x | x | x | x | x
Fenpropidin | LC-HRMS/MS (pH=2.5) | 1.1035 | 0.12553 | 0.99 | 91.3369 | 17.8014 | 83.6314 | 9.4131 | 81.5581 | 4.4937 | 90.7603 | 4.9047 | 92.2503 | 9.4838 | 80.1638 | 18.2797 | 81.8214 | 18.751 | 116.4315 | 6.7062 | 98.6524 | 4.9287 | 96.1194 | 4.7499 | Diuron-d6
Fenpropimorph | LC-HRMS/MS (pH=2.5) | 3.2605 | 0.46115 | 0.99 | 70.7034 | 12.7446 | 65.5267 | 11.8953 | 59.7625 | 3.4569 | 82.4634 | 4.4104 | 75.0656 | 4.0259 | 128.4811 | 11.7306 | 108.0852 | 7.2406 | 98.7678 | 20.9848 | 126.2739 | 9.9137 | 108.51 | 1.2 | [13C6]-Diclofenac
Fenthion | LC-HRMS/MS (pH=2.5) | 3.1989 | 2.319 | 0.9825 | 12.4675 | 8.3136 | 5.1959 | 8.9996 | 4.0147 | 2.4696 | 21.1821 | 11.5927 | 26.1092 | 1.0193 | x | x | x | x | x | x | x | x | x | x
Finasteride | LC-HRMS/MS (pH=2.5) | 0.5882 | 0.084894 | 0.978 | 70.1421 | 5.9592 | 56.9486 | 18.4028 | 63.7659 | 8.6855 | 77.3496 | 7.0275 | 78.2246 | 5.6907 | 92.7513 | 14.4282 | 110.4882 | 30.7255 | 115.3833 | 13.8375 | 105.8324 | 16.4444 | 99.0419 | 6.2887 | Ketoprofen-d3
Fipronil desulfinyl | LC-HRMS/MS (pH=10.5) | 0.5785 | 0.10615 | 0.9755 | 63.7426 | 23.3142 | 36.7013 | 34.1829 | 33.5979 | 9.9276 | 61.5501 | 22.483 | 76.8962 | 3.7828 | 77.2832 | 22.2565 | 54.0342 | 68.0032 | 64.374 | 7.5586 | 92.7168 | 22.1484 | 109.683 | 4.0918 | BPA-d16
Fipronil | LC-HRMS/MS (pH=10.5) | 0.58047 | 0.099512 | 0.9865 | 69.0581 | 23.0334 | 41.3413 | 33.3905 | 38.2491 | 9.9774 | 64.7217 | 19.7473 | 78.2855 | 3.4526 | 84.0289 | 17.0946 | 62.5841 | 53.3388 | 73.8076 | 5.03 | 98.2699 | 15.2099 | 111.7068 | 4.8342 | BPA-d16
Fipronil sulfone | LC-HRMS/MS (pH=10.5) | 0.58085 | 0.13967 | 0.9835 | 47.4553 | 21.52 | 25.1667 | 30.4581 | 22.6401 | 9.1935 | 46.8304 | 21.8512 | 65.845 | 3.4883 | x | x | x | x | x | x | x | x | x | x
Fluconazole | LC-HRMS/MS (pH=2.5) | 3.3472 | 0.32994 | 0.979 | 98.6326 | 18.0619 | 99.9567 | 0.89562 | 109.7197 | 3.1687 | 96.8337 | 4.1271 | 102.1119 | 6.7415 | 121.9014 | 9.0824 | 106.727 | 1.5783 | 109.9085 | 7.758 | 110.6498 | 1.9655 | 116.8907 | 4.1526 | Carbamazepine-d8
Flusilazole | LC-HRMS/MS (pH=2.5) | 0.53853 | 0.095311 | 0.99 | 62.988 | 17.1937 | 40.8201 | 34.4067 | 38.8171 | 13.6608 | 64.9142 | 18.1148 | 74.9759 | 2.56 | 114.4074 | 24.0241 | 65.4158 | 82.7473 | 60.8423 | 16.9708 | 99.8837 | 31.6935 | 108.4463 | 1.7663 | [13C6]-Diclofenac
Gabapentin | LC-HRMS/MS (pH=2.5) | 3.1507 | 0.38897 | 0.9895 | 62.944 | 2.3419 | 92.5909 | 7.4236 | 81.2551 | 8.4118 | 85.2644 | 6.646 | 82.9522 | 11.5645 | 78.8052 | 12.6878 | 98.9027 | 8.8085 | 81.6113 | 15.3202 | 97.377 | 5.3914 | 95.1997 | 15.2964 | Carbamazepine-d8
Genistein | LC-HRMS/MS (pH=2.5) | 3.5549 | 0.59332 | 0.987 | 59.5676 | 17.107 | 42.3156 | 34.1158 | 40.6213 | 11.094 | 69.2744 | 19.5987 | 87.8007 | 7.3464 | 73.7348 | 24.654 | 45.2744 | 81.3091 | 41.0332 | 31.547 | 79.0123 | 27.4887 | 100.3942 | 3.5064 | Carbamazepine-d8
Genistin | LC-HRMS/MS (pH=2.5) | 12.9462 | 1.5182 | 0.987 | 73.3144 | 20.9628 | 90.2739 | 9.8148 | 89.9132 | 9.5074 | 86.3896 | 2.796 | 86.4806 | 8.2446 | 89.7323 | 16.6613 | 96.3844 | 10.9515 | 90.296 | 15.46 | 98.8087 | 4.9778 | 99.03 | 8.4337 | Carbamazepine-d8
Glibenclamide | LC-HRMS/MS (pH=2.5) | 3.3424 | 0.68461 | 0.9665 | 50.0227 | 18.6846 | 27.6303 | 43.716 | 34.4597 | 13.4601 | 56.7891 | 24.1145 | 75.2078 | 3.8542 | x | x | x | x | x | x | x | x | x | x
Glimepiride | LC-HRMS/MS (pH=2.5) | 0.85027 | 0.16664 | 0.976 | 52.4116 | 22.8262 | 28.3574 | 42.0446 | 35.1877 | 13.7158 | 59.3969 | 23.6861 | 79.7647 | 2.7351 | x | x | x | x | x | x | x | x | x | x
Glycitin | LC-HRMS/MS (pH=2.5) | 9.075 | 1.1088 | 0.9815 | 87.6557 | 6.7105 | 81.5485 | 6.1628 | 84.7816 | 5.3489 | 76.6462 | 2.1562 | 78.5799 | 8.9724 | 109.1022 | 6.2263 | 87.1162 | 8.5594 | 84.6807 | 1.8725 | 87.6167 | 2.3768 | 89.9921 | 10.5502 | Carbamazepine-d8
Hexazinone | LC-HRMS/MS (pH=2.5) | 0.11873 | 0.014815 | 0.947 | 58.2636 | 12.5274 | 81.4362 | 4.9469 | 96.3338 | 4.5646 | 82.1657 | 2.7352 | 82.5045 | 2.7027 | 71.6858 | 10.343 | 86.9554 | 6.3392 | 96.3034 | 3.7253 | 93.9066 | 1.582 | 94.5038 | 1.8503 | Carbamazepine-d8
Imazalil | LC-HRMS/MS (pH=2.5) | 0.55823 | 0.064443 | 0.9885 | 78.8195 | 13.3169 | 83.6626 | 6.7646 | 82.7833 | 5.4175 | 95.1732 | 2.0404 | 92.6803 | 5.4776 | 69.1863 | 15.6475 | 81.7151 | 15.7225 | 118.1489 | 7.0251 | 103.6927 | 8.469 | 96.74 | 2.8233 | Diuron-d6
Imidacloprid | LC-HRMS/MS (pH=2.5) | 1.1073 | 0.16753 | 0.9865 | 53.7236 | 15.6414 | 67.4003 | 5.1234 | 69.7475 | 2.8729 | 70.8394 | 5.7486 | 68.7718 | 5.8738 | 97.1231 | 21.9388 | 112.4415 | 9.8132 | 116.7158 | 28.8161 | 108.7582 | 14.8767 | 99.3296 | 4.4279 | [13C6]-Diclofenac
Indometacin | LC-HRMS/MS (pH=2.5) | 1.0819 | 0.27598 | 0.9785 | 36.5597 | 19.7286 | 18.6535 | 31.1493 | 17.1018 | 7.3819 | 54.3982 | 25.1121 | 69.2948 | 6.2647 | x | x | x | x | x | x | x | x | x | x
Irbersartan | LC-HRMS/MS (pH=2.5) | 0.6546 | 0.097187 | 0.99 | 72.1657 | 13.2893 | 53.0196 | 23.6157 | 57.9196 | 9.0629 | 72.6773 | 12.2546 | 80.9936 | 8.1668 | 93.8809 | 1.7398 | 96.9639 | 16.274 | 104.4763 | 12.4375 | 98.0815 | 7.9974 | 102.3084 | 4.4309 | Ketoprofen-d3
Isoproturon | LC-HRMS/MS (pH=2.5) | 0.12096 | 0.013173 | 0.971 | 93.5484 | 11.9773 | 94.7846 | 10.1393 | 96.005 | 3.4001 | 85.2664 | 6.2946 | 89.5239 | 3.669 | 115.9475 | 3.2984 | 101.2081 | 10.8842 | 96.1635 | 7.9411 | 97.4441 | 6.7305 | 102.5328 | 2.4553 | Carbamazepine-d8
Ketoconazole | LC-HRMS/MS (pH=2.5) | 3.5516 | 1.158 | 0.976 | 25.6633 | 2.5063 | 16.2198 | 2.1291 | 10.0722 | 3.3471 | 54.9173 | 3.5411 | 46.4801 | 4.0429 | x | x | x | x | x | x | x | x | x | x
Ketoprofen | LC-HRMS/MS (pH=2.5) | 0.59629 | 0.089954 | 0.965 | 71.452 | 15.2017 | 53.0071 | 34.9495 | 54.2937 | 11.1963 | 71.8571 | 16.2539 | 80.8326 | 7.155 | 92.5988 | 2.3802 | 86.4132 | 15.4926 | 96.8431 | 5.2019 | 96.0543 | 4.2693 | 102.1549 | 3.4387 | Ketoprofen-d3
Laudanosine | LC-HRMS/MS (pH=2.5) | 0.56753 | 0.071358 | 0.99 | 84.0587 | 13.4176 | 81.8938 | 3.5372 | 67.6548 | 4.7537 | 81.6741 | 5.1628 | 82.3786 | 8.5459 | 73.7899 | 14.7121 | 79.6908 | 9.7906 | 96.4647 | 5.2356 | 88.7025 | 3.2889 | 85.8219 | 4.5501 | Diuron-d6
Lidocaine | LC-HRMS/MS (pH=2.5) | 0.56883 | 0.060295 | 0.99 | 98.3114 | 15.6552 | 95.2894 | 4.7995 | 91.0633 | 5.1139 | 92.2425 | 1.3437 | 94.7966 | 6.1464 | 121.4924 | 4.126 | 101.7672 | 5.8401 | 91.3151 | 10.5589 | 105.4634 | 2.2013 | 108.568 | 5.3758 | Carbamazepine-d8
Linuron | LC-HRMS/MS (pH=2.5) | 3.2025 | 0.40512 | 0.982 | 83.8434 | 14.9528 | 68.6638 | 29.0052 | 75.5376 | 15.4162 | 78.131 | 12.6858 | 89.0743 | 5.1547 | 109.2457 | 3.4859 | 126.8219 | 18.5888 | 134.8848 | 6.6343 | 105.6025 | 9.466 | 112.9111 | 7.4533 | Ketoprofen-d3
Loperamide | LC-HRMS/MS (pH=2.5) | 3.5257 | 0.49684 | 0.99 | 74.7865 | 21.2384 | 57.4534 | 27.1436 | 57.3147 | 8.3102 | 79.2499 | 10.861 | 86.0082 | 5.7965 | 95.9483 | 10.2516 | 103.5003 | 12.3392 | 103.5831 | 13.3374 | 107.5328 | 11.2449 | 109.1536 | 10 | Ketoprofen-d3
Lorazepam | LC-HRMS/MS (pH=2.5) | 1.183 | 0.14645 | 0.9645 | 71.3804 | 11.1798 | 76.3944 | 13.4215 | 79.5993 | 3.6289 | 85.9717 | 4.7205 | 90.5414 | 4.5063 | 88.2734 | 4.6583 | 81.5566 | 17.5776 | 79.793 | 9.5889 | 98.234 | 3.8834 | 103.6634 | 2.0399 | Carbamazepine-d8
Losartan | LC-HRMS/MS (pH=2.5) | 0.62609 | 0.098649 | 0.9785 | 64.6123 | 11.7952 | 51.6613 | 27.4899 | 51.5733 | 7.5461 | 72.4112 | 11.1663 | 77.074 | 1.2747 | 84.0876 | 1.1892 | 91.4552 | 10.4408 | 93.1304 | 12.6383 | 98.0078 | 10.0022 | 97.9954 | 10.9072 | Ketoprofen-d3
Perfluorobutanesulfonic acid | LC-HRMS/MS (pH=10.5) | 0.11774 | 0.013275 | 0.983 | 101.3783 | 16.3476 | 88.381 | 2.2344 | 76.4551 | 7.8325 | 86.9329 | 3.5177 | 90.3195 | 4.1363 | 126.5649 | 7.1595 | 162.0714 | 34.2346 | 152.2757 | 17.9023 | 136.6317 | 15.0393 | 128.9479 | 6.4867 | BPA-d16
Perfluorooctanesulfonic acid | LC-HRMS/MS (pH=10.5) | 0.55408 | 0.16629 | 0.9895 | 46.7902 | 16.8741 | 35.0226 | 22.4682 | 8.6816 | 7.2652 | 34.4936 | 13.3744 | 41.6115 | 1.3425 | x | x | x | x | x | x | x | x | x | x
Monobenzyl phthalate | LC-MS/MS (pH=2.5) | 2.2783 | 0.41322 | 0.99832 | 80.0898 | 6.0091 | 81.3209 | 22.6939 | 71.1471 | 1.7971 | 73.0816 | 15.8709 | 76.6025 | 9.3968 | 95.4874 | 3.8927 | 86.297 | 23.2993 | 92.0022 | 5.5169 | 99.611 | 17.7747 | 97.4828 | 7.3659 | Bentazon-d7
Monobutyl phthalate | LC-MS/MS (pH=2.5) | 4.7076 | 1.3315 | 0.9995 | -153.018 | -2.1783 | -102.2563 | -89.0327 | 129.2026 | 49.3342 | 101.2586 | 17.7388 | 81.3407 | 217.2602 | x | x | x | x | x | x | x | x | x | x
Methyl 3,5-dihydroxybenzoate | LC-MS/MS (pH=10.5) | 0.99645 | 0.23261 | 0.99632 | 88.3779 | 70.0061 | 75.5984 | 19.8162 | 70.5821 | 102.5477 | 71.5378 | 100.8119 | 16.4479 | 96.2918 | x | x | x | x | x | x | x | x | x | x
Mebendazole | LC-HRMS/MS (pH=2.5) | 0.1732 | 0.020984 | 0.9635 | 72.7131 | 14.435 | 70.7193 | 18.7216 | 81.3008 | 2.3878 | 90.2704 | 8.1737 | 97.6826 | 7.8301 | 90.2214 | 16.3137 | 75.5198 | 26.7338 | 81.4538 | 8.0259 | 103.1109 | 7.6187 | 111.7582 | 4.6803 | Carbamazepine-d8
Mecoprop | LC-HRMS/MS (pH=10.5) | 0.55542 | 0.086533 | 0.9505 | 75.9521 | 21.3 | 58.7056 | 21.0292 | 43.9142 | 11.3003 | 70.7951 | 13.2929 | 71.5641 | 3.7329 | 93.1096 | 7.3507 | 99.4548 | 5.4104 | 84.8734 | 3.2912 | 109.3376 | 8.2744 | 102.0795 | 4.5179 | BPA-d16
Mefenamic acid | LC-HRMS/MS (pH=2.5) | 0.84708 | 0.25678 | 0.9865 | 32.9125 | 19.4114 | 16.6606 | 27.5358 | 16.3649 | 8.0504 | 39.2056 | 17.5846 | 59.8012 | 5.0537 | 99.2184 | 18.0238 | 46.6331 | 138.8675 | 83.6457 | 22.3333 | 103.5529 | 8.7587 | 122.1949 | 5.1211 | BP3-d5
Mono-(2-ethyl-5-hydroxyhexyl) phtalate | LC-MS/MS (pH=2.5) | 0.43295 | 0.68265 | 0.99454 | 67.1152 | 0.19238 | 81.3216 | 18.2615 | 79.8324 | 2.5506 | 76.3658 | 8.4568 | 90.1358 | 8.9526 | 80.071 | 2.3112 | 104.0329 | 8.1704 | 106.4901 | 3.0548 | 104.3316 | 14.7725 | 114.7242 | 7.1105 | Bentazon-d7
Mono-2-Ethylhexyl phthalate | LC-MS/MS (pH=2.5) | 1.2973 | 0.32839 | 0.99854 | 60.5826 | 3.3383 | 59.199 | 56.1888 | 24.4041 | 26.6003 | 52.6459 | 21.705 | 53.8519 | 7.5053 | x | x | x | x | x | x | x | x | x | x
MEHP glucuronide | LC-HRMS/MS (pH=10.5) | 0.57079 | 0.090829 | 0.967 | 73.4301 | 22.5482 | 53.5142 | 25.85 | 43.2301 | 12.198 | 68.973 | 15.8843 | 75.0647 | 3.9289 | 89.6362 | 11.2776 | 87.6618 | 15.5325 | 83.0676 | 3.2864 | 105.8322 | 9.0212 | 107.0517 | 3.8345 | BPA-d16
Mono-[(2RS)-2-Ethyl-5-oxohexyl phthalate | LC-MS/MS (pH=2.5) | 11.4673 | 1.8532 | 0.99768 | 67.5936 | 3.372 | 74.6251 | 21.5713 | 68.9522 | 0.040312 | 76.1216 | 9.6256 | 89.001 | 5.133 | 80.6113 | 1.2535 | 95.032 | 5.4858 | 92.3226 | 4.9172 | 103.7914 | 13.1619 | 113.3334 | 3.1208 | Bentazon-d7
Metalaxyl | LC-HRMS/MS (pH=2.5) | 0.53145 | 0.053582 | 0.982 | 100.9808 | 12.2036 | 97.9899 | 9.6789 | 97.5312 | 3.1389 | 98.3684 | 4.631 | 101.0506 | 4.8291 | 125.2526 | 3.9448 | 104.6103 | 9.7635 | 97.6053 | 5.8547 | 112.3938 | 2.235 | 115.8276 | 5.9251 | Carbamazepine-d8
Metamitron | LC-HRMS/MS (pH=2.5) | 0.78014 | 0.12658 | 0.9805 | 47.9293 | 17.6723 | 62.6167 | 1.0307 | 66.5923 | 2.8718 | 66.571 | 3.6627 | 64.4555 | 3.41 | 100.6164 | 18.044 | 108.4105 | 9.8448 | 80.0328 | 7.916 | 97.5941 | 3.3972 | 99.7445 | 12.6927 | [13C6]-Sulfamethoxazole
Metazachlor | LC-HRMS/MS (pH=2.5) | 1.1331 | 0.12497 | 0.972 | 92.0026 | 12.7824 | 89.9857 | 12.1727 | 95.8927 | 5.1973 | 88.5244 | 7.0909 | 86.9292 | 2.6328 | 113.9091 | 2.8468 | 96.0461 | 13.2258 | 96.0426 | 8.8833 | 101.0967 | 5.7101 | 99.7188 | 6.7917 | Carbamazepine-d8
Metconazole | LC-HRMS/MS (pH=2.5) | 0.56146 | 0.10094 | 0.9755 | 64.3632 | 20.1675 | 35.1149 | 38.1575 | 39.6476 | 9.0908 | 61.4527 | 16.9541 | 77.5437 | 3.3054 | 116.9802 | 29.3443 | 55.5399 | 110.3051 | 63.7916 | 12.1234 | 94.414 | 30.4867 | 112.1608 | 3.1693 | [13C6]-Diclofenac
Methiocarb | LC-HRMS/MS (pH=2.5) | 3.5633 | 0.52766 | 0.984 | 74.5301 | 14.2468 | 55.7041 | 20.4516 | 54.7424 | 13.5601 | 75.0035 | 9.111 | 77.669 | 3.854 | 97.0025 | 4.6009 | 106.9396 | 30.1052 | 96.8377 | 1.4088 | 102.0875 | 13.2761 | 98.4952 | 7.7469 | Ketoprofen-d3
Methylparaben | LC-MS/MS (pH=10.5) | 0.49959 | 0.00090611 | 0.99895 | x | x | x | x | x | x | x | x | x | x | x | x | x | x | x | x | x | x | x | x
Methyl 3,5-di-tert-butyl-4-hydroxybenzoate | LC-HRMS/MS (pH=2.5) | 1.059 | 0.39648 | 0.9695 | 23.0955 | 13.7364 | 13.272 | 20.3205 | 20.0555 | 8.2693 | 35.3783 | 14.9291 | 41.7535 | 0.96512 | 68.5915 | 18.9414 | 43.6173 | 104.9159 | 104.0216 | 11.0215 | 95.0634 | 14.1544 | 85.5058 | 4.9453 | BP3-d5
Metolachlor | LC-HRMS/MS (pH=2.5) | 0.55734 | 0.072705 | 0.99 | 84.8062 | 17.0222 | 61.8182 | 28.8169 | 65.8848 | 10.5045 | 81.154 | 13.697 | 89.6233 | 7.1161 | 110.1007 | 1.4513 | 112.4274 | 15.6113 | 118.9249 | 13.3679 | 109.5123 | 8.1718 | 113.5491 | 8.1689 | Ketoprofen-d3
Metribuzin | LC-HRMS/MS (pH=2.5) | 3.2275 | 0.37661 | 0.99 | 80.531 | 12.3322 | 84.5183 | 8.9763 | 87.0007 | 5.1857 | 85.7291 | 3.1056 | 90.7136 | 4.6958 | 99.9424 | 10.7733 | 90.2296 | 10.5386 | 87.1156 | 8.844 | 97.9872 | 2.6794 | 103.9109 | 4.4422 | Carbamazepine-d8
Mexacarbate | LC-HRMS/MS (pH=2.5) | 0.57138 | 0.091818 | 0.9815 | 70.6798 | 10.8271 | 59.6287 | 6.0478 | 51.8915 | 3.1225 | 66.0576 | 3.6399 | 62.8921 | 4.8147 | 128.8222 | 12.406 | 100.4644 | 21.1018 | 87.1711 | 30.7008 | 101.2676 | 11.6936 | 90.9183 | 5.8846 | [13C6]-Diclofenac
Myclobutanil | LC-HRMS/MS (pH=2.5) | 0.54853 | 0.078154 | 0.9825 | 68.8399 | 10.8891 | 60.5168 | 27.3467 | 63.0993 | 10.6285 | 75.0781 | 10.3034 | 83.3945 | 5.4911 | 89.8833 | 3.6856 | 111.0578 | 18.2713 | 113.4434 | 10.0983 | 101.8814 | 11.3691 | 105.6595 | 7.0867 | Ketoprofen-d3
Naproxen | LC-HRMS/MS (pH=2.5) | 5.9576 | 0.71023 | 0.954 | 86.3148 | 13.8854 | 63.0324 | 31.9233 | 79.0812 | 27.2142 | 90.5504 | 15.4288 | 100.4338 | 17.2719 | 75.8129 | 15.599 | 62.5392 | 53.5689 | 110.4732 | 26.6909 | 97.9829 | 11.8172 | 104.3391 | 11.5753 | Diuron-d6
N-Desmethylacetamiprid | LC-HRMS/MS (pH=2.5) | 0.6648 | 0.083968 | 0.9815 | 66.2766 | 11.8043 | 76.8559 | 3.8507 | 90.7332 | 4.3268 | 82.3034 | 4.1363 | 79.6961 | 4.6452 | 81.9206 | 8.3252 | 82.0428 | 4.467 | 90.666 | 0.72615 | 94.0403 | 2.94 | 91.2473 | 3.6262 | Carbamazepine-d8
Oryzalin | LC-HRMS/MS (pH=2.5) | 5.6272 | 1.0305 | 0.974 | 52.5359 | 20.4658 | 34.1264 | 43.2669 | 42.968 | 10.7707 | 64.4839 | 25.1892 | 78.9052 | 4.7534 | 66.3755 | 24.1454 | 41.3514 | 109.4064 | 76.1335 | 6.876 | 83.5848 | 18.5164 | 100.2724 | 11.4771 | Ketoprofen-d3
Perfluorooctanoic acid | LC-HRMS/MS (pH=10.5) | 0.565 | 0.096861 | 0.9715 | 72.8638 | 23.1351 | 61.9699 | 10.6635 | 30.7724 | 12.5693 | 59.8417 | 11.3267 | 66.2081 | 4.5051 | 88.8167 | 11.9001 | 109.4221 | 17.5106 | 59.2657 | 25.5527 | 92.3052 | 6.1011 | 94.3528 | 3.3542 | BPA-d16
Perfluorooctanesulfonamide | LC-HRMS/MS (pH=10.5) | 5.8785 | 10.2379 | 0.986 | 6.6867 | 4.5435 | 5.599 | 4.9911 | 0.71776 | 0.90399 | 9.0099 | 3.7512 | 6.696 | 3.6659 | x | x | x | x | x | x | x | x | x | x
Phthalic acid | LC-HRMS/MS (pH=2.5) | 3.8442 | 0.82502 | 0.9555 | 59.882 | 34.367 | 22.6498 | 38.0851 | 24.2042 | 11.6687 | 53.3639 | 26.4333 | 72.8747 | 4.2398 | x | x | x | x | x | x | x | x | x | x
Pindolol | LC-HRMS/MS (pH=2.5) | 0.58571 | 0.080514 | 0.99 | 71.2451 | 17.9435 | 74.1312 | 4.2191 | 63.3079 | 3.0392 | 76.144 | 4.4451 | 78.9012 | 5.2217 | 87.9184 | 17.7127 | 79.1691 | 6.3778 | 63.4656 | 9.8416 | 86.9841 | 3.3237 | 90.2948 | 3.1068 | Carbamazepine-d8
Pirimicarb | LC-HRMS/MS (pH=2.5) | 0.56366 | 0.070058 | 0.989 | 85.7518 | 15.4381 | 84.9587 | 7.7712 | 82.8656 | 2.892 | 71.6527 | 2.2185 | 77.0537 | 3.7712 | 106.0113 | 8.9633 | 90.7664 | 10.0854 | 82.8401 | 1.7801 | 81.9028 | 2.2926 | 88.2441 | 3.2755 | Carbamazepine-d8
Pirimiphos-methyl | LC-HRMS/MS (pH=2.5) | 0.50442 | 0.15352 | 0.99 | 31.9655 | 9.464 | 20.515 | 18.5039 | 23.9174 | 2.961 | 40.8345 | 13.741 | 47.0537 | 2.4247 | 112.9397 | 32.4927 | 165.5157 | 33.4151 | 135.7921 | 31.0371 | 114.3616 | 24.9105 | 96.2247 | 1.9124 | BP3-d5
Prochloraz | LC-HRMS/MS (pH=2.5) | 1.099 | 0.17857 | 0.99 | 65.9803 | 17.5837 | 43.5659 | 29.7247 | 48.2326 | 7.4386 | 70.4307 | 18.1457 | 79.5235 | 7.907 | 84.834 | 8.8783 | 71.6039 | 12.3718 | 86.9887 | 12.0628 | 93.4749 | 3.6991 | 100.9843 | 12.7905 | Ketoprofen-d3
Propachlor | LC-HRMS/MS (pH=2.5) | 0.56581 | 0.062198 | 0.9855 | 93.9654 | 14.5973 | 90.5681 | 10.4679 | 91.2029 | 5.4395 | 85.8636 | 5.2993 | 93.2458 | 7.7187 | 116.3481 | 7.1423 | 96.6999 | 11.6596 | 91.4257 | 10.5118 | 98.1284 | 5.3838 | 106.6461 | 4.143 | Carbamazepine-d8
Propamocarb | LC-HRMS/MS (pH=2.5) | 1.1365 | 0.55714 | 0.99 | 10.9513 | 1.8739 | 26.8452 | 7.7413 | 22.4224 | 12.679 | 25.4372 | 5.4652 | 16.3355 | 6.0757 | x | x | x | x | x | x | x | x | x | x
Propanil | LC-HRMS/MS (pH=2.5) | 5.6407 | 0.66842 | 0.9535 | 80.3575 | 13.4825 | 74.7607 | 34.1353 | 93.4357 | 13.5491 | 80.2996 | 14.6253 | 93.0956 | 9.8241 | 100.2766 | 18.7936 | 79.8181 | 45.9007 | 93.9301 | 18.7067 | 91.5985 | 16.4864 | 106.3775 | 5.9375 | Carbamazepine-d8
Propiconazole | LC-HRMS/MS (pH=2.5) | 0.58173 | 0.10387 | 0.9875 | 62.776 | 15.8274 | 40.2309 | 38.7869 | 39.8302 | 12.9371 | 61.4539 | 17.551 | 75.7391 | 2.9731 | 80.9515 | 9.8889 | 57.289 | 53.8246 | 69.4658 | 10.8448 | 81.1525 | 6.118 | 96.1122 | 8.4648 | Ketoprofen-d3
Propranolol | LC-HRMS/MS (pH=2.5) | 0.58704 | 0.067183 | 0.99 | 81.8462 | 15.8121 | 86.1626 | 5.7896 | 89.3349 | 1.635 | 89.8379 | 1.6815 | 89.7154 | 6.9196 | 101.0102 | 8.789 | 91.9946 | 6.7843 | 89.468 | 6.9153 | 102.6994 | 1.3932 | 102.7293 | 6.3348 | Carbamazepine-d8
Propyphenazone | LC-HRMS/MS (pH=2.5) | 0.11657 | 0.013056 | 0.99 | 87.6419 | 11.4771 | 89.2737 | 2.4999 | 78.7591 | 4.1901 | 93.2444 | 3.6753 | 97.5368 | 7.5649 | 108.7422 | 6.9417 | 95.3318 | 3.6221 | 78.9296 | 9.7431 | 106.5535 | 1.6345 | 111.6201 | 4.9861 | Carbamazepine-d8
Propyzamide | LC-HRMS/MS (pH=2.5) | 3.3428 | 0.41566 | 0.9775 | 85.094 | 12.8367 | 70.0081 | 32.7893 | 80.5733 | 8.9218 | 80.0128 | 15.6012 | 86.4172 | 9.7998 | 106.3513 | 18.7271 | 74.7747 | 47.22 | 80.9482 | 16.0244 | 91.2703 | 17.9479 | 98.784 | 7.8159 | Carbamazepine-d8
Prosulfocarb | LC-HRMS/MS (pH=2.5) | 0.58212 | 0.043337 | 0.99 | 118.7659 | 67.0961 | 59.2605 | 84.6382 | 82.7547 | 23.9025 | 188.437 | 82.7238 | 222.3907 | 8.0077 | x | x | x | x | x | x | x | x | x | x
Pyrantel | LC-HRMS/MS (pH=2.5) | 4.9307 | 0.55052 | 0.99 | 95.7946 | 14.7717 | 91.1404 | 2.0069 | 89.064 | 2.6475 | 86.7074 | 2.8517 | 85.1195 | 4.8979 | 118.5742 | 6.2121 | 97.312 | 2.4685 | 89.2316 | 8.0494 | 99.0926 | 0.81427 | 97.5094 | 5.2527 | Carbamazepine-d8
Pyrazophos | LC-HRMS/MS (pH=2.5) | 0.55926 | 0.24503 | 0.9895 | 26.4981 | 17.3672 | 11.0579 | 19.1529 | 9.9794 | 5.4044 | 25.8263 | 15.4498 | 40.7596 | 6.8478 | x | x | x | x | x | x | x | x | x | x
Quinmerac | LC-HRMS/MS (pH=2.5) | 0.57228 | 0.07616 | 0.9705 | 60.8215 | 11.6301 | 68.8073 | 3.4649 | 75.6523 | 1.7723 | 84.7964 | 4.9002 | 85.6321 | 5.2653 | 75.1119 | 9.3708 | 73.4642 | 5.0798 | 75.674 | 3.7792 | 96.916 | 5.1393 | 98.0195 | 3.1629 | Carbamazepine-d8
Ranitidine | LC-HRMS/MS (pH=2.5) | 3.2182 | 1.0397 | 0.9885 | 37.5263 | 6.7294 | 30.4009 | 5.0385 | 24.5615 | 8.4365 | 32.8976 | 4.5991 | 29.3744 | 9.6038 | x | x | x | x | x | x | x | x | x | x
Rimexolone | LC-HRMS/MS (pH=2.5) | 0.56259 | 0.11873 | 0.99 | 54.1639 | 18.4757 | 25.9713 | 33.9815 | 34.1572 | 9.8727 | 56.0464 | 19.809 | 66.5772 | 3.048 | x | x | x | x | x | x | x | x | x | x
Simazine | LC-HRMS/MS (pH=2.5) | 0.56051 | 0.063623 | 0.973 | 77.5981 | 9.5317 | 88.8432 | 9.0185 | 96.8048 | 2.9231 | 86.4829 | 0.50985 | 90.7625 | 3.1212 | 92.4864 | 1.7967 | 96.8051 | 2.5552 | 104.6305 | 1.8916 | 99.2017 | 4.2703 | 98.6308 | 3.6108 | Atrazine-d5
Sotalol | LC-HRMS/MS (pH=2.5) | 4.8987 | 0.95119 | 0.9855 | 48.8508 | 3.9903 | 55.2295 | 3.4854 | 54.2119 | 0.817 | 46.9798 | 0.49366 | 52.2299 | 3.008 | 114.5396 | 47.677 | 95.4145 | 8.373 | 65.3578 | 11.6089 | 69.0398 | 7.2833 | 80.8459 | 13.1898 | [13C6]-Sulfamethoxazole
Sulfadiazine | LC-HRMS/MS (pH=2.5) | 0.72113 | 0.12939 | 0.986 | 41.7411 | 38.4224 | 54.0946 | 3.2614 | 52.7965 | 5.1381 | 72.353 | 2.0179 | 57.6803 | 1.5321 | 73.3827 | 85.5713 | 90.8734 | 17.0843 | 86.6439 | 16.6735 | 110.9972 | 11.6049 | 83.45 | 2.4183 | [13C6]-Diclofenac
Sulfamethazine | LC-HRMS/MS (pH=2.5) | 0.62293 | 0.13234 | 0.9895 | 42.8706 | 16.281 | 42.7052 | 5.6713 | 43.6077 | 1.2694 | 54.8916 | 5.0199 | 51.2691 | 3.7174 | 99.863 | 6.8822 | 108.4577 | 2.9731 | 109.0277 | 3.8788 | 111.3156 | 2.7699 | 109.59 | 3.0375 | Sulfamethazine-d4
Sulfamethoxazole | LC-HRMS/MS (pH=2.5) | 0.63068 | 0.09813 | 0.988 | 47.1265 | 16.0946 | 48.8782 | 6.2701 | 96.6201 | 43.6575 | 66.4029 | 5.0838 | 62.321 | 4.5497 | 98.5016 | 15.8006 | 83.931 | 2.8501 | 118.935 | 54.1616 | 97.3072 | 5.0849 | 95.8998 | 4.3067 | [13C6]-Sulfamethoxazole
Sulfapyridine | LC-HRMS/MS (pH=2.5) | 0.62452 | 0.085889 | 0.9575 | 62.6431 | 35.4552 | 67.8683 | 8.4727 | 61.2781 | 0.93446 | 92.7992 | 10.8281 | 78.9721 | 6.6262 | 124.2283 | 15.7492 | 116.5941 | 4.7649 | 73.8535 | 11.3489 | 135.6431 | 5.2832 | 121.6101 | 7.8619 | [13C6]-Sulfamethoxazole
Sulfathiazole | LC-HRMS/MS (pH=2.5) | 1.1726 | 0.16625 | 0.981 | 56.8611 | 43.6913 | 65.0595 | 8.3907 | 69.9934 | 1.2618 | 83.1524 | 5.2011 | 77.5957 | 0.86184 | 105.4829 | 32.9465 | 111.8438 | 6.2367 | 84.2821 | 10.1586 | 121.861 | 3.2301 | 120.1308 | 11.931 | [13C6]-Sulfamethoxazole
Tebuconazole | LC-HRMS/MS (pH=2.5) | 0.56919 | 0.088966 | 0.989 | 68.9254 | 14.5748 | 48.378 | 34.5642 | 50.4799 | 12.3858 | 70.3789 | 16.6253 | 81.7276 | 5.2169 | 89.322 | 3.6357 | 77.0771 | 20.6351 | 89.3302 | 0.65132 | 93.7761 | 1.8468 | 103.7463 | 10.155 | Ketoprofen-d3
Telmisartan | LC-HRMS/MS (pH=2.5) | 0.64487 | 0.09728 | 0.9845 | 78.1838 | 20.6007 | 42.8008 | 32.8689 | 54.7148 | 8.874 | 74.0675 | 14.9778 | 81.6813 | 5.8476 | 100.709 | 11.7113 | 66.2945 | 28.7001 | 98.4775 | 10.6495 | 99.3105 | 3.7274 | 103.9329 | 13.5535 | Ketoprofen-d3
Terbuthylazine | LC-HRMS/MS (pH=2.5) | 0.11332 | 0.015002 | 0.9875 | 76.2409 | 11.6194 | 69.6232 | 16.1225 | 65.752 | 9.4196 | 79.3165 | 6.0556 | 86.7661 | 7.2892 | 90.6463 | 2.7386 | 75.0739 | 11.9566 | 71.0025 | 12.8909 | 90.7738 | 2.9599 | 94.07 | 1.6794 | Atrazine-d5
Terbutryn | LC-HRMS/MS (pH=2.5) | 0.11742 | 0.014115 | 0.99 | 88.7297 | 12.7346 | 78.3334 | 10.9917 | 76.3689 | 4.9931 | 83.6822 | 5.9056 | 88.8384 | 7.0256 | 110.2575 | 11.4054 | 83.6388 | 14.1656 | 76.5779 | 11.231 | 95.6278 | 6.214 | 101.6955 | 5.9183 | Carbamazepine-d8
Thiabendazole | LC-HRMS/MS (pH=2.5) | 0.58268 | 0.065821 | 0.976 | 74.5437 | 32.9584 | 90.7879 | 1.5911 | 84.0858 | 6.5207 | 97.2215 | 4.2827 | 95.985 | 2.4646 | 91.3419 | 36.6718 | 96.9463 | 2.7365 | 84.3721 | 12.7064 | 111.1142 | 3.3547 | 109.9995 | 3.7382 | Carbamazepine-d8
Thiacloprid | LC-HRMS/MS (pH=2.5) | 0.56195 | 0.092758 | 0.973 | 45.3734 | 13.1718 | 60.009 | 6.1907 | 65.8615 | 1.0904 | 65.4534 | 1.9561 | 66.2176 | 4.6792 | 82.0275 | 21.8166 | 100.1036 | 11.7063 | 109.6733 | 25.213 | 100.1117 | 6.4399 | 95.7616 | 6.1406 | [13C6]-Diclofenac
Tramadol | LC-HRMS/MS (pH=2.5) | 0.54114 | 0.056053 | 0.99 | 99.3169 | 13.5494 | 98.6947 | 2.8093 | 90.066 | 4.1665 | 96.5148 | 8.3907 | 98.1128 | 11.3065 | 123.0444 | 4.271 | 105.3923 | 3.6623 | 90.2847 | 9.5925 | 110.284 | 7.931 | 112.3236 | 10.2117 | Carbamazepine-d8
Triadimenol | LC-HRMS/MS (pH=2.5) | 3.1746 | 0.41081 | 0.988 | 75.4627 | 10.5516 | 70.8343 | 20.6236 | 78.0557 | 10.8372 | 80.8192 | 11.6669 | 81.2169 | 4.243 | 93.8784 | 12.5652 | 75.6531 | 29.4528 | 78.4952 | 18.7617 | 92.247 | 12.837 | 93.1144 | 6.7859 | Carbamazepine-d8
Triclocarban | LC-MS/MS (pH=10.5) | 0.52906 | 0.35983 | 0.99819 | 11.3216 | 35.6332 | 9.8662 | 116.9627 | 6.1394 | 60.4129 | 22.924 | 34.5469 | 28.2926 | 17.4103 | x | x | x | x | x | x | x | x | x | x
Triclosan | LC-MS/MS (pH=10.5) | 15.5993 | 7.4925 | 0.99571 | 12.0294 | 20.3328 | 7.879 | 79.8583 | 11.8908 | 50.9861 | 38.1478 | 15.7768 | 29.0913 | 26.7892 | x | x | x | x | x | x | x | x | x | x
Triethyl phosphate | LC-HRMS/MS (pH=2.5) | 0.56312 | 0.07645 | 0.923 | 81.2479 | 21.7833 | 83.3029 | 6.809 | 62.073 | 9.1253 | 70.9416 | 5.658 | 70.7273 | 9.6062 | 174.3423 | 20.2665 | 143.6256 | 5.7987 | 75.6989 | 25.2969 | 103.8899 | 3.7058 | 109.7179 | 20.0549 | [13C6]-Sulfamethoxazole
Triphenyl phosphate | LC-HRMS/MS (pH=2.5) | 0.54734 | 0.20142 | 0.9895 | 37.7755 | 18.7413 | 15.1519 | 24.1685 | 11.9724 | 6.1826 | 28.6722 | 16.4936 | 42.2954 | 10.0395 | 119.1385 | 2.1424 | 45.8815 | 120.2243 | 61.5429 | 26.7611 | 70.2685 | 15.7007 | 86.338 | 22.1982 | BP3-d5
Valsartan | LC-HRMS/MS (pH=2.5) | 0.60313 | 0.096903 | 0.9425 | 66.3376 | 8.8705 | 37.6401 | 42.7117 | 50.2785 | 13.8655 | 71.9415 | 22.339 | 85.0061 | 5.6465 | 87.5914 | 15.5584 | 47.2339 | 96.584 | 88.4225 | 3.394 | 94.5662 | 9.0982 | 107.7377 | 7.7709 | Ketoprofen-d3

## TZ9
Table Z9 - Figures of merit (limits of quantification, trueness and precision) for selected compounds determined in hydrolysed urine samples by Oasis HLB-SPE-RPLC-QqQ and Oasis HLB-SPE-RPLC-qOrbitrap
Compound | Acquisition instrument (mobile phase pH) | Hydrolysed |  |  | Absolute | [9 empty] | Apparent | [9 empty] | Surrogate
|  | LOQi (ng/mL) | LOQp (ng/mL) | r2 | Batch 1 |  | Batch 2 |  | Batch 3 |  | Batch 4 |  | Batch 5 |  | Batch 1 |  | Batch 2 |  | Batch 3 |  | Batch 4 |  | Batch 5
[5 empty] | Recovery (%) | RSD (%) | Recovery (%) | RSD (%) | Recovery (%) | RSD (%) | Recovery (%) | RSD (%) | Recovery (%) | RSD (%) | Recovery (%) | RSD (%) | Recovery (%) | RSD (%) | Recovery (%) | RSD (%) | Recovery (%) | RSD (%) | Recovery (%) | RSD (%)
(Z)-3-(2-Chloro-3,3,3-trifluoroprop-1-en-1-yl)-2,2-dimethylcyclopropanecarboxylic acid | LC-HRMS/MS (pH=10.5) | 0.67044 | 0.078649 | 0.98267 | 94.973 | 0.68162 | 69.7752 | 12.5913 | 83.1084 | 39.2765 | 77.681 | 33.3506 | 100.684 | 5.7472 | 105.2106 | 2.262 | 114.7522 | 24.0304 | 136.6982 | 32.3778 | 93.2849 | 40.3401 | 124.7638 | 4.7829 | BPA-d16
1H-Benzotriazole | LC-HRMS/MS (pH=2.5) | 1.1775 | 0.13065 | 0.97667 | 93.8309 | 2.3474 | 94.9911 | 4.9063 | 97.7039 | 0.45175 | 92.4447 | 4.7003 | 71.6592 | 34.1376 | 91.109 | 2.2093 | 88.0606 | 4.7956 | 87.7757 | 3.2464 | 85.4211 | 4.6564 | 90.1743 | 7.6789 | Carbamazepine-d8
Hydroxypyrene glucuronide | LC-HRMS/MS (pH=10.5) | x | x | x | x | x | x | x | x | x | x | x | x | x | x | x | x | x | x | x | x | x | x | x
Hydroxypyrene | LC-MS/MS (pH=10.5) | 0.096683 | 0.027218 | 0.99871 | 43.7668 | 10.335 | 34.0028 | 48.8618 | 52.6203 | 23.3275 | 28.4839 | 12.4102 | 18.7358 | 23.7794 | 85.6505 | 8.4461 | 86.7756 | 11.8098 | 120.2378 | 5.7786 | 96.6377 | 11.1966 | 70.8425 | 7.6629 | OH-pyrenes-d9
2-(4-chlorophenyl)-3-methylbutyric acid | LC-HRMS/MS (pH=10.5) | 5.8691 | 0.81561 | 0.95533 | 79.296 | 1.8262 | 48.57 | 15.406 | 79.0732 | 42.6412 | 71.9534 | 17.8344 | 80.9048 | 8.5203 | 87.8179 | 1.0426 | 76.3632 | 6.6424 | 122.1283 | 18.8386 | 86.3506 | 18.0419 | 100.1935 | 9.049 | BPA-d16
2,4-Dinitrophenol | LC-HRMS/MS (pH=10.5) | 0.54091 | 0.087086 | 0.98567 | 71.3295 | 1.2769 | 53.7134 | 10.199 | 60.1454 | 29.0432 | 58.5485 | 15.8403 | 66.8246 | 6.2591 | 79.008 | 1.9416 | 88.1341 | 23.2421 | 97.9863 | 30.3514 | 70.9094 | 28.1687 | 82.7925 | 8.5516 | BPA-d16
2,6-di-tert-butyl-4-(dimethylaminomethyl)phenol | LC-HRMS/MS (pH=10.5) | 8.4488 | 1.4597 | 0.917 | 75.2164 | 2.6337 | 55.6905 | 21.7882 | 45.905 | 38.0225 | 64.2897 | 2.3239 | 48.2927 | 8.3362 | 83.3476 | 5.047 | 85.4433 | 7.4673 | 53.5623 | 56.2585 | 78.1005 | 10.8495 | 59.7698 | 16.0648 | BPA-d16
Hydroxybenzothiazole | LC-HRMS/MS (pH=2.5) | 4.9807 | 0.50245 | 0.973 | 107.343 | 8.2923 | 108.9264 | 9.3374 | 104.1198 | 0.57054 | 97.5706 | 6.8987 | 77.6778 | 38.4265 | 103.8954 | 6.4277 | 110.0484 | 5.3118 | 95.8828 | 1.6787 | 91.5385 | 9.3531 | 105.9227 | 15.5036 | Diuron-d6
Hydroxyfluorene | LC-MS/MS (pH=2.5) | 25 | 3.143 | 0.99923 | 96.6495 | 10.7897 | 88.9006 | 20.6519 | 71.6858 | 13.3943 | 71.313 | 18.2432 | 69.1562 | 20.9073 | 98.0806 | 13.2334 | 104.8199 | 14.6034 | 103.0723 | 13.42 | 109.6617 | 23.6759 | 132.6533 | 24.3571 | Atrazine_d5
Hydroxynaphthalene | LC-MS/MS (pH=10.5) | 0.38854 | 0.090581 | 0.99923 | 46.6968 | 1.4885 | 46.1017 | 27.7665 | 52.7007 | 1.1986 | 39.5423 | 34.802 | 29.4309 | 11.402 | 91.4611 | 0.40869 | 129.6203 | 34.0925 | 125.3367 | 25.7538 | 134.1406 | 34.485 | 114.195 | 20.1772 | OH-pyrenes-d9
Hydroxyphenanthrene | LC-MS/MS (pH=10.5) | 2.0685 | 0.24494 | 0.99858 | 77.7079 | 3.1709 | 92.5033 | 40.3538 | 114.6205 | 10.672 | 72.91 | 13.853 | 64.4903 | 12.3581 | 76.7377 | 0.82574 | 77.2333 | 19.8561 | 100.674 | 16.2359 | 73.0868 | 2.2698 | 62.4169 | 14.8671 | BPA-d16
Naphthyl sulfate | LC-HRMS/MS (pH=10.5) | x | x | x | x | x | x | x | x | x | x | x | x | x | x | x | x | x | x | x | x | x | x | x
4-Hydroxybenzophenone | LC-MS/MS (pH=10.5) | 0.52031 | 0.041936 | 0.99884 | 116.842 | 0.19814 | 121.11 | 27.1975 | 154.5887 | 2.4969 | 115.6067 | 12.6461 | 112.2113 | 6.4942 | 115.4287 | 2.5435 | 126.6421 | 10.4424 | 135.4249 | 8.5431 | 116.5714 | 11.832 | 108.4609 | 8.189 | BPA-d16
4-Methylbenzophenone | LC-HRMS/MS (pH=2.5) | 0.55703 | 0.10158 | 0.98367 | 60.8021 | 13.3054 | 52.834 | 15.5147 | 70.2476 | 11.9819 | 47.85 | 19.3791 | 42.4405 | 23.5985 | 92.4682 | 23.4827 | 81.6476 | 32.2769 | 98.5395 | 16.9451 | 68.7914 | 27.5227 | 74.1183 | 12.0237 | [13C6]-Sulfamethoxazole
4-Methylumbelliferyl glucuronide | LC-HRMS/MS (pH=2.5) | x | x | x | 5.1713 | 1.4775 | 4.5749 | 0.56281 | 0 | 0 | 0.98179 | 1.7005 | 2.9602 | 0.15854 | x | x | x | x | x | x | x | x | x | x
6-chloronicotinic acid | LC-HRMS/MS (pH=2.5) | 12.6935 | 1.2119 | 0.948 | 113.2377 | 12.3286 | 93.3704 | 12.7676 | 112.5703 | 5.851 | 107.5673 | 7.2837 | 96.9457 | 48.8318 | 109.8211 | 8.8313 | 86.6149 | 14.0877 | 101.0646 | 4.286 | 99.4194 | 7.0318 | 120.2584 | 6.7627 | Carbamazepine-d8
Acetaminophen | LC-HRMS/MS (pH=2.5) | 3.4958 | 0.70989 | 0.94133 | 43.9146 | 38.689 | 68.5506 | 7.6124 | 38.7358 | 67.0924 | 32.9623 | 57.0924 | 62.0586 | 28.8607 | x | x | x | x | x | x | x | x | x | x
Acetamiprid | LC-HRMS/MS (pH=2.5) | 0.58726 | 0.051014 | 0.968 | 123.8432 | 2.8136 | 120.4088 | 1.8357 | 119.6 | 4.479 | 115.6709 | 4.798 | 96.0666 | 45.0052 | 120.3559 | 5.4705 | 111.6339 | 1.3618 | 107.3742 | 2.0434 | 106.8869 | 3.7864 | 121.5849 | 9.5338 | Carbamazepine-d8
Alachlor | LC-HRMS/MS (pH=2.5) | 1.1638 | 0.14369 | 0.985 | 87.5461 | 3.7831 | 78.1424 | 5.2497 | 92.3642 | 3.2833 | 77.6051 | 19.5978 | 69.3146 | 38.1154 | 79.4946 | 1.2367 | 75.3237 | 3.463 | 96.1007 | 3.1185 | 88.8437 | 24.6193 | 101.2712 | 1.4783 | Ketoprofen-d3
Ambroxol | LC-HRMS/MS (pH=2.5) | 8.0747 | 0.56406 | 0.56333 | 174.4296 | 15.1703 | 168.5283 | 28.4387 | 138.3257 | 12.1574 | 131.2527 | 42.7468 | 103.2346 | 49.6363 | x | x | x | x | x | x | x | x | x | x
Ametryn | LC-HRMS/MS (pH=2.5) | 0.11797 | 0.011611 | 0.98767 | 101.1313 | 1.6018 | 96.919 | 0.90957 | 112.4345 | 0.22466 | 108.8878 | 2.2269 | 88.65 | 38.8159 | 98.2053 | 1.8741 | 89.8616 | 1.516 | 101.0205 | 3.6864 | 100.6227 | 1.5404 | 114.3615 | 14.6737 | Carbamazepine-d8
Atenolol | LC-HRMS/MS (pH=2.5) | 3.2971 | 0.42317 | 0.983 | 79.9051 | 3.1184 | 84.008 | 7.0586 | 84.0001 | 3.2352 | 81.7999 | 13.2961 | 59.8622 | 25.4398 | 96.2286 | 7.1213 | 91.716 | 11.4115 | 112.3108 | 2.3372 | 106.2904 | 31.6204 | 122.9819 | 36.3006 | [13C6]-Diclofenac
Atrazine | LC-HRMS/MS (pH=2.5) | 0.11809 | 0.016145 | 0.978 | 85.0175 | 5.1173 | 74.7549 | 1.4441 | 80.2927 | 1.5769 | 77.8293 | 5.7686 | 47.8157 | 21.7094 | 101.0738 | 1.1369 | 102.1873 | 1.2729 | 102.3394 | 0.99483 | 101.7792 | 1.089 | 103.9205 | 1.8066 | Atrazine-d5
Azelastine | LC-HRMS/MS (pH=2.5) | 1.0837 | 0.13494 | 0.98633 | 80.8318 | 3.4727 | 78.9471 | 0.62559 | 87.2303 | 3.6305 | 83.1861 | 1.6827 | 71.3614 | 39.0097 | 78.5221 | 5.5743 | 73.1992 | 1.5556 | 78.3004 | 1.5711 | 76.8732 | 1.6816 | 85.8735 | 6.3161 | Carbamazepine-d8
Azoxystrobin | LC-HRMS/MS (pH=2.5) | 0.58481 | 0.071767 | 0.98733 | 89.7153 | 6.6926 | 77.0831 | 15.7359 | 91.3229 | 10.4902 | 80.0633 | 7.9208 | 69.2546 | 39.3813 | 87.0146 | 4.4334 | 71.423 | 19.7121 | 82.2604 | 14.6961 | 74.0172 | 10.4056 | 82.9761 | 12.5712 | Carbamazepine-d8
Bendiocarb | LC-HRMS/MS (pH=2.5) | 3.145 | 0.30489 | 0.97867 | 109.1409 | 1.0653 | 93.02 | 7.7254 | 116.7827 | 7.3372 | 103.5719 | 19.6664 | 93.2407 | 46.8345 | 106.0167 | 3.4038 | 86.1934 | 7.181 | 104.7951 | 3.9693 | 95.6835 | 18.7307 | 115.3847 | 3.0731 | Carbamazepine-d8
Bentazone | LC-HRMS/MS (pH=10.5) | 0.57778 | 0.058594 | 0.987 | 109.9728 | 7.3893 | 76.5497 | 32.474 | 107.4434 | 67.9147 | 97.0983 | 27.4156 | 101.9758 | 18.2733 | 121.8633 | 7.6053 | 122.038 | 30.7636 | 150.8967 | 5.2136 | 116.086 | 19.6028 | 126.604 | 19.0659 | BPA-d16
Benzophenone-1 | LC-MS/MS (pH=10.5) | 0.53368 | 0.052116 | 0.99838 | 99.5498 | 2.9407 | 97.5281 | 41.3865 | 128.6738 | 11.2849 | 93.6418 | 8.769 | 92.6142 | 10.393 | 98.3095 | 0.59547 | 99.0016 | 12.3629 | 118.6645 | 16.2434 | 94.288 | 4.2504 | 89.592 | 12.6355 | BPA-d16
Benzophenone-2 | LC-MS/MS (pH=2.5) | 1.0205 | 0.10803 | 0.99958 | 107.0617 | 7.4019 | 97.0361 | 9.9636 | 89.0341 | 2.0489 | 83.4078 | 17.9373 | 95.7676 | 4.0127 | 103.0135 | 0.68836 | 89.7157 | 0.58589 | 96.2835 | 3.4602 | 92.0004 | 12.9222 | 110.7746 | 4.5261 | Bentazon-d7
Benzophenone-3 | LC-MS/MS (pH=10.5) | 6.9147 | 1.2374 | 0.99841 | 52.4355 | 6.866 | 67.5776 | 72.6088 | 80.9784 | 22.7344 | 40.2152 | 31.5213 | 38.2022 | 21.7116 | 108.5396 | 9.14 | 115.7347 | 13.0086 | 143.4681 | 11.5866 | 112.1127 | 9.6337 | 109.8992 | 10.7636 | BP3-d5
Benzophenone-8 | LC-MS/MS (pH=10.5) | 0.52041 | 0.055656 | 0.99884 | 91.3755 | 1.3531 | 89.3067 | 37.7097 | 117.1578 | 10.8875 | 87.1143 | 12.3255 | 82.5668 | 10.6451 | 90.2538 | 0.99248 | 91.2204 | 8.7976 | 108.5648 | 16.3259 | 87.4592 | 3.7497 | 79.8917 | 13.1494 | BPA-d16
Benzothiazole | LC-HRMS/MS (pH=2.5) | 3.249 | 0.62212 | 0.97033 | 42.3904 | 13.4976 | 34.348 | 13.7853 | 72.4096 | 11.989 | 42.5996 | 39.7655 | 69.3755 | 52.4339 | x | x | x | x | x | x | x | x | x | x
Benzylparaben | LC-MS/MS (pH=10.5) | 0.52331 | 0.51893 | 0.99884 | 9.3992 | 4.1558 | 9.1105 | 48.9796 | 14.6292 | 20.4965 | 7.8527 | 5.6929 | 9.4296 | 3.7678 | x | x | x | x | x | x | x | x | x | x
Bezafibrate | LC-HRMS/MS (pH=2.5) | 1.1827 | 0.13128 | 0.97033 | 105.3822 | 6.6506 | 98.8845 | 14.6627 | 93.5676 | 5.3733 | 85.5904 | 5.4019 | 67.0059 | 42.7154 | 127.0483 | 10.193 | 107.7426 | 14.4506 | 125.0457 | 3.2627 | 110.1304 | 19.5783 | 113.736 | 8.4947 | [13C6]-Diclofenac
Bisoprolol | LC-HRMS/MS (pH=2.5) | 0.59506 | 0.059263 | 0.98533 | 97.6526 | 1.5265 | 97.8993 | 0.53512 | 109.7749 | 2.3506 | 109.0539 | 2.7945 | 87.6721 | 35.8323 | 94.8415 | 2.8353 | 90.7839 | 2.4903 | 98.6038 | 3.1921 | 100.7786 | 2.3505 | 115.3154 | 20.1505 | Carbamazepine-d8
Bisphenol A sulfate | LC-HRMS/MS (pH=10.5) | x | x | x | x | x | x | x | x | x | x | x | x | x | x | x | x | x | x | x | x | x | x | x
Bisphenol A glucuronide | LC-HRMS/MS (pH=10.5) | x | x | x | x | x | x | x | x | x | x | x | x | x | x | x | x | x | x | x | x | x | x | x
Bisphenol A | LC-MS/MS (pH=10.5) | 2.7067 | 0.30173 | 0.99945 | 85.5518 | 0.14613 | 88.3727 | 38.5836 | 113.7998 | 5.1464 | 85.8384 | 13.1505 | 74.9749 | 4.2331 | 84.5164 | 2.4916 | 90.2534 | 10.0886 | 99.7934 | 11.2065 | 86.3221 | 8.2492 | 72.4782 | 6.8442 | BPA-d16
Bisphenol AF | LC-MS/MS (pH=10.5) | 0.51908 | 0.077591 | 0.99944 | 70.7436 | 1.1924 | 71.7192 | 48.2187 | 85.4358 | 15.27 | 52.8181 | 11.1846 | 53.7808 | 13.9796 | 69.8961 | 3.5373 | 58.3227 | 26.858 | 75.1606 | 20.8481 | 53.1554 | 7.5494 | 52.0644 | 16.4946 | BPA-d16
Bisphenol AP | LC-MS/MS (pH=10.5) | 0.51363 | 0.071798 | 0.99862 | 68.3815 | 2.1653 | 70.5388 | 61.2368 | 105.162 | 19.0903 | 58.4154 | 8.8289 | 55.1918 | 14.4416 | 67.5356 | 0.18023 | 68.9804 | 32.6205 | 92.6461 | 24.7556 | 58.7999 | 3.5506 | 53.4424 | 17.1011 | BPA-d16
Bisphenol P | LC-MS/MS (pH=10.5) | 0.52478 | 0.41239 | 0.99962 | 20.8718 | 9.6028 | 9.5663 | 100.0359 | 20.4971 | 22.2905 | 5.9294 | 52.8893 | 6.763 | 9.0396 | x | x | x | x | x | x | x | x | x | x
Bisphenol S | LC-MS/MS (pH=2.5) | 2.2107 | 0.26956 | 0.99755 | 97.8278 | 2.1813 | 92.3663 | 18.5075 | 74.6373 | 12.7865 | 72.3009 | 9.4207 | 72.9273 | 4.2217 | 94.4325 | 8.89 | 84.9011 | 8.1851 | 80.5505 | 10.5462 | 80.0259 | 4.6958 | 84.3319 | 3.7226 | Bentazon-d7
Bisphenol Z | LC-MS/MS (pH=10.5) | 0.50657 | 0.062859 | 0.99867 | 74.4172 | 4.291 | 77.3589 | 42.7883 | 111.4283 | 13.6384 | 72.9564 | 9.8164 | 66.7803 | 13.8471 | 73.4783 | 1.9465 | 78.3365 | 13.7294 | 98.028 | 19.7803 | 73.382 | 2.5308 | 64.6553 | 16.4744 | BPA-d16
Boscalid | LC-HRMS/MS (pH=2.5) | 0.60514 | 0.078961 | 0.98767 | 80.9407 | 2.7669 | 74.5793 | 9.4247 | 86.1337 | 2.916 | 79.6306 | 3.6279 | 61.9035 | 37.1987 | 73.5626 | 4.6298 | 71.6314 | 3.6434 | 89.6039 | 2.0057 | 91.2172 | 2.6816 | 87.1707 | 11.1091 | Ketoprofen-d3
Bosentan | LC-HRMS/MS (pH=2.5) | 1.1794 | 0.17748 | 0.98767 | 85.2658 | 8.6401 | 62.9542 | 17.3509 | 75.2638 | 10.9204 | 58.7301 | 8.215 | 50.0587 | 33.4822 | 102.4778 | 8.5069 | 68.6771 | 27.4573 | 100.4605 | 12.4859 | 75.9825 | 25.4367 | 84.0006 | 14.3379 | [13C6]-Diclofenac
Butylparaben | LC-MS/MS (pH=10.5) | 0.093358 | 0.013399 | 0.99906 | 64.4924 | 8.1552 | 68.7297 | 36.3283 | 89.9035 | 6.8241 | 62.1528 | 19.0602 | 63.1071 | 5.4682 | 63.6498 | 5.8153 | 70.5731 | 9.5035 | 78.6809 | 8.9086 | 62.1294 | 8.5851 | 61.0082 | 7.7679 | BPA-d16
Caffeine | LC-HRMS/MS (pH=2.5) | 3.8562 | 0.40345 | 0.978 | 97.3342 | 5.3775 | 91.6518 | 3.324 | 106.1663 | 2.0558 | 103.15 | 5.2466 | 79.6075 | 39.7362 | 94.4514 | 3.1221 | 84.953 | 2.4056 | 95.3417 | 1.6407 | 95.3156 | 4.7589 | 98.71 | 3.4873 | Carbamazepine-d8
Caprolactam | LC-HRMS/MS (pH=2.5) | 3.1394 | 0.29221 | 0.97167 | 83.2409 | 1.8195 | 81.2405 | 3.1163 | 125.8157 | 20.7582 | 117.3193 | 58.3257 | 129.573 | 86.5229 | 80.8863 | 5.039 | 75.3632 | 5.6083 | 113.3468 | 19.1553 | 108.424 | 49.8697 | 143.5281 | 31.6484 | Carbamazepine-d8
Carbaryl | LC-HRMS/MS (pH=2.5) | 3.2638 | 0.60664 | 0.731 | 44.6302 | 34.074 | 59.757 | 25.545 | 52.1698 | 20.4816 | 58.6502 | 51.1082 | x | x | x | x | x | x | x | x | x | x | x | x
Carbendazim | LC-HRMS/MS (pH=2.5) | 0.80249 | 0.093898 | 0.969 | 78.4623 | 0.30238 | 73.9076 | 2.9168 | 96.532 | 1.5355 | 97.7335 | 2.4454 | 80.6857 | 37.3213 | 75.9922 | 1.5979 | 74.8861 | 7.2989 | 88.8869 | 1.4855 | 91.6088 | 4.2809 | 112.7057 | 20.947 | Diuron-d6
Carbofuran | LC-HRMS/MS (pH=2.5) | 0.57658 | 0.05941 | 0.982 | 97.0921 | 2.9287 | 91.1909 | 5.2555 | 110.1131 | 3.5745 | 100.9279 | 10.8763 | 85.9359 | 41.692 | 94.369 | 6.1591 | 84.5329 | 5.2697 | 98.8557 | 0.39623 | 93.2531 | 10.4851 | 107.5516 | 6.2172 | Carbamazepine-d8
Carbofuran phenol | LC-HRMS/MS (pH=2.5) | 1.3462 | 0.13202 | 0.984 | 99.6434 | 1.8699 | 99.7399 | 3.7217 | 113.428 | 3.4663 | 108.8383 | 11.6645 | 88.1623 | 40.7373 | 96.8017 | 4.1973 | 92.446 | 2.3012 | 101.8374 | 0.8349 | 100.574 | 10.6146 | 111.965 | 10.2488 | Carbamazepine-d8
Celecoxib | LC-HRMS/MS (pH=2.5) | 1.6965 | 0.27833 | 0.98467 | 69.9988 | 10.385 | 55.0898 | 15.2599 | 71.9848 | 9.1049 | 58.2064 | 8.259 | 49.4876 | 31.6453 | 110.2219 | 11.7838 | 96.5925 | 27.4637 | 96.6274 | 16.6395 | 79.1322 | 14.6771 | 93.1931 | 29.2706 | [2H3]-Thiamethoxam
Cetirizine | LC-HRMS/MS (pH=2.5) | 0.86237 | 0.082095 | 0.97833 | 105.1783 | 2.0178 | 109.6941 | 4.4881 | 113.8888 | 1.6952 | 109.9062 | 5.2627 | 86.561 | 45.2884 | 102.1459 | 2.7827 | 101.7106 | 4.3606 | 102.288 | 2.1043 | 101.5554 | 4.3205 | 105.8044 | 3.485 | Carbamazepine-d8
Chloridazon | LC-HRMS/MS (pH=2.5) | 0.57162 | 0.090269 | 0.96567 | 57.985 | 0.88544 | 56.5374 | 1.1771 | 73.5146 | 0.99882 | 71.8002 | 1.8657 | 56.7839 | 29.1429 | 87.9442 | 2.2643 | 86.8714 | 3.9066 | 103.1289 | 1.0329 | 108.2183 | 18.4301 | 100.6808 | 0.99175 | [13C6]-Sulfamethoxazole
Chloroxuron | LC-HRMS/MS (pH=2.5) | 0.56887 | 0.073599 | 0.98967 | 88.3736 | 8.8463 | 77.1392 | 14.3269 | 85.6056 | 10.9246 | 74.613 | 5.7174 | 60.7343 | 35.302 | 80.1031 | 5.3668 | 73.8625 | 10.3517 | 88.836 | 9.2166 | 85.3798 | 3.6618 | 87.8337 | 9.4598 | Ketoprofen-d3
Chlorpyrifos | LC-HRMS/MS (pH=2.5) | 5.6451 | 9.2146 | 0.97933 | 13.3585 | 4.2589 | 8.3188 | 4.7378 | 5.9548 | 5.0361 | 2.1092 | 3.4056 | 0.88994 | 1.0212 | x | x | x | x | x | x | x | x | x | x
Chlorpyrifos-methyl | LC-HRMS/MS (pH=2.5) | 14.4269 | 7.6277 | 0.97567 | 22.4882 | 13.6995 | 14.2844 | 15.8598 | 32.2512 | 7.7718 | 12.539 | 13.1068 | 13.006 | 4.883 | x | x | x | x | x | x | x | x | x | x
Chlortoluron | LC-HRMS/MS (pH=2.5) | 0.57321 | 0.05362 | 0.986 | 107.3533 | 2.0689 | 104.2857 | 1.7944 | 120.4806 | 1.6014 | 115.0054 | 2.4119 | 87.3885 | 46.3896 | 104.2393 | 1.5547 | 96.682 | 1.147 | 108.2248 | 2.9214 | 106.2767 | 1.6785 | 106.1321 | 2.6562 | Carbamazepine-d8
Clomazone | LC-HRMS/MS (pH=2.5) | 0.60838 | 0.066878 | 0.98833 | 96.5445 | 2.873 | 94.0501 | 2.3359 | 102.8682 | 1.4847 | 85.5155 | 22.6133 | 75.8648 | 41.5293 | 93.7224 | 0.78126 | 87.1805 | 0.62157 | 92.4272 | 4.0268 | 78.9976 | 26.2496 | 91.1104 | 5.8845 | Carbamazepine-d8
Cotinine | LC-HRMS/MS (pH=2.5) | 5.8035 | 4.4537 | 0.955 | 8.6758 | 4.22 | 24.7293 | 29.8844 | 9.1554 | 1.0023 | 13.7069 | 4.7942 | 8.8851 | 4.9842 | x | x | x | x | x | x | x | x | x | x
Crotamiton | LC-HRMS/MS (pH=2.5) | 0.10622 | 0.012133 | 0.98767 | 88.4005 | 3.7692 | 87.5398 | 3.6766 | 102.6349 | 2.1377 | 81.926 | 30.0124 | 77.2293 | 44.3674 | 85.8022 | 2.3128 | 81.1399 | 3.0996 | 92.167 | 1.4785 | 75.6714 | 36.4688 | 91.0563 | 11.332 | Carbamazepine-d8
2-(benzotriazol-1-ylmethoxy)-4-(diethylamino)benzaldehyde | LC-HRMS/MS (pH=2.5) | 3.3524 | 1.4327 | 0.98667 | 34.7391 | 8.6741 | 16.9681 | 13.2157 | 27.7417 | 7.9787 | 19.2344 | 9.2524 | 18.3126 | 10.3529 | x | x | x | x | x | x | x | x | x | x
Desloratadine | LC-HRMS/MS (pH=2.5) | 11.3836 | 0.65605 | 0.62133 | 321.9729 | 62.3439 | 330.9378 | 286.473 | 77.7759 | 4.4624 | 78.4928 | 4.2801 | 58.4045 | 24.4275 | 292.8781 | 20.5598 | 324.8303 | 92.3046 | 81.0732 | 9.3244 | 89.9256 | 4.5116 | 93.6604 | 24.1247 | Ketoprofen-d3
Diazepam | LC-HRMS/MS (pH=2.5) | 0.55434 | 0.065856 | 0.99 | 91.1682 | 4.5178 | 85.8659 | 7.8588 | 90.7298 | 3.3937 | 85.5177 | 1.7272 | 67.5883 | 38.3632 | 82.7678 | 1.2576 | 82.6434 | 2.0224 | 94.4107 | 3.7773 | 98.0609 | 4.4995 | 97.9517 | 5.7732 | Ketoprofen-d3
Dichlorvos | LC-HRMS/MS (pH=2.5) | 3.1304 |  | 0.97767 | 0 | 0 | 0 | 0 | 0 | 0 | 0 | 0 | 0 | 0 | x | x | x | x | x | x | x | x | x | x
Diclofenac | LC-HRMS/MS (pH=2.5) | 3.5095 | 0.52913 | 0.98567 | 82.4583 | 11.0633 | 64.4649 | 18.5567 | 76.1426 | 11.6819 | 60.5486 | 8.9355 | 48.015 | 31.3342 | 74.6657 | 8.7566 | 61.3901 | 20.7036 | 78.9517 | 11.6759 | 69.1512 | 10.5845 | 66.2727 | 20.4389 | Ketoprofen-d3
Diethyl Toluamide | LC-HRMS/MS (pH=2.5) | 0.58955 | 0.052331 | 0.98133 | 115.1585 | 1.3631 | 110.5242 | 2.0934 | 129.5989 | 1.0344 | 109.2597 | 33.5606 | 98.7452 | 49.149 | 111.8358 | 2.2093 | 102.4798 | 2.4524 | 116.4324 | 3.4194 | 100.919 | 30.4881 | 122.5837 | 4.0047 | Carbamazepine-d8
Diflufenican | LC-HRMS/MS (pH=2.5) | 3.2629 | 1.2049 | 0.98 | 41.1973 | 12.1219 | 23.6494 | 16.2235 | 35.3336 | 10.6882 | 17.7362 | 11.2908 | 17.4895 | 11.8871 | x | x | x | x | x | x | x | x | x | x
Dimethachlor | LC-HRMS/MS (pH=2.5) | 0.52441 | 0.060329 | 0.989 | 92.1273 | 1.709 | 88.3458 | 1.5271 | 97.0898 | 1.8494 | 85.7259 | 15.6237 | 71.3377 | 40.124 | 89.4877 | 3.6532 | 81.9018 | 0.66594 | 87.1937 | 1.9158 | 79.206 | 18.0714 | 84.8735 | 8.9791 | Carbamazepine-d8
Dimethoate | LC-HRMS/MS (pH=2.5) | 1.172 | 0.1313 | 0.98433 | 91.4007 | 3.2956 | 82.4293 | 8.0758 | 104.2384 | 2.1789 | 94.7504 | 5.7823 | 73.4888 | 37.9615 | 88.8471 | 6.7327 | 76.4371 | 9.9413 | 93.6068 | 1.4701 | 87.5584 | 5.9673 | 90.1292 | 2.3563 | Carbamazepine-d8
Diphenhydramine | LC-HRMS/MS (pH=2.5) | 0.5575 | 0.052114 | 0.98533 | 113.401 | 3.4719 | 103.6409 | 5.0418 | 117.184 | 2.2522 | 111.7777 | 1.0471 | 88.8768 | 38.8416 | 110.204 | 5.8211 | 96.0517 | 3.4559 | 105.241 | 2.0139 | 103.2998 | 1.0015 | 114.9449 | 15.8254 | Carbamazepine-d8
Diphenhydramine-N-glucuronide | LC-HRMS/MS (pH=2.5) | x | x | x | 0 | 0 | 0 | 0 | 0 | 0 | 0 | 0 | 0 | 0 | 84.0525 | 7.7648 | 101.8507 | 2.1296 | 83.8183 | 9.094 | 82.117 | 8.5208 | 101.8351 | 22.7642 | Atrazine-d5
Diuron | LC-HRMS/MS (pH=2.5) | 0.55674 | 0.055496 | 0.98467 | 104.0474 | 3.6133 | 99.654 | 6.5403 | 109.0501 | 0.8209 | 109.0473 | 2.8081 | 79.8128 | 45.8127 | 100.7509 | 2.8474 | 100.7116 | 2.3344 | 100.4136 | 0.50944 | 102.1497 | 0.35684 | 102.1341 | 2.3344 | Diuron-d6
Dodemorph | LC-HRMS/MS (pH=2.5) | 8.3262 | 1.1648 | 0.95233 | 68.4489 | 1.4435 | 69.9419 | 3.7683 | 77.5472 | 1.1332 | 80.4459 | 6.3964 | 61.0317 | 27.3523 | 81.5666 | 6.2994 | 95.5847 | 4.4455 | 98.8453 | 0.93902 | 105.5555 | 10.8084 | 133.1101 | 3.0942 | Atrazine-d5
Ethyl-4-dimethylaminobenzoate | LC-HRMS/MS (pH=2.5) | 0.53135 | 0.070087 | 0.986 | 83.5808 | 12.8665 | 81.2114 | 7.4607 | 86.6078 | 7.1305 | 68.969 | 20.9896 | 58.6964 | 32.0518 | 75.6347 | 10.917 | 78.1614 | 1.9591 | 89.994 | x | 79.0146 | 30.4219 | 86.7955 | 7.8031 | Ketoprofen-d3
Eprosartan | LC-HRMS/MS (pH=2.5) | 1.2274 | 0.12386 | 0.984 | 105.7172 | 5.4091 | 104.9639 | 1.0289 | 101.4507 | 2.2681 | 102.1138 | 4.6643 | 81.23 | 44.3316 | 102.5936 | 2.7734 | 97.322 | 1.6731 | 91.14 | 3.8551 | 94.3772 | 4.8608 | 97.9505 | 6.8737 | Carbamazepine-d8
Ethion | LC-HRMS/MS (pH=2.5) | 2.9963 | 3.6405 | 0.98 | 15.2373 | 3.912 | 5.4678 | 7.8507 | 12.0625 | 5.8599 | 5.1682 | 5.9772 | 3.2174 | 2.2603 | x | x | x | x | x | x | x | x | x | x
Ethyl 3,4-dihydroxybenzoate | LC-MS/MS (pH=2.5) | 25 | 3.1273 | 0.99226 | 119.5283 | 1.2674 | 111.3193 | 21.741 | 86.3366 | 3.6486 | 53.1266 | 71.6786 | 29.3977 | 11.0386 | x | x | x | x | x | x | x | x | x | x
Ethylparaben | LC-MS/MS (pH=10.5) | 1.2053 | 0.098325 | 0.99795 | 116.9235 | 7.5592 | 120.2123 | 14.8975 | 148.3859 | 1.6291 | 115.3388 | 16.7999 | 112.0664 | 6.294 | 115.4041 | 5.2184 | 128.3189 | 16.1556 | 129.8076 | 5.0268 | 115.3922 | 5.4081 | 108.1398 | 3.7945 | BPA-d16
Fenoxycarb | LC-HRMS/MS (pH=2.5) | 0.55893 | 0.10384 | 0.98867 | 68.8132 | 12.6793 | 47.597 | 19.0401 | 65.3599 | 15.6787 | 47.3079 | 10.2993 | 40.0574 | 24.9451 | x | x | x | x | x | x | x | x | x | x
Fenpropidin | LC-HRMS/MS (pH=2.5) | 1.1035 | 0.13608 | 0.98467 | 82.6169 | 1.8797 | 79.0229 | 0.36924 | 88.7985 | 3.8089 | 82.4382 | 2.2661 | 72.5787 | 32.6029 | 80.035 | 3.8589 | 80.0376 | 5.2641 | 81.7867 | 5.0963 | 77.2633 | 4.0925 | 102.3918 | 23.3479 | Diuron-d6
Fenpropimorph | LC-HRMS/MS (pH=2.5) | 3.2605 | 0.39401 | 0.979 | 83.8856 | 3.1746 | 81.6998 | 4.0465 | 86.2983 | 2.665 | 91.9423 | 2.5349 | 69.9344 | 33.6015 | 100.9716 | 5.8998 | 89.0242 | 5.0577 | 115.4257 | 3.3181 | 117.8478 | 16.4539 | 137.2756 | 26.4485 | [13C6]-Diclofenac
Fenthion | LC-HRMS/MS (pH=2.5) | 3.1989 | 1.1269 | 0.97967 | 37.8348 | 11.1628 | 25.6224 | 14.4486 | 37.6688 | 11.9988 | 21.4043 | 12.9203 | 19.4037 | 14.6234 | x | x | x | x | x | x | x | x | x | x
Finasteride | LC-HRMS/MS (pH=2.5) | 0.5882 | 0.067126 | 0.98633 | 97.1978 | 4.9811 | 96.6248 | 6.3187 | 89.0625 | 0.69162 | 85.0657 | 1.7898 | 70.1786 | 38.8639 | 88.2865 | 4.3256 | 93.1536 | 3.6692 | 92.727 | 4.2468 | 97.5003 | 2.815 | 102.2003 | 1.6813 | Ketoprofen-d3
Fipronil desulfinyl | LC-HRMS/MS (pH=10.5) | 0.5785 | 0.082968 | 0.98867 | 83.6546 | 8.2058 | 55.0551 | 22.5847 | 66.4143 | 27.902 | 66.1364 | 14.2718 | 77.3688 | 8.9732 | 92.6064 | 8.8514 | 84.5271 | 7.5362 | 116.3767 | 45.7143 | 79.3436 | 13.1299 | 95.7746 | 9.5808 | BPA-d16
Fipronil | LC-HRMS/MS (pH=10.5) | 0.58047 | 0.080227 | 0.99 | 82.8049 | 7.9664 | 60.5814 | 24.2554 | 67.9517 | 30.1099 | 71.2716 | 11.7955 | 79.1544 | 8.9931 | 91.6769 | 8.8394 | 93.2433 | 6.5766 | 116.0183 | 40.4679 | 85.7109 | 8.0428 | 97.996 | 9.4866 | BPA-d16
Fipronil sulfone | LC-HRMS/MS (pH=10.5) | 0.58085 | 0.12786 | 0.98933 | 64.4609 | 8.2614 | 33.1751 | 20.7701 | 44.5412 | 19.0885 | 39.4732 | 14.4947 | 45.4908 | 7.4501 | 81.5744 | 11.0512 | 56.2291 | 52.3226 | 96.7471 | 20.3803 | 70.3856 | 31.3804 | 106.7389 | 19.7182 | [2H7]-Naphthol
Fluconazole | LC-HRMS/MS (pH=2.5) | 3.3472 | 0.30051 | 0.977 | 118.7736 | 2.4146 | 121.3053 | 3.7474 | 116.0309 | 4.1273 | 115.1553 | 5.366 | 85.6586 | 45.8673 | 115.3256 | 1.456 | 112.4689 | 3.1471 | 104.2448 | 4.9585 | 106.4117 | 4.3903 | 103.6979 | 3.508 | Carbamazepine-d8
Flusilazole | LC-HRMS/MS (pH=2.5) | 0.53853 | 0.07559 | 0.98933 | 79.9191 | 8.3193 | 68.4067 | 13.189 | 80.6558 | 9.2664 | 70.3251 | 5.5293 | 56.9143 | 33.8774 | 96.2203 | 11.2142 | 74.5713 | 19.1454 | 107.7172 | 9.5562 | 90.7663 | 22.0246 | 101.9163 | 8.4711 | [13C6]-Diclofenac
Gabapentin | LC-HRMS/MS (pH=2.5) | 3.1507 | 0.31879 | 0.97567 | 96.3511 | 2.9 | 95.9188 | 17.7181 | 113.7313 | 3.3534 | 108.6794 | 9.6151 | 79.4883 | 31.937 | 93.614 | 5.1796 | 89.1435 | 20.306 | 102.1234 | 2.0606 | 100.4466 | 9.0342 | 105.4396 | 22.995 | Carbamazepine-d8
Genistein | LC-HRMS/MS (pH=2.5) | 3.5549 | 0.28714 | 0.98167 | 149.0898 | 19.2599 | 118.8972 | 28.1077 | 132.3058 | 8.1249 | 120.4628 | 10.0477 | 98.2603 | 55.0753 | 144.4773 | 10.0928 | 110.2424 | 23.3969 | 119.004 | 9.1338 | 111.3434 | 8.6415 | 117.0348 | 8.5517 | Carbamazepine-d8
Genistin | LC-HRMS/MS (pH=2.5) | 12.9462 | 2.5892 | 0.96567 | x | x | x | x | x | x | x | x | x | x | x | x | x | x | x | x | x | x | x | x
Glibenclamide | LC-HRMS/MS (pH=2.5) | 3.3424 | 0.5746 | 0.98633 | 76.5811 | 15.1765 | 56.7298 | 26.6737 | 69.3236 | 17.0831 | 45.7509 | 15.4313 | 42.4555 | 28.9707 | 136.5554 | 1.2643 | 131.7356 | 8.9964 | 120.8984 | 2.7863 | 119.4024 | 20.297 | 126.5303 | 25.3265 | BP3-d5
Glimepiride | LC-HRMS/MS (pH=2.5) | 0.85027 | 0.13844 | 0.984 | 85.2046 | 13.9575 | 59.6932 | 22.2484 | 71.6019 | 15.2983 | 46.5822 | 16.1355 | 44.0061 | 30.8943 | 153.3793 | 11.411 | 142.7409 | 5.0996 | 125.72 | 8.3251 | 121.4083 | 20.629 | 129.8318 | 26.1055 | BP3-d5
Glycitin | LC-HRMS/MS (pH=2.5) | 9.075 | 1.815 | 0.98367 | x | x | x | x | x | x | x | x | x | x | x | x | x | x | x | x | x | x | x | x
Hexazinone | LC-HRMS/MS (pH=2.5) | 0.11873 | 0.012089 | 0.96533 | 100.5912 | 2.326 | 100.4875 | 3.4264 | 105.4167 | 3.4638 | 102.7664 | 0.97828 | 81.8064 | 38.6146 | 97.664 | 1.0902 | 93.1603 | 3.1052 | 94.639 | 0.53879 | 94.9693 | 0.40129 | 103.3142 | 8.9969 | Carbamazepine-d8
Imazalil | LC-HRMS/MS (pH=2.5) | 0.55823 | 0.06381 | 0.98267 | 90.2971 | 3.5838 | 82.8958 | 2.4537 | 96.1763 | 5.8774 | 94.8682 | 3.0456 | 73.1747 | 39.1651 | 87.4972 | 5.7707 | 84.0281 | 7.7814 | 88.5245 | 5.0194 | 88.9458 | 5.4886 | 96.7376 | 9.456 | Diuron-d6
Imidacloprid | LC-HRMS/MS (pH=2.5) | 1.1073 | 0.16061 | 0.95767 | 72.4589 | 1.2357 | 66.8538 | 2.6476 | 71.7167 | 1.0674 | 72.7701 | 7.1841 | 60.9106 | 29.8218 | 87.3791 | 8.9346 | 72.8198 | 2.5158 | 95.9138 | 1.1076 | 94.1094 | 23.7905 | 118.5344 | 24.583 | [13C6]-Diclofenac
Indometacin | LC-HRMS/MS (pH=2.5) | 1.0819 | 0.14953 | 0.98167 | 97.422 | 19.4085 | 71.9831 | 31.189 | 84.0224 | 21.4742 | 56.2165 | 15.0357 | 52.1332 | 34.8431 | 117.3306 | 19.8534 | 78.4229 | 42.1557 | 111.9435 | 23.6461 | 72.5465 | 32.3176 | 88.9246 | 14.727 | [13C6]-Diclofenac
Irbersartan | LC-HRMS/MS (pH=2.5) | 0.6546 | 0.075798 | 0.98867 | 95.2202 | 5.7339 | 85.9781 | 9.5608 | 93.4008 | 5.0493 | 86.9147 | 4.7953 | 70.2923 | 40.2801 | 86.414 | 1.4333 | 82.6694 | 3.8124 | 97.1409 | 3.778 | 99.5136 | 1.4165 | 100.9107 | 5.4487 | Ketoprofen-d3
Isoproturon | LC-HRMS/MS (pH=2.5) | 0.12096 | 0.010607 | 0.95467 | 115.1969 | 1.4413 | 111.7395 | 4.5415 | 124.9257 | 1.0064 | 121.9115 | 4.2848 | 96.4387 | 43.1669 | 111.9003 | 3.534 | 103.5716 | 2.9669 | 112.225 | 3.0555 | 112.651 | 2.9485 | 123.7227 | 13.3206 | Carbamazepine-d8
Ketoconazole | LC-HRMS/MS (pH=2.5) | 3.5516 | 0.64665 | 0.98433 | 56.2163 | 1.0275 | 53.5745 | 5.6397 | 58.8372 | 3.4851 | 62.6283 | 5.7718 | 43.359 | 29.2724 | 85.2607 | 2.414 | 82.4871 | 13.5297 | 82.53 | 5.5864 | 95.2844 | 26.813 | 69.3452 | 33.772 | [13C6]-Sulfamethoxazole
Ketoprofen | LC-HRMS/MS (pH=2.5) | 0.59629 | 0.06703 | 0.97833 | 101.4195 | 5.8547 | 97.4502 | 7.9856 | 92.2511 | 2.6976 | 85.4156 | 2.6181 | 68.2566 | 37.9008 | 92.047 | 1.2043 | 93.8375 | 0.95775 | 95.9746 | 1.8213 | 97.8724 | 2.0455 | 99.1594 | 2.5505 | Ketoprofen-d3
Laudanosine | LC-HRMS/MS (pH=2.5) | 0.56753 | 0.064326 | 0.98867 | 91.6115 | 2.3867 | 91.2963 | 3.6825 | 93.7395 | 3.2517 | 89.9564 | 3.8202 | 74.5303 | 35.7188 | 88.7436 | 3.8566 | 92.5742 | 8.8967 | 86.3028 | 2.6755 | 84.2656 | 3.369 | 102.9252 | 18.2343 | Diuron-d6
Lidocaine | LC-HRMS/MS (pH=2.5) | 0.56883 | 0.059809 | 0.98667 | 93.5239 | 4.4942 | 89.9031 | 2.0926 | 105.1041 | 4.8502 | 101.1939 | 1.7031 | 85.8138 | 38.0531 | 90.9404 | 8.0626 | 83.3797 | 3.8903 | 94.3702 | 3.9037 | 93.523 | 2.079 | 110.3631 | 13.9439 | Carbamazepine-d8
Linuron | LC-HRMS/MS (pH=2.5) | 3.2025 | 0.38588 | 0.98533 | 88.6396 | 5.1343 | 82.0346 | 7.4662 | 91.9259 | 5.187 | 85.0768 | 7.1319 | 67.2818 | 36.5558 | 80.4469 | 1.2059 | 78.951 | 0.44943 | 95.5594 | 1.6832 | 97.4583 | 7.526 | 98.6136 | 1.3995 | Ketoprofen-d3
Loperamide | LC-HRMS/MS (pH=2.5) | 3.5257 | 0.55431 | 0.98533 | 70.2188 | 3.8847 | 59.7885 | 6.1014 | 69.0941 | 2.1184 | 64.0334 | 3.0562 | 54.8897 | 28.3734 | 63.8797 | 8.4768 | 57.5426 | 5.168 | 71.8847 | 2.1997 | 73.4612 | 7.4498 | 82.0754 | 5.8157 | Ketoprofen-d3
Lorazepam | LC-HRMS/MS (pH=2.5) | 1.183 | 0.12649 | 0.966 | 100.8216 | 5.5932 | 100.8765 | 5.6378 | 97.3616 | 2.5537 | 97.1062 | 1.8178 | 71.4387 | 40.8769 | 97.877 | 4.7853 | 93.5041 | 4.8405 | 87.4521 | 3.4565 | 89.7401 | 1.8215 | 84.3634 | 10.8455 | Carbamazepine-d8
Losartan | LC-HRMS/MS (pH=2.5) | 0.62609 | 0.074341 | 0.98633 | 87.3816 | 8.733 | 84.4559 | 9.2001 | 92.7211 | 3.7243 | 87.8722 | 2.0494 | 68.6632 | 40.2973 | 79.2543 | 6.7448 | 81.2207 | 3.9491 | 96.4408 | 1.9473 | 100.8019 | 5.7907 | 97.6965 | 8.211 | Ketoprofen-d3
Perfluorobutanesulfonic acid | LC-HRMS/MS (pH=10.5) | 0.11774 | 0.012696 | 0.991 | 96.1603 | 0.90683 | 82.59 | 16.965 | 81.5607 | 37.6012 | 100.1017 | 5.3436 | 103.268 | 3.6522 | 106.5095 | 0.91245 | 134.6953 | 20.8087 | 135.6044 | 34.6457 | 121.1157 | 3.4881 | 127.9959 | 3.1622 | BPA-d16
Perfluorooctanesulfonic acid | LC-HRMS/MS (pH=10.5) | 0.55408 | 0.18538 | 0.98567 | 37.3692 | 14.5144 | 14.3122 | 7.9436 | 36.6338 | 16.5981 | 22.5234 | 8.7115 | 38.6079 | 7.7803 | x | x | x | x | x | x | x | x | x | x
Monobenzyl phthalate | LC-MS/MS (pH=2.5) | 2.2783 | 0.21876 | 0.99923 | 105.2469 | 0.034029 | 107.0658 | 9.8086 | 106.8246 | 8.5343 | 99.3869 | 2.7958 | 102.2039 | 1.2565 | 101.5208 | 6.7492 | 100.3063 | 19.5226 | 115.3633 | 6.2666 | 110.2647 | 3.0177 | 118.2081 | 1.7572 | Bentazon-d7
Monobutyl phthalate | LC-MS/MS (pH=2.5) | 4.7076 | 0.45909 | 0.99921 | 102.5684 | 13.8408 | 99.8651 | 11.4996 | 99.0718 | 17.1321 | 105.0962 | 2.2791 | 106.1152 | 1.996 | 98.4763 | 7.1589 | 92.6965 | 12.0133 | 107.5363 | 20.5263 | 116.6532 | 4.5092 | 122.7268 | 2.0646 | Bentazon-d7
Methyl 3,5-dihydroxybenzoate | LC-MS/MS (pH=10.5) | 0.99645 | 0.12629 | 0.99019 | 138.1663 | 26.3374 | 94.3945 | 36.4576 | 52.9184 | 13.9758 | 28.9905 | 27.0485 | 80.0368 | 136.4407 | x | x | x | x | x | x | x | x | x | x
Mebendazole | LC-HRMS/MS (pH=2.5) | 0.1732 | 0.016868 | 0.98233 | 108.8313 | 5.849 | 109.2334 | 4.92 | 108.5231 | 2.2475 | 104.3425 | 1.6889 | 82.4607 | 47.3363 | 105.5971 | 2.3129 | 101.27 | 4.3014 | 97.5494 | 5.5393 | 96.4347 | 2.1488 | 97.3061 | 11.2491 | Carbamazepine-d8
Mecoprop | LC-HRMS/MS (pH=10.5) | 0.55542 | 0.056618 | 0.984 | 108.4541 | 1.1038 | 77.943 | 16.824 | 91.7018 | 43.3133 | 99.1521 | 14.1795 | 113.2483 | 8.0237 | 120.1264 | 0.98472 | 126.8813 | 20.3961 | 150.8471 | 32.3862 | 119.5461 | 8.6964 | 140.3145 | 6.0337 | BPA-d16
Mefenamic acid | LC-HRMS/MS (pH=2.5) | 0.84708 | 0.15331 | 0.985 | 74.2042 | 20.6528 | 49.0797 | 24.4869 | 73.3175 | 22.3453 | 42.3232 | 15.207 | 37.341 | 22.379 | 131.4317 | 11.4975 | 113.0103 | 12.9335 | 126.4943 | 7.793 | 109.2672 | 14.3875 | 119.5869 | 3.7885 | BP3-d5
Mono-(2-ethyl-5-hydroxyhexyl) phtalate | LC-MS/MS (pH=2.5) | 5.1104 | 0.51106 | 0.99885 | 95.2129 | 11.3795 | 98.9627 | 4.9025 | 96.8525 | 3.799 | 100.9542 | 5.9802 | 107.996 | 6.4422 | 91.4901 | 4.6822 | 92.2069 | 12.2152 | 104.6947 | 3.0735 | 112.1489 | 8.5887 | 124.9212 | 6.7924 | Bentazon-d7
Mono-2-Ethylhexyl phthalate | LC-MS/MS (pH=2.5) | 1.2973 | 0.16423 | 0.99912 | 92.1517 | 12.3175 | 65.8813 | 44.4707 | 91.2783 | 21.3796 | 64.1168 | 28.7483 | 81.527 | 16.4904 | x | x | x | x | x | x | x | x | x | x
MEHP glucuronide | LC-HRMS/MS (pH=10.5) | x | x | x | x | x | x | x | x | x | x | x | x | x | x | x | x | x | x | x | x | x | x | x
Mono-[(2RS)-2-Ethyl-5-oxohexyl phthalate | LC-MS/MS (pH=2.5) | 3.7702 | 0.34644 | 0.99846 | 104.8322 | 1.0101 | 111.775 | 3.6756 | 110.0653 | 0.51074 | 102.0121 | 7.7304 | 115.4528 | 6.8792 | 101.0854 | 5.707 | 104.347 | 14.2794 | 119.0274 | 2.8668 | 113.1424 | 7.0055 | 133.5544 | 7.3226 | Bentazon-d7
Metalaxyl | LC-HRMS/MS (pH=2.5) | 0.53145 | 0.047826 | 0.98033 | 112.7784 | 2.9994 | 106.1586 | 3.2407 | 124.5307 | 1.8529 | 116.9469 | 7.9442 | 95.1871 | 48.173 | 109.5739 | 4.9584 | 98.4108 | 2.3003 | 111.8473 | 2.1917 | 108.0605 | 6.4535 | 117.5028 | 2.2607 | Carbamazepine-d8
Metamitron | LC-HRMS/MS (pH=2.5) | 0.78014 | 0.13243 | 0.963 | 55.4202 | 1.4488 | 54.6548 | 1.6609 | 67.0732 | 1.3274 | 66.6321 | 1.7913 | 50.7746 | 24.8619 | 84.0636 | 3.6087 | 83.924 | 0.48384 | 94.0943 | 1.9042 | 100.5059 | 19.0958 | 91.4007 | 3.829 | [13C6]-Sulfamethoxazole
Metazachlor | LC-HRMS/MS (pH=2.5) | 1.1331 | 0.10753 | 0.96767 | 109.8538 | 3.176 | 101.133 | 2.8336 | 116.1437 | 4.8237 | 112.688 | 6.382 | 87.0449 | 47.9204 | 106.7166 | 4.6206 | 93.7438 | 1.163 | 104.4051 | 6.7824 | 104.1295 | 5.3733 | 104.4203 | 6.7735 | Carbamazepine-d8
Metconazole | LC-HRMS/MS (pH=2.5) | 0.56146 | 0.079047 | 0.98533 | 83.4369 | 9.4699 | 66.9162 | 12.4061 | 79.5308 | 15.937 | 67.6653 | 6.3896 | 57.599 | 34.9367 | 100.3015 | 10.1007 | 72.9171 | 18.1294 | 106.0564 | 18.0403 | 87.5469 | 23.9737 | 101.7604 | 5.9867 | [13C6]-Diclofenac
Methiocarb | LC-HRMS/MS (pH=2.5) | 3.5633 | 0.41329 | 0.986 | 93.3366 | 3.9916 | 82.2225 | 4.5313 | 96.4289 | 0.95125 | 87.003 | 6.0126 | 72.0979 | 39.2105 | 84.7821 | 3.494 | 79.3837 | 6.8197 | 100.3825 | 3.7657 | 99.6499 | 5.4095 | 105.6627 | 0.65445 | Ketoprofen-d3
Methylparaben | LC-MS/MS (pH=10.5) | 0.49959 | 0.00079083 | 0.9981 | x | x | x | x | x | x | x | x | x | x | x | x | x | x | x | x | x | x | x | x
Methyl 3,5-di-tert-butyl-4-hydroxybenzoate | LC-HRMS/MS (pH=2.5) | 1.059 | 0.27759 | 0.985 | 46.0061 | 15.4158 | 37.3094 | 15.4117 | 51.2236 | 11.5718 | 28.4805 | 15.6203 | 27.7326 | 15.9033 | 80.7733 | 15.7195 | 88.5035 | 7.0882 | 89.6965 | 3.2855 | 69.4247 | 26.1843 | 89.4584 | 13.5167 | BP3-d5
Metolachlor | LC-HRMS/MS (pH=2.5) | 0.55734 | 0.062742 | 0.98667 | 96.5328 | 4.0696 | 85.7858 | 5.93 | 100.4101 | 3.9154 | 84.7971 | 17.0391 | 76.6278 | 42.5685 | 87.6544 | 0.75927 | 82.6664 | 2.0738 | 104.4331 | 1.2192 | 97.1242 | 19.6974 | 111.4108 | 1.9123 | Ketoprofen-d3
Metribuzin | LC-HRMS/MS (pH=2.5) | 3.2275 | 0.34643 | 0.97967 | 101.9675 | 4.8812 | 103.0742 | 2.1714 | 95.077 | 1.445 | 90.8043 | 11.0857 | 74.8899 | 39.8908 | 98.9505 | 1.8493 | 95.609 | 4.3278 | 85.4047 | 2.9831 | 83.9026 | 12.0133 | 90.9535 | 4.1485 | Carbamazepine-d8
Mexacarbate | LC-HRMS/MS (pH=2.5) | 0.57138 | 0.081926 | 0.97233 | 59.9079 | 1.4326 | 57.8299 | 0.84058 | 82.8408 | 6.3994 | 83.9798 | 2.0569 | 64.1609 | 33.0707 | 72.2804 | 9.9753 | 63.0833 | 6.1366 | 110.7506 | 6.8026 | 107.5694 | 15.6998 | 123.4416 | 22.9727 | [13C6]-Diclofenac
Myclobutanil | LC-HRMS/MS (pH=2.5) | 0.54853 | 0.058586 | 0.981 | 103.3351 | 6.0222 | 102.3352 | 9.2554 | 96.649 | 1.9448 | 92.9796 | 2.7127 | 72.8421 | 41.4582 | 93.7841 | 1.2596 | 98.4916 | 0.20838 | 100.6006 | 3.7211 | 106.6265 | 5.2032 | 104.9023 | 4.6441 | Ketoprofen-d3
Naproxen | LC-HRMS/MS (pH=2.5) | 5.9576 | 0.68449 | 0.98267 | 95.6257 | 9.4889 | 84.7317 | 6.4629 | 90.2922 | 8.0418 | 89.5174 | 4.0797 | 75.0168 | 40.7052 | 92.5185 | 8.4612 | 85.628 | 4.124 | 83.1326 | 8.6706 | 83.9001 | 5.5135 | 98.4396 | 6.2567 | Diuron-d6
N-Desmethylacetamiprid | LC-HRMS/MS (pH=2.5) | 0.6648 | 0.074199 | 0.978 | 97.3733 | 2.8066 | 95.246 | 2.2266 | 91.1721 | 2.4031 | 90.7404 | 2.0893 | 73.4521 | 37.4723 | 94.6096 | 5.1837 | 88.2939 | 1.1313 | 81.8655 | 1.3828 | 83.8565 | 2.2034 | 90.6675 | 5.6361 | Carbamazepine-d8
Oryzalin | LC-HRMS/MS (pH=2.5) | 5.6272 | 0.8852 | 0.98733 | 76.335 | 16.3985 | 56.3777 | 20.1883 | 74.1868 | 17.2394 | 61.1609 | 7.4677 | 49.7888 | 31.0049 | 68.9575 | 16.782 | 53.4903 | 27.9446 | 76.7521 | 19.6857 | 69.899 | 8.1413 | 69.9052 | 15.1363 | Ketoprofen-d3
Perfluorooctanoic acid | LC-HRMS/MS (pH=10.5) | 0.565 | 0.097467 | 0.986 | 62.6213 | 9.7905 | 43.1842 | 11.9067 | 61.8975 | 28.971 | 50.381 | 20.6452 | 71.7586 | 7.6512 | 69.3734 | 15.7103 | 69.751 | 20.6233 | 102.217 | 33.1997 | 60.2982 | 36.2213 | 88.9386 | 10.5759 | BPA-d16
Perfluorooctanesulfonamide | LC-HRMS/MS (pH=10.5) | 5.8785 | 7.0423 | 0.92733 | 14.0536 | 11.1526 | 0.73877 | 0.84732 | 10.9128 | 5.4508 | 3.4827 | 3.9002 | 12.5493 | 3.9307 | x | x | x | x | x | x | x | x | x | x
Phthalic acid | LC-HRMS/MS (pH=2.5) | 3.8442 | 0.49724 | 0.98067 | 109.9568 | 12.0683 | 77.6985 | 23.3414 | 74.1722 | 12.5318 | 62.4259 | 23.7526 | 62.2934 | 41.0823 | 99.6829 | 7.1534 | 73.8922 | 20.5431 | 76.824 | 12.6635 | 70.8443 | 33.9206 | 84.4606 | 22.9437 | Ketoprofen-d3
Pindolol | LC-HRMS/MS (pH=2.5) | 0.58571 | 0.068464 | 0.98567 | 83.2557 | 1.1513 | 81.404 | 3.4406 | 99.757 | 2.7844 | 89.3252 | 22.2566 | 74.011 | 34.3691 | 80.8555 | 2.4896 | 75.4848 | 4.7091 | 89.6011 | 3.4775 | 82.5127 | 24.662 | 93.9073 | 10.1868 | Carbamazepine-d8
Pirimicarb | LC-HRMS/MS (pH=2.5) | 0.56366 | 0.19899 | 0.98867 | 47.1085 | 9.6699 | 29.3843 | 1.0811 | 25.293 | 0.28236 | 27.8129 | 1.7455 | 12.03 | 5.6238 | x | x | x | x | x | x | x | x | x | x
Pirimiphos-methyl | LC-HRMS/MS (pH=2.5) | 0.50442 | 0.1836 | 0.98333 | 40.42 | 5.7894 | 24.4452 | 9.1933 | 34.5232 | 7.768 | 23.6802 | 6.1846 | 14.3027 | 8.3075 | x | x | x | x | x | x | x | x | x | x
Prochloraz | LC-HRMS/MS (pH=2.5) | 1.099 | 0.14577 | 0.98333 | 87.3195 | 5.9117 | 66.2074 | 14.2564 | 86.4706 | 11.882 | 76.1368 | 6.2193 | 60.837 | 36.1138 | 79.2349 | 2.7435 | 63.2847 | 13.0265 | 89.7004 | 10.0656 | 87.116 | 4.1613 | 86.468 | 9.6168 | Ketoprofen-d3
Propachlor | LC-HRMS/MS (pH=2.5) | 0.56581 | 0.061337 | 0.98367 | 98.2466 | 1.6896 | 91.6492 | 2.6208 | 105.5824 | 1.3692 | 89.5544 | 29.8695 | 76.1976 | 41.617 | 95.4405 | 3.9566 | 84.9533 | 1.3329 | 94.8335 | 2.3946 | 82.7155 | 33.1386 | 91.5846 | 5.6045 | Carbamazepine-d8
Propamocarb | LC-HRMS/MS (pH=2.5) | 1.1365 | 0.41345 | 0.97733 | 29.7102 | 4.7621 | 21.1458 | 11.5196 | 34.1596 | 9.5834 | 32.3976 | 8.1389 | 20.0221 | 6.0452 | x | x | x | x | x | x | x | x | x | x
Propanil | LC-HRMS/MS (pH=2.5) | 5.6407 | 0.61651 | 0.98233 | 98.0322 | 7.1159 | 91.2949 | 10.6144 | 97.4525 | 3.7702 | 91.2861 | 1.1603 | 79.4082 | 41.6157 | 95.0839 | 4.4132 | 84.5841 | 10.5753 | 87.6025 | 6.5914 | 84.3609 | 1.0896 | 96.8651 | 1.4877 | Carbamazepine-d8
Propiconazole | LC-HRMS/MS (pH=2.5) | 0.58173 | 0.07178 | 0.98767 | 92.3537 | 10.2663 | 78.1332 | 14.1443 | 90.5473 | 11.5236 | 79.3551 | 5.0281 | 64.83 | 39.6447 | 83.6967 | 6.7072 | 74.8272 | 9.6812 | 93.9368 | 8.7882 | 90.8383 | 2.2899 | 91.1597 | 13.0156 | Ketoprofen-d3
Propranolol | LC-HRMS/MS (pH=2.5) | 0.58704 | 0.064384 | 0.98333 | 91.1757 | 1.4158 | 89.0706 | 2.3447 | 98.9732 | 1.8674 | 99.1668 | 2.7952 | 77.5037 | 34.8636 | 88.5383 | 1.8939 | 82.5666 | 1.343 | 88.8844 | 1.8219 | 91.6405 | 2.554 | 99.2005 | 12.4349 | Carbamazepine-d8
Propyphenazone | LC-HRMS/MS (pH=2.5) | 0.11657 | 0.01071 | 0.98833 | 110.8013 | 1.3588 | 106.2439 | 1.1028 | 119.565 | 2.6189 | 114.4419 | 6.3991 | 93.1899 | 43.4595 | 107.6015 | 2.0518 | 98.5123 | 1.993 | 107.3721 | 1.7779 | 105.7434 | 5.0974 | 118.0692 | 9.7098 | Carbamazepine-d8
Propyzamide | LC-HRMS/MS (pH=2.5) | 3.3428 | 0.37041 | 0.98433 | 95.7671 | 5.3562 | 87.2512 | 7.0161 | 101.4814 | 3.5899 | 89.4158 | 14.3527 | 77.3056 | 39.5432 | 92.9136 | 2.3505 | 80.9142 | 8.4148 | 91.2407 | 6.7671 | 82.6286 | 16.037 | 95.1276 | 2.2151 | Carbamazepine-d8
Prosulfocarb | LC-HRMS/MS (pH=2.5) | 0.58212 | 0.16914 | 0.98433 | 43.1466 | 11.9426 | 31.8689 | 16.6475 | 45.8766 | 12.3163 | 26.6978 | 14.285 | 24.4878 | 15.3561 | 76.2455 | 9.6855 | 73.3919 | 12.4785 | 79.7057 | 1.8014 | 65.4072 | 21.1012 | 77.2234 | 5.7487 | BP3-d5
Pyrantel | LC-HRMS/MS (pH=2.5) | 4.9307 | 0.46938 | 0.97833 | 103.8364 | 3.8363 | 97.9611 | 2.2825 | 113.2743 | 3.3599 | 110.4672 | 9.2942 | 99.7044 | 39.3444 | 100.9457 | 6.9598 | 90.8584 | 4.1363 | 101.7039 | 1.2229 | 102.1104 | 8.7797 | 132.0963 | 21.8732 | Carbamazepine-d8
Pyrazophos | LC-HRMS/MS (pH=2.5) | 0.55926 | 0.11572 | 0.98967 | 67.3385 | 17.628 | 38.6677 | 24.0707 | 62.8634 | 20.1514 | 37.0727 | 16.0197 | 35.6982 | 24.0928 | 119.5976 | 10.9723 | 86.8706 | 22.4013 | 108.1413 | 9.357 | 94.6157 | 18.8315 | 108.3431 | 16.541 | BP3-d5
Quinmerac | LC-HRMS/MS (pH=2.5) | 0.57228 | 0.058409 | 0.937 | 112.721 | 6.5303 | 113.2401 | 5.4173 | 95.6216 | 2.8594 | 94.2301 | 1.5708 | 74.0797 | 41.7651 | 109.3569 | 2.5641 | 104.943 | 3.1366 | 85.907 | 4.4951 | 87.0887 | 2.1907 | 87.9988 | 9.2413 | Carbamazepine-d8
Ranitidine | LC-HRMS/MS (pH=2.5) | 3.2182 | 0.78217 | 0.98533 | 28.7801 | 11.0029 | 36.7782 | 7.0228 | 50.9983 | 10.7707 | 47.0151 | 8.2027 | 42.1504 | 24.793 | 57.4757 | 37.1114 | 83.4117 | 23.9695 | 101.7803 | 22.7108 | 112.3687 | 20.2185 | 129.0215 | 2.2254 | Sulfamethazine-d4
Rimexolone | LC-HRMS/MS (pH=2.5) | 0.56259 | 0.079687 | 0.989 | 84.6799 | 8.6648 | 64.4296 | 17.9097 | 82.6335 | 14.3608 | 64.1195 | 10.0154 | 57.1377 | 35.6544 | 101.9306 | 10.7939 | 70.0712 | 26.2199 | 110.2338 | 15.2876 | 82.9909 | 26.3818 | 99.8736 | 7.8796 | [13C6]-Diclofenac
Simazine | LC-HRMS/MS (pH=2.5) | 0.56051 | 0.08293 | 0.986 | 81.1128 | 2.2465 | 70.5994 | 2.9137 | 71.1815 | 2.1032 | 72.1972 | 5.4919 | 42.8515 | 22.6653 | 96.547 | 3.054 | 96.5391 | 5.0151 | 90.7414 | 3.2758 | 94.4121 | 2.0301 | 89.4958 | 12.9865 | Atrazine-d5
Sotalol | LC-HRMS/MS (pH=2.5) | 4.8987 | 0.98658 | 0.98833 | 52.7712 | 3.3952 | 54.579 | 5.2863 | 47.7946 | 2.8038 | 52.1344 | 8.9076 | 40.9865 | 18.3414 | 80.1077 | 8.3325 | 83.8605 | 10.3161 | 67.0568 | 6.1326 | 79.5102 | 31.1428 | 76.3805 | 15.7873 | [13C6]-Sulfamethoxazole
Sulfadiazine | LC-HRMS/MS (pH=2.5) | 0.72113 | 0.12923 | 0.967 | 64.2152 | 5.5771 | 50.7126 | 4.0891 | 57.1752 | 8.0284 | 55.1736 | 15.906 | 51.7247 | 31.0077 | 77.1388 | 5.6913 | 55.1979 | 5.7087 | 76.5615 | 15.2469 | 69.1734 | 23.8278 | 90.9645 | 5.3614 | [13C6]-Diclofenac
Sulfamethazine | LC-HRMS/MS (pH=2.5) | 0.62293 | 0.15413 | 0.967 | 45.2077 | 2.164 | 39.6012 | 2.1489 | 46.5823 | 2.569 | 38.957 | 9.8311 | 31.7265 | 18.9236 | 90.5878 | 2.8462 | 88.9891 | 1.4852 | 92.6392 | 3.1317 | 90.6157 | 6.3127 | 96.0612 | 2.845 | Sulfamethazine-d4
Sulfamethoxazole | LC-HRMS/MS (pH=2.5) | 0.63068 | 0.093405 | 0.97467 | 68.6756 | 1.0662 | 65.571 | 2.9167 | 70.6639 | 3.0194 | 70.9481 | 12.832 | 61.7447 | 30.1175 | 104.1815 | 3.4201 | 100.7238 | 4.744 | 99.138 | 4.4609 | 104.6257 | 3.5478 | 111.3377 | 4.723 | [13C6]-Sulfamethoxazole
Sulfapyridine | LC-HRMS/MS (pH=2.5) | 0.62452 | 0.10031 | 0.95267 | 61.7378 | 1.0269 | 59.084 | 6.3381 | 72.5999 | 2.6938 | 64.6651 | 15.3819 | 53.2099 | 32.0102 | 93.6373 | 2.4398 | 90.6071 | 8.0165 | 101.8576 | 4.0712 | 94.5823 | 6.949 | 89.1658 | 18.2351 | [13C6]-Sulfamethoxazole
Sulfathiazole | LC-HRMS/MS (pH=2.5) | 1.1726 | 0.15897 | 0.95933 | 77.3846 | 3.2408 | 79.0792 | 3.8393 | 81.3616 | 4.419 | 71.2938 | 18.8846 | 59.7008 | 26.9964 | 117.4005 | 5.381 | 121.3924 | 2.3205 | 114.1274 | 5.1305 | 103.886 | 9.7014 | 110.2807 | 11.9723 | [13C6]-Sulfamethoxazole
Tebuconazole | LC-HRMS/MS (pH=2.5) | 0.56919 | 0.065643 | 0.988 | 97.7867 | 6.9248 | 86.1816 | 13.1499 | 94.2646 | 9.9707 | 86.4584 | 3.6651 | 68.8557 | 40.5989 | 88.7344 | 3.4687 | 82.7098 | 8.4127 | 97.8748 | 7.0026 | 99.0317 | 1.4506 | 97.9586 | 8.7654 | Ketoprofen-d3
Telmisartan | LC-HRMS/MS (pH=2.5) | 0.64487 | 0.074648 | 0.98267 | 88.096 | 6.2897 | 75.7411 | 13.9347 | 101.5128 | 9.155 | 90.1189 | 6.0713 | 76.4697 | 44.7712 | 79.9569 | 4.3444 | 72.5236 | 9.9404 | 105.4201 | 4.9263 | 103.1622 | 3.1837 | 109.1796 | 8.0192 | Ketoprofen-d3
Terbuthylazine | LC-HRMS/MS (pH=2.5) | 0.11332 | 0.018081 | 0.98833 | 72.8411 | 1.6492 | 65.382 | 0.9836 | 67.4967 | 0.71612 | 63.5279 | 7.89 | 44.138 | 21.302 | 86.7031 | 2.696 | 89.3753 | 0.55578 | 86.0376 | 0.9869 | 82.9403 | 7.6123 | 94.5192 | 4.2561 | Atrazine-d5
Terbutryn | LC-HRMS/MS (pH=2.5) | 0.11742 | 0.012076 | 0.98367 | 98.3724 | 3.9558 | 92.0635 | 3.2426 | 107.0703 | 1.3578 | 102.7702 | 2.6616 | 85.9002 | 38.5918 | 95.4798 | 1.544 | 85.3523 | 3.3187 | 96.2253 | 4.7517 | 94.9721 | 2.4032 | 110.1192 | 13.1947 | Carbamazepine-d8
Thiabendazole | LC-HRMS/MS (pH=2.5) | 0.58268 | 0.062516 | 0.973 | 101.2849 | 3.0111 | 92.297 | 4.8125 | 98.0231 | 1.5845 | 100.1526 | 4.7653 | 74.2642 | 39.2033 | 98.3498 | 2.9002 | 85.5481 | 4.3026 | 88.089 | 4.6634 | 92.5542 | 4.7104 | 90.3591 | 1.9993 | Carbamazepine-d8
Thiacloprid | LC-HRMS/MS (pH=2.5) | 0.56195 | 0.079291 | 0.95967 | 92.0121 | 5.7867 | 86.5693 | 1.2765 | 64.6061 | 1.5968 | 61.9088 | 1.467 | 49.2642 | 27.4253 | 110.8339 | 8.8386 | 94.3724 | 4.2063 | 86.4561 | 4.8486 | 79.3244 | 15.6962 | 90.186 | 10.2926 | [13C6]-Diclofenac
Tramadol | LC-HRMS/MS (pH=2.5) | 0.54114 | 0.052869 | 0.98567 | 103.1016 | 2 | 97.872 | 2.373 | 112.2606 | 3.0281 | 110.3121 | 5.0716 | 88.2287 | 39.7753 | 100.1814 | 4.8902 | 90.7663 | 3.769 | 100.8288 | 3.2594 | 101.9299 | 4.0862 | 112.8638 | 12.2925 | Carbamazepine-d8
Triadimenol | LC-HRMS/MS (pH=2.5) | 3.1746 | 0.37799 | 0.989 | 92.3362 | 1.8833 | 88.498 | 4.093 | 87.4506 | 2.1593 | 85.5687 | 3.2191 | 66.0815 | 36.3522 | 89.6566 | 1.5618 | 82.0503 | 4.5878 | 78.6035 | 5.5871 | 79.0684 | 3.2056 | 79.2625 | 6.5422 | Carbamazepine-d8
Triclocarban | LC-MS/MS (pH=10.5) | 0.52906 | 0.2709 | 0.9995 | 28.0044 | 13.1827 | 15.91 | 78.0939 | 33.6917 | 19.2457 | 9.4392 | 76.9954 | 10.6031 | 0.94746 | x | x | x | x | x | x | x | x | x | x
Triclosan | LC-MS/MS (pH=10.5) | 15.5993 | 5.7172 | 0.99824 | 43.9238 | 13.9446 | 6.1315 | 121.662 | 48.862 | 27.2716 | 15.9436 | 100.2281 | 21.5629 | 9.6935 | x | x | x | x | x | x | x | x | x | x
Triethyl phosphate | LC-HRMS/MS (pH=2.5) | 0.56312 | 0.085058 | 0.957 | 80.0577 | 2.938 | 71.5118 | 10.0177 | 76.9798 | 1.4772 | 56.4567 | 26.7528 | 46.0136 | 31.4088 | 121.397 | 3.2278 | 109.5568 | 10.724 | 107.9883 | 1.5711 | 79.8369 | 34.6951 | 73.3808 | 35.1329 | [13C6]-Sulfamethoxazole
Triphenyl phosphate | LC-HRMS/MS (pH=2.5) | 0.54734 | 0.094613 | 0.98767 | 72.7931 | 12.5655 | 49.8183 | 22.5073 | 72.9615 | 18.4042 | 49.6356 | 12.4729 | 44.0418 | 30.8808 | 130.9102 | 11.2917 | 116.2276 | 7.7182 | 127.1044 | 3.218 | 131.5284 | 20.8172 | 131.511 | 20.4429 | BP3-d5
Valsartan | LC-HRMS/MS (pH=2.5) | 0.60313 | 0.074002 | 0.973 | 100.3782 | 8.263 | 88.8407 | 13.1148 | 85.7851 | 8.3183 | 71.6699 | 6.6685 | 60.8392 | 38.07 | 91.0346 | 3.6273 | 85.2504 | 6.8767 | 89.0697 | 5.6194 | 81.974 | 5.1922 | 84.5944 | 15.8249 | Ketoprofen-d3

## TZ10
Table Z10 - Data pre-processing parameters for suspect screening analysis of urine samples using Compound Discoverer 3.2 and 3.3
COMPOUND DETECTION
1. General settings | Mass Tolerance (ppm) | 5
| Minimum Peak Intesnity | 1000
| Use most intense isotope only | True
2. Peak Detection | Chromatographic S/N threshold | 1.5
| Remove baseline | False
3. Isotope Pattern Detection | Group Isotopes for | Br, Cl
4. Compound Detection | Ions | [M+H]+, [M-H]-
MERGE FEATURES
1. Peak Consolidation | Mass Tolerance (ppm) | 5
| Retention Time Tolerance (min) | 0.1
GROUP COMPOUNDS
1. General settings | Mass Tolerance (ppm) | 5
| Retention Time Tolerance (min) | 0.3
| Align Peaks | False
| Preferred Ions | [M+H]+, [M-H]-
| Area Integration | Most Common Ion
2. Peak Rating Contributions (only version 3.3) | Area | 3
| Coefficient of variation (CV) | 10
| Full Width at Half Maximum (FWHM) | 5
| Jaggedness | 5
| Modality | 5
| Zig-Zag | 5
3. Peak Rating Filter | Threshold | 2
| Number of files | 3
FILL GAPS
1. General Settings | Mass Tolerance (ppm) | 5
| S/N Threshold | 3
MARK BACKGROUND COMPOUNDS
1. General Settings | Maximum Sample/Blank | 5
| Maximum Blank/Sample | 0
| Hide Background | True
SEARCH LIBRARY
1. General Setting | Compound Classes | All
| Library | mzCloud
| Search MSn Tree | False
2. Data independent Analysis (DDA) Search | Identity Search | Cosine
| Match Activation Type | True
| Match Activation Energy | Match with Tolerance
| Activation Energy Threshold | 20
| Apply Intensity Threshold | True
| Similarity Search | None
| Match Factor Threshold | 30
3. Data independent Analysis (DIA) Search | Use DIA Scans for Search | True
| Maximum Isolation Width (Da) | 500
| Match Activation Type | False
| Match Activation Energy | Any
| Activation Energy Tolerance | 100
| Apply Intensity Threshold | True
| Match Factor Threshold | 20
PREDICT COMPOSITION
1. Prediction Settings | Mass Tolerance (ppm) | 5
| Minimum Element Counts | C, H
| Maximum Element Counts | C90, H190, Br10, Cl10, F60, N10, O20, P5, S5
| Minimum RDBE | 0
| Maximum RDBE | 40
| Minimum H/C ratio | 0.1
| Maximum H/C ratio | 3.5
| Maximum number of candidates | 10
2. Pattern Matching | Intensity Tolerance (%) | 30
| Intensity Threshold (%) | 0.1
| S/N Threshold | 3
| Use Dynamic Recalibration | True
3. Fragments Matching | Use Fragments Matching | True
| Mass Tolerance (ppm) | 5
| S/N Threshold | 3
SEARCH NEUTRAL LOSSES
1. General Settings | Neutral Losses | Glucuronide (C6 H8 O6, 176.03)
| High Accuracy Mass Tolerance (mmu) | 2.5
| Low Accuracy Mass Tolerance (Da) | 0.5
| S/N Threshold | 3
| Use DIA Scans for Search | False
ASSIGN COMPOUND ANNOTATIONS
1. General Settings | Mass Tolerance (ppm) | 5
2. Data Sources | Data Source #1 | MassList Search
| Data Source #2 | mzCloud Search
| Data Source #3 | Predicted Compositions
| Data Source #4 | ChemSpider Search
3. Scoring Rules | Use mzLogic | True
| Use Spectral Distance | True
| SFit Threshold | 20
| SFit Range | 20
4. Reprocessing | Clear Names | False
PATTERN SCORING
1. General Settings | Isotope Patterns | Cl, Cl2, Cl3, Br, Br2, Br3, ClBr,Cl2Br, S, Si
| Mass Tolerance (ppm) | 5
| Intensity Tolerance (%) | 30
| S/N Threshold | 3
| Minimum Spectral Fit (%) | 0
| Preferred Ions | -
SEARCH MASSLIST
1. Search Settings | MassLists | MassLists of interest
| Use RT | True
| RT Tolerance | 0.5
| Mass Tolerance (ppm) | 5
SEARCH CHEMSPIDER
1. Search Settings | Database | KEGG
| Search Mode | By Formula or Mass
| Mass Tolerance (ppm) | 5
| Maximum number of Results per Compound | 100
| Maximum number of Predicted Compositions | 3
IN-SILICO FRAGMENTATION
1. General Information | Software | Mass Frontier 8.1
| Tool | Fragment Ion Search (FISh)
2. FISh Scoring Settings | Annotate Full Spectrum Tree | True
| Use General Rules | True
| Use Fragmentation Libraries | True
| Allow Aromatic Cleavage | True
| Maximum Depth | 5
| High Accuracy Mass Tolerance (mmu) | 2.5
| Low Accuracy Mass Tolerance (Da) | 0.5
| S/N Threshold | 3

## TZ11
Table Z11 - Commercial and chemical information of the compounds used as model calibrants for retention time index model
Compound | CAS | Vendor | Purity (%) | Solvent | Molecular formula | Exact mass (Da)
2-(4-chloro-2-methylphenoxy) acetic acid | 94-74-6 | Sigma-Aldrich | 98 | Methanol | C9H9ClO3 | 200.024
Abamectin | 71751-41-2 | Sigma-Aldrich | 95 | Acetone | C48H72O14 | 872.4922
Amitrole | 61-82-5 | Sigma-Aldrich | 98 | Methanol | C2H4N4 | 84.0436
Bromoxynil | 1689-84-5 | Sigma-Aldrich | 98 | Methanol | C7H3Br2NO | 274.8581
Cefoperazone | 113826-44-1 | Sigma-Aldrich | 98 | Acetone | C25H27N9O8S2 | 645.1424
Chlormequate | 999-81-5 | Sigma-Aldrich | 98 | Methanol | C5H13ClN | 122.0731
Coumaphos | 56-72-4 | Sigma-Aldrich | 98 | Acetone | C14H16ClO5PS | 362.0145
Dichlorvos | 62-73-7 | Sigma-Aldrich | 99 | Methanol | C4H7Cl2O4P | 219.9459
Dinoterb | 1420-07-1 | Sigma-Aldrich | 98 | Dimethyl sulfoxide | C10H12N2O5 | 240.0746
Emamectin | 155569-91-8 | Sigma-Aldrich | 95 | Methanol | C49H75NO13 | 885.5238
Histamine | 51-45-6 | Sigma-Aldrich | 97 | Methanol | C5H9N3 | 111.0796
Inabenfide | 82211-24-3 | Sigma-Aldrich | 98 | Acetone | C19H15ClN2O2 | 338.0822
Methamidophos | 10265-92-6 | Sigma-Aldrich | 98 | Isopropanol | C2H8NO2PS | 141.0013
Nigericin | 28643-80-3 | Sigma-Aldrich | 98 | Methanol | C40H68O11 | 724.4762
Phenytoin | 57-41-0 | Sigma-Aldrich | 100 | Methanol | C15H12N2O2 | 252.0899
Rifaximin | 80621-81-4 | Sigma-Aldrich | 98 | Methanol | C43H51N3O11 | 785.3524
Salicylic acid | 69-72-7 | Sigma-Aldrich | 100 | Methanol | C7H6O3 | 138.0317
Salinomycin | 55721-31-8 | Sigma-Aldrich | 85 | Ethanol | C42H69NaO11 | 750.4918
Simazine 2-Hydroxy | 122-34-9 | Fluka | 98 | Methanol | C7H12ClN5 | 201.0781
Spinosad | 168316-95-8 | Sigma-Aldrich | 95 | Methanol | C41H65NO10 | 731.4608
Tepraloxydim | 149979-41-9 | Sigma-Aldrich | 95 | Methanol | C17H24ClNO4 | 341.1394
Trichlorfon | 52-68-6 | Sigma-Aldrich | 98.4 | Isopropanol | C4H8Cl3O4P | 255.9226
Triclosan | 3380-34-5 | Sigma-Aldrich | 99 | Methanol | C12H7Cl3O2 | 287.9512
Tylosin | 1401-69-0 | British Pharmacopoeia | 100 | Methanol | C46H77NO17 | 915.5191

## TZ12
Table Z12 - Absolute recoveries and matrix effect values obtained using liquid-liquid extraction, salt assisted liquid-liquid extraction and dilute-and-shoot for a selected number of xenobiotics
Compound | LLE extraction recovery (%) |  |  |  |  | LLE matrix effect (%) |  |  |  |  | Method recovery (%) |  |  | DS matrix effect (%)
| EtOAc | EtOAc (salts) | MTBE | MTBE (salts) | AcN (salts) | EtOAc | EtOAc (salts) | MTBE | MTBE (salts) | AcN (salts) | SPE | LLE using EtOAc | DS | 1:2 | 1:10 | 1:20
1H-Benzotriazole | 85.8439 | 47.6141 | 83.9253 | 37.6744 | 13.8564 | -16.1145 | -16.9429 | -24.3192 | -21.1756 | -18.6543 | 78.6402 | 55.7807 | 70.4835 | -36.4559 | -23.3861 | -23.5213
2,4-Dinitrophenol | 54.2891 | 46.7923 | x | 32.5123 | 13.1814 | -9.6155 | -11.7542 | -19.974 | -19.5352 | -23.2698 | 51.7028 | x | 120.0962 | -26.1345 | -19.663 | -15.7859
2,6-di-tert-butyl-4-(dimethylaminomethyl)phenol | 8.9477 | 19.1983 | 46.5415 | 28.2286 | x | -62.4519 | -18.1451 | x | x | -24.8182 | 43.1992 | x | x | -48.1775 | -47.1062 | -47.403
2-Hydroxybenzothiazole | 86.5669 | 47.2795 | 88.7885 | 33.719 | 11.8297 | -17.7925 | -2.7629 | -28.4139 | -26.7166 | -21.5247 | 75.7774 | 66.4269 | x | -66.5634 | -52.701 | -51.4315
4,4'-bis(dimethylamino)benzophenone | 134.5397 | 47.3113 | 16.7456 | 47.8567 | 23.9373 | -63.4377 | -59.3275 | -59.5545 | -6.9499 | -6.3476 | 11.1488 | 57.1199 | 97.4582 | -17.7814 | -9.6385 | 2.0408
4-Hydroxybenzophenone | 88.3516 | 42.2574 | 95.2486 | 33.5833 | 11.1587 | -2.5236 | -23.1673 | -29.5994 | -27.1635 | -22.2353 | 36.5664 | 53.864 | 88.1575 | -32.1892 | -25.841 | -26.0776
4-MBP | 98.7724 | 38.1725 | 55.7994 | x | 16.4197 | -41.5137 | -41.4678 | -43.9523 | -43.3677 | -39.9812 | 21.2909 | 28.8732 | 77.3673 | -31.4397 | -27.486 | -22.1306
4-PBZ | x | 94.3297 | x | x | x | x | -9.1791 | -89.5896 | -89.9353 | -89.4593 | x | x | x | x | x | x
Acetaminophen | 61.6274 | 45.2894 | 49.9489 | x | x | -28.2787 | x | -26.1655 | 82.3339 | x | 78.9732 | 35.9615 | 54.659 | -62.4851 | -36.5947 | -12.7209
Acetamiprid | 84.7763 | 47.2272 | 59.4263 | 38.2341 | 11.8222 | -3.1864 | -32.8829 | -34.8185 | -31.6864 | -29.7687 | 36.4397 | 43.4857 | 36.4698 | -56.1177 | -38.6964 | -32.7364
Alachlor | 9.4859 | 39.8159 | 69.3354 | 28.5936 | 17.4943 | -3.9528 | -31.7488 | -34.3639 | -33.8284 | -31.9916 | 37.8501 | 36.1503 | 88.2775 | -29.4144 | -23.9874 | -19.1628
Ambroxol | 155.5446 | x | 14.3515 | 31.7335 | 11.1282 | -5.9812 | 47.7553 | -85.6692 | 36.7699 | 36.6727 | 34.1384 | 32.0278 | x | x | x | x
Ametryn | 9.4252 | 41.2571 | 87.567 | 33.925 | 15.1771 | -21.7448 | -22.7879 | -28.6653 | -27.2568 | -24.3779 | 43.8401 | 47.6367 | 89.1843 | -31.8774 | -27.0945 | -22.5794
Atenolol | x | x | x | x | x | x | -53.9113 | -1.3314 | x | -73.4887 | 38.6314 | x | x | -75.6335 | -60.4436 | -54.1275
Atorvastatin | 81.2181 | 23.9194 | 61.6143 | x | 13.2989 | -35.6364 | -66.6538 | -26.4767 | -63.7455 | -68.1176 | x | 8.8317 | 128.4729 | -35.9977 | -22.4569 | -9.2366
Atrazine | 9.2422 | 44.47 | 85.3655 | 33.4474 | 14.1298 | -17.9927 | -19.9146 | -24.6797 | -23.5995 | -21.9166 | 46.6389 | 49.001 | 37.5812 | -42.2071 | -35.2954 | -32.1325
Azelastine | 178.4769 | x | x | 44.7218 | 21.3557 | x | -28.3677 | -73.5249 | -35.6776 | -35.8422 | x | x | x | x | x | x
Azoxystrobin | 11.7916 | 36.4627 | 84.8859 | 35.9992 | 17.3555 | -48.6334 | -44.8855 | -43.2487 | -44.8766 | -46.1719 | 42.7621 | 61.8761 | 56.8262 | x | -24.3731 | -10.4897
Bendiocarb | 87.9755 | 41.8966 | x | 28.1369 | 11.3796 | -31.9593 | -32.683 | -4.9797 | -37.6785 | -35.492 | 48.9996 | 44.1322 | 50.4542 | -57.604 | -46.5582 | -48.7976
Bentazone | x | x | x | x | x | x | x | x | x | x | 54.5866 | 35.1855 | 141.3925 | -22.4801 | -14.9346 | -11.2661
Benzophenone-1 | 83.2275 | 39.4354 | 84.4338 | 29.8793 | 11.1364 | -2.7698 | -22.8818 | -25.3171 | -25.4576 | -21.4794 | 29.7928 | 53.6719 | 74.6728 | -23.3799 | -14.5486 | -7.6779
Benzophenone-2 | 87.5264 | 43.6739 | 91.2549 | 36.4329 | x | -23.7744 | -26.8218 | -25.9159 | -27.6388 | -23.7238 | 26.9258 | 50.443 | x | -16.8639 | -12.1121 | -8.142
Benzophenone-3 | 12.542 | 43.1698 | 77.2775 | 27.4912 | x | -45.4457 | -43.9239 | -44.4241 | -45.4386 | -42.8186 | 20.7326 | 37.3402 | 88.6454 | -64.3578 | -53.7896 | -44.6278
Benzophenone-8 | 94.3199 | x | 86.9613 | x | x | -33.3135 | -31.6983 | -34.4783 | -33.9759 | -31.3248 | 31.2348 | 55.1647 | 55.5292 | -13.4293 | -6.7766 | -2.599
Benzothiazole | 74.3588 | 32.5517 | 24.7326 | x | x | -32.3199 | -36.1826 | -47.4789 | -36.6798 | -35.5318 | 38.4885 | 17.2231 | x | -34.9322 | -52.9652 | -39.2876
Benzylparaben | x | x | x | x | x | x | x | x | x | x | 22.8192 | 45.2725 | 139.9914 | -23.3833 | -14.5511 | -7.6801
Bezafibrate | 35.3932 | x | 13.164 | x | 13.6376 | -2.1577 | -36.415 | -2.1527 | -31.8644 | -26.1889 | 24.3367 | 25.5799 | 25.9067 | -53.4946 | -43.6356 | -37.2762
Bisoprolol | 58.4529 | 42.8117 | 32.6334 | 42.3673 | 17.1179 | -31.5855 | -23.1238 | -32.3688 | -26.979 | -26.9872 | 76.2573 | x | 93.7889 | -25.8428 | -22.111 | -17.9248
Bisphenol A | 95.8298 | 39.958 | 95.5678 | 33.5468 | 14.5225 | -17.8459 | -14.9497 | -24.4192 | -22.7776 | -24.7311 | 36.6717 | 64.1479 | 132.6721 | -29.7516 | -22.4437 | -16.8755
Bisphenol AF | x | 64.3226 | 138.2881 | 61.3937 | 37.7661 | -82.2258 | -73.3513 | -75.9762 | -73.2494 | -77.6942 | 58.5071 | 124.5015 | x | 37.1765 | 48.9308 | 73.7784
Bisphenol AP | x | 57.5198 | 135.4328 | 48.6621 | 32.9165 | -69.9657 | -63.2331 | -64.7526 | -63.1948 | -66.9466 | 38.5598 | 72.2989 | 184.0323 | -8.185 | 1.7418 | 16.6959
Bisphenol P | x | x | x | x | x | x | x | x | x | x | x | x | x | x | x | x
Bisphenol S | 94.2452 | 51.3588 | 14.9475 | x | 14.1819 | -12.2448 | -16.5978 | -21.4483 | -37.9763 | -61.4991 | 8.9655 | 26.6962 | 67.6112 | -73.4685 | -58.0534 | -48.0063
Bisphenol Z | x | 58.8636 | 136.1531 | x | 12.4449 | -75.5936 | -72.1859 | -7.3331 | -72.3915 | -77.7118 | 45.4953 | 72.6988 | 153.2863 | -20.4754 | -8.9541 | 4.0694
Boscalid | 98.3112 | 37.4155 | 96.6929 | x | 13.373 | -36.6852 | -35.8812 | -39.237 | -37.6527 | -37.6339 | 34.7105 | 49.905 | 61.6432 | -42.2811 | -30.6954 | -28.054
Bosentan | 11.4894 | 29.2869 | 46.6454 | x | x | x | -78.1352 | -61.6248 | -74.9838 | x | x | x | x | x | x | x
Bupropion | x | x | x | x | x | x | x | x | x | x | 63.0473 | 20.6131 | 118.1692 | -26.0869 | -20.3204 | -18.5516
Butylparaben | 95.1347 | x | 92.8113 | 34.1623 | 15.8716 | -22.3732 | -2.3265 | -28.3863 | -26.4962 | -29.1243 | 30.6706 | 43.9929 | 183.0344 | x | x | x
Caffeine | x | x | x | x | x | x | x | x | x | x | 85.9363 | 21.7707 | 76.4862 | -16.9841 | -12.2749 | -8.6949
Caprolactam | 47.2743 | 47.3284 | 16.1584 | 32.5628 | 22.5895 | -11.372 | -3.277 | -19.553 | -5.4179 | -1.3645 | 142.5692 | 10.285 | 92.0491 | -35.2541 | -21.5923 | -15.2513
Carbaryl | 85.6564 | 43.1991 | 92.4862 | 31.4283 | 14.2369 | -3.3927 | -33.66 | -4.2817 | -37.9778 | -33.9524 | 46.6346 | 48.9048 | 85.7908 | -35.2046 | -31.7949 | -30.091
Carbendazim | 9.655 | 5.4961 | 96.9618 | 42.8277 | 19.8988 | -38.2395 | -18.1482 | -4.9969 | -21.9621 | -27.3456 | 66.3583 | 53.673 | 68.1922 | -41.5962 | -27.1713 | -21.3788
Celecoxib | x | 49.2374 | 14.7862 | x | 31.4575 | -78.838 | -72.4751 | -71.4571 | -72.3863 | -75.1386 | 113.4032 | 120.7134 | 86.492 | x | 21.4116 | 53.3801
Cetirizine | 59.7364 | 31.9799 | x | 21.2615 | 16.2546 | -33.1743 | -34.635 | -33.4245 | -36.4395 | -34.1727 | 33.6716 | 12.5289 | 25.286 | -48.8155 | -37.2515 | -32.4385
Chloridazon | 87.3752 | 48.3974 | 9.524 | 42.1929 | 19.4663 | -32.579 | -28.5966 | -36.4157 | -33.2151 | -35.2988 | 30.6981 | 47.2786 | 30.2316 | -59.5309 | -36.6385 | -31.6815
Chloroxuron | 99.5892 | 37.3217 | 89.6226 | 32.6673 | 18.9733 | -4.3552 | -37.7249 | -38.6222 | -39.8668 | -38.6728 | 31.1852 | 47.5512 | 43.8338 | -44.3198 | -33.5315 | -23.4422
Chlortoluron | 88.2995 | 45.573 | 93.4342 | 34.8163 | 16.6825 | -18.8112 | -22.1114 | -26.7934 | -25.4143 | -22.2113 | 47.5081 | 51.1213 | 72.8426 | -35.927 | -31.2998 | -28.0875
Clomazone | 9.8164 | 45.6582 | x | 26.1135 | 19.7343 | -25.4452 | -26.5213 | -31.2118 | -3.9597 | -26.8966 | 39.2836 | 32.5552 | 88.037 | -33.0816 | -29.0301 | -27.9478
Cotinine | x | x | x | x | x | x | x | x | x | x | 114.244 | x | 85.3275 | -28.3767 | 8.7598 | 1.8562
Crotamiton | x | x | x | x | x | x | x | x | x | x | 28.2694 | 29.7388 | 58.7332 | -39.2899 | -33.065 | -30.7584
DEAB | x | x | x | x | 111.9557 | x | x | x | x | x | x | x | x | x | x | x
DETX | x | x | x | x | 152.7437 | x | x | x | x | x | 54.7053 | 140.4505 | x | x | x | x
Diazepam | 93.2518 | 43.6687 | 89.8257 | 35.2275 | 18.997 | -33.5729 | -41.2996 | -36.4894 | -43.6623 | -38.7764 | 31.4398 | 37.0041 | 45.0351 | -41.9671 | -30.431 | -27.7065
Dichlorvos | 83.5466 | 32.9495 | 44.3219 | x | 15.7397 | -25.2439 | -26.3911 | -36.5355 | -35.1666 | -27.6823 | 40.853 | 25.9238 | 76.5639 | -39.1996 | -39.5486 | -34.8393
Diclofenac | 76.786 | x | 82.84 | 23.1989 | 12.163 | -26.4135 | -44.2954 | -29.4464 | -44.1361 | -41.3422 | 11.6548 | 19.5098 | 37.7751 | -48.9997 | -35.513 | -32.5613
Diethyl Toluamide | 84.2448 | 46.7712 | 51.1743 | 26.2715 | 19.673 | -23.7988 | -3.2624 | -31.8914 | -32.4547 | -29.1912 | 54.1168 | 33.3343 | 98.7193 | -27.4661 | -23.0618 | -20.4011
Diflufenican | x | 55.5215 | 12.5286 | x | 34.6378 | x | -83.2256 | -83.2712 | -85.6637 | -85.9938 | x | x | x | x | x | x
Dimethachlor | 88.8243 | 44.7374 | 74.2974 | 29.1799 | 17.6589 | -23.795 | -24.9793 | -29.5282 | -28.9261 | -25.1895 | 44.767 | 38.393 | 73.9751 | -36.0366 | -29.2908 | -28.7352
Dimethoate | 85.4689 | 44.5848 | 82.2731 | 36.3331 | x | -28.3462 | -25.6875 | -34.1616 | -3.6755 | -29.2476 | 43.9678 | 42.8345 | 50.1095 | -53.0398 | -40.3067 | -38.7073
Diphenhydramine | 89.6643 | 29.7386 | 82.2455 | 38.1285 | 16.5586 | -42.4115 | -26.3656 | -41.8318 | -31.428 | -28.5892 | 58.6568 | 13.3153 | 137.2407 | -16.9334 | -8.6724 | -10.8128
Diuron | 91.4223 | 45.289 | 94.8138 | 34.2154 | 15.8548 | -19.1692 | -21.4675 | -26.9838 | -25.5461 | -21.4952 | 38.7465 | 48.6932 | 50.4156 | -41.0736 | -36.8049 | -33.8463
EDAB | 91.7354 | 41.5647 | 55.6278 | 24.8272 | x | -27.1585 | -27.1172 | -29.8334 | -29.8953 | -27.1761 | 16.823 | 29.4208 | 36.1564 | -44.2721 | -36.4714 | -32.7283
EDHB | x | x | x | x | x | x | x | x | x | x | x | x | x | x | x | x
EHDAB | x | x | x | x | x | x | x | x | x | x | x | x | x | x | x | x
Eprosartan | x | 15.4797 | x | x | x | -26.7943 | -29.1838 | -31.3378 | -32.8936 | -3.7841 | 23.9552 | 39.0908 | x | -58.9062 | -48.6722 | -46.227
Ethyl Paraben | 91.5228 | 46.1973 | 89.2696 | 34.6115 | 13.9662 | -11.8426 | -12.6636 | -22.4384 | -21.2624 | -23.2818 | 55.1997 | 49.242 | 22.8745 | -7.9392 | -2.9164 | 0.83144
Fenoxycarb | 122.413 | 38.6834 | 89.2187 | 38.7112 | 21.7885 | -62.7863 | -59.5886 | -57.4843 | -6.8377 | -59.7563 | 45.9568 | 63.3782 | 51.3839 | x | -16.8428 | -0.034393
Fenpropidin | x | x | 46.9472 | 42.1713 | 24.6236 | x | -29.6927 | -73.4211 | -34.7189 | -35.1558 | 129.7634 | 105.6811 | 148.152 | 10.6932 | 21.095 | 32.2945
Fenpropimorph | x | 71.3755 | 18.3377 | x | 42.7739 | x | -53.8962 | x | -57.8114 | -63.9287 | x | x | x | x | x | x
Fenthion | 129.9974 | 42.4761 | 91.7547 | 32.8117 | 23.6512 | -64.5463 | -63.7574 | -64.2253 | -66.1588 | -61.9269 | x | 23.8804 | x | x | -34.5386 | -18.8454
Finasteride | 15.3491 | 38.4433 | 82.5538 | 39.713 | x | -49.5891 | -44.9472 | -42.4694 | -44.4554 | -47.2988 | 79.1717 | 63.5692 | 56.9277 | x | -17.4232 | -2.2356
Fluconazole | 84.3938 | 45.9899 | 51.3852 | 35.1196 | 15.8563 | -23.2359 | -23.1559 | -27.6565 | -27.1763 | -25.5776 | 60.1955 | 41.2696 | 45.8649 | -48.1466 | -34.2073 | -30.0438
Flusilazole | 114.7864 | 39.4995 | 88.1149 | 38.8838 | 21.8929 | -55.4862 | -52.6493 | -49.3575 | -53.6541 | -52.1327 | 60.0157 | 62.0304 | 61.5925 | x | -4.6523 | 12.3945
Furosemide | 38.5646 | 42.6867 | x | x | 11.2522 | -8.1562 | -12.5741 | -19.2633 | -19.3149 | -22.8118 | 23.8894 | 49.6611 | 172.911 | -22.9243 | -16.1758 | -12.2673
Gabapentin | x | x | x | x | x | -16.7918 | -15.5116 | -22.3379 | -2.3532 | -19.8345 | x | x | 66.792 | -40.3576 | -23.3253 | -17.2332
Genistein | 79.3958 | 32.36 | 8.6471 | 25.2374 | 13.9287 | -37.3862 | -37.7233 | -32.8866 | -34.4428 | -33.6295 | 22.4472 | 53.1176 | 57.9491 | -41.8022 | -22.6854 | -17.8054
Genistin | 88.3692 | 39.1622 | 46.7616 | x | x | -27.2577 | -25.9995 | -26.2285 | -27.2599 | -19.7598 | 41.3453 | 33.8017 | 54.8721 | -49.1827 | -44.1073 | -29.6981
Glibenclamide | 64.385 | 26.8629 | x | x | 13.8493 | -4.3149 | -67.3439 | -33.8353 | -65.1747 | -64.9839 | 25.0516 | 46.7815 | 50.2816 | x | -31.7957 | -21.7279
Glimepiride | 66.9128 | 25.2195 | 62.3432 | x | 13.7629 | -53.7543 | -76.7849 | -42.843 | -74.7398 | -78.2666 | 57.6409 | 42.5873 | 68.3008 | x | -11.8718 | 11.924
Glycitin | 47.1515 | 45.2993 | x | 32.7634 | 23.3742 | -25.3876 | -3.6899 | -3.5526 | -28.2683 | -25.7483 | 30.1543 | x | x | x | -50.5756 | -57.4413
Hexazinone | 87.4414 | 51.4268 | 71.8344 | 39.5572 | 17.6957 | -33.5589 | -37.1364 | -37.1983 | -36.8818 | -34.5871 | 55.6048 | 42.8127 | x | -57.0443 | -47.8883 | -44.4376
Imazalil | 119.9518 | 43.1445 | 85.1249 | 41.7642 | 22.9537 | -57.2264 | -33.9393 | -52.1522 | -42.753 | -39.5647 | 104.3826 | 135.8444 | x | 34.2214 | 38.7582 | 52.3739
Imidacloprid | 86.9953 | 46.6457 | 57.2185 | 36.1267 | x | -21.1935 | -15.8459 | -28.7621 | -2.3658 | -21.7553 | 30.3845 | 43.8948 | 23.6009 | -69.1468 | -42.8346 | -32.1394
Indometacin | 72.9584 | 31.4348 | 72.2437 | x | 17.5795 | -23.4128 | -54.1716 | -17.6685 | -45.5816 | -45.9673 | x | 42.8237 | 18.1432 | -57.4345 | -43.7725 | -34.2216
Irbersartan | 74.5534 | 36.7135 | 43.6481 | 37.3669 | x | -31.9835 | -38.6263 | -31.765 | -41.6838 | -44.1371 | 38.825 | 39.6614 | 70.4468 | -40.5766 | -30.5376 | -22.5137
Isoproturon | 86.3569 | 45.5432 | 92.2125 | 37.4224 | 19.623 | -22.6644 | -28.5359 | -31.2877 | -31.2752 | -27.9186 | 52.1384 | 52.7412 | 91.3293 | -30.1234 | -23.5965 | -21.4256
ITX | x | 115.3682 | x | x | 68.7664 | x | x | x | x | x | x | 47.2986 | x | x | 70.0019 | x
Ketoconazole | x | 35.4366 | 72.1863 | x | x | x | -74.6125 | -86.5686 | -76.7151 | -77.2481 | x | x | x | x | x | x
Ketoprofen | 63.9637 | 44.1318 | 55.1459 | 33.9382 | 16.1759 | -27.4637 | -35.3569 | -32.5269 | -36.3447 | -33.5571 | 24.4146 | 40.2851 | 38.4082 | -47.1817 | -38.5998 | -37.7038
Laudanosine | 87.2616 | 37.3517 | 76.3499 | x | 16.4359 | -32.567 | -23.9255 | -31.2555 | -29.8189 | -27.5153 | 44.2013 | x | 75.9333 | -32.784 | -24.5638 | -19.4948
Lenacil | 9.2355 | 46.2278 | 92.468 | 34.5823 | 18.3316 | -28.9581 | -31.9413 | -35.3422 | -35.1345 | -34.759 | 28.574 | 50.5643 | x | -54.0399 | -49.3019 | -43.9839
Lidocaine | 91.2178 | 47.4132 | 85.3932 | 37.1556 | 16.9543 | -21.1923 | -19.8885 | -26.5428 | -21.8111 | -21.9721 | 62.7908 | x | 59.0674 | -42.1854 | -37.0778 | -33.4319
Linuron | 9.5743 | x | 88.1655 | 31.4884 | 17.6475 | -26.4188 | -27.5814 | -33.5318 | -32.8429 | -28.328 | 34.4725 | 43.2287 | 58.8083 | -38.0602 | -35.8223 | -34.1002
Loperamide | x | 17.7434 | 74.266 | 48.8245 | x | x | -55.2224 | -9.6186 | -55.2475 | -6.1556 | x | x | x | x | x | x
Lorazepam | 88.4398 | 42.7636 | 89.4468 | 35.6341 | 17.7475 | -34.4715 | -36.1335 | -34.3948 | -35.1499 | -34.7476 | 44.1799 | 55.8162 | 84.8356 | -33.194 | -18.1232 | -17.3872
Losartan | 57.5133 | 36.3452 | x | 35.4592 | 18.3745 | -26.3717 | -36.2815 | -28.5429 | -4.2819 | -37.3785 | 21.0058 | 33.6651 | 36.1838 | -47.3149 | -35.7476 | -31.3671
L-PFBS | 91.2571 | 43.6412 | x | 41.7442 | 16.3299 | -3.1137 | -8.4781 | -12.5927 | -14.2176 | -11.8492 | 52.1297 | 40.7809 | 79.4726 | -39.5219 | -32.9855 | -28.7569
L-PFOS | 157.1888 | 47.8417 | 128.6668 | x | 16.6312 | -59.1637 | -8.5462 | -53.3638 | -8.8297 | -81.9472 | x | x | x | 9.6908 | 53.0167 | x
MBnP | 24.8559 | 45.7628 | 11.4675 | 36.1974 | 12.5692 | -9.8359 | -13.8368 | -21.286 | -22.9394 | -25.2514 | 30.4305 | 46.2412 | 170.1163 | -43.6315 | -32.4883 | -34.6604
MBuP | 1.3835 | 49.7367 | x | 33.5477 | 12.852 | -13.8978 | -15.5733 | -26.3537 | -29.2358 | -25.347 | 53.9946 | 68.2126 | 169.3887 | -22.5943 | -18.2431 | -14.4519
MDHB | 93.8877 | x | 112.9999 | x | 14.2617 | -2.4926 | -25.2434 | -27.822 | -36.5443 | -65.7573 | 40.8984 | 37.6363 | 143.8657 | -20.2308 | -24.4188 | -22.0792
Mebendazole | 9.3716 | 42.2452 | 9.3268 | 33.6735 | 16.1794 | -32.2455 | -31.8829 | -33.847 | -34.1989 | -33.5934 | 41.9615 | 55.9247 | 45.6007 | -46.9453 | -31.1374 | -23.6817
Mecoprop | 21.1986 | 43.6749 | 17.3123 | 33.6782 | x | -11.8862 | -16.9697 | -26.7267 | -28.8953 | -29.3949 | 35.698 | 45.9445 | 177.4325 | -46.5631 | -39.9561 | -31.0244
Mefenamic acid | 75.119 | 28.2753 | 82.1614 | x | 15.4388 | -25.6934 | -59.8464 | -28.383 | -57.4645 | -54.7299 | x | x | 57.8258 | -42.3699 | -32.0407 | -27.5623
MEHHP | x | 44.7194 | x | x | x | -39.5231 | -49.3362 | -47.2328 | -53.5163 | -49.2985 | 32.3269 | 41.8932 | 162.0554 | -24.9445 | -19.5521 | -16.1793
MEHP | 78.2648 | 35.6259 | 81.3356 | x | 15.3847 | -6.7558 | -49.1155 | -13.9268 | -49.7175 | -46.7356 | 15.935 | 16.8513 | 114.7465 | -41.1104 | -33.1994 | -28.5395
MEOHP | 12.4419 | 45.8777 | x | 37.2298 | 15.5848 | -6.6547 | -1.6898 | -17.1363 | -18.8575 | -2.863 | 34.5792 | 41.6073 | 156.2353 | -32.0051 | -24.7429 | -19.9703
Metalaxyl | 9.1949 | 47.6744 | 83.7926 | 36.9478 | 17.7387 | -18.7689 | -22.2384 | -24.6248 | -24.5974 | -22.6648 | 55.7266 | 48.4298 | 62.439 | -38.4928 | -32.4138 | -27.0985
Metamitron | 87.3624 | 47.6454 | 82.1642 | 39.5846 | 16.8246 | -24.8373 | -12.1863 | -29.7664 | -16.2498 | -17.1222 | 39.7588 | 52.4587 | 58.0048 | -47.7408 | -25.9939 | -20.4438
Metconazole | 87.3868 | 45.5561 | 88.1326 | 35.7797 | 17.8923 | -29.4232 | -34.2182 | -38.8263 | -38.7282 | -35.8754 | 70.6388 | 63.4845 | 65.8541 | x | -14.6457 | 4.5203
Metformin | x | x | x | x | x | -37.2144 | -17.2523 | -12.4764 | -32.9866 | -76.2588 | x | x | 37.765 | -83.1829 | -69.3776 | -61.0869
Methiocarb | 89.6518 | x | 88.4622 | 31.6793 | 16.7168 | -34.8798 | -35.2666 | -39.2155 | -37.9839 | -36.6368 | 28.6645 | 45.7132 | 58.0149 | -44.9009 | -40.0213 | -36.3974
Methylparaben | 89.9733 | 47.7948 | 88.7487 | 35.5193 | 13.2131 | -1.5958 | -6.5156 | -23.6252 | -16.7556 | -17.9377 | 75.765 | 55.1969 | x | 37.7646 | 24.1301 | 33.0843
Metolachlor | 93.9915 | x | 74.6156 | 32.1628 | x | -32.1868 | -31.4134 | -33.6725 | -33.1525 | -31.1429 | 41.645 | 36.8997 | 83.7078 | -31.375 | -23.5716 | -19.6672
Metoprolol | 44.5191 | 44.1633 | 23.4166 | 37.5572 | 17.3539 | -25.1568 | -19.866 | -27.6255 | -24.1218 | -23.9685 | 68.4971 | x | 82.0742 | -36.5414 | -23.2027 | -22.2753
Metribuzin | 88.6454 | 42.6274 | 83.834 | 32.4549 | 18.9251 | -17.7984 | 5.2412 | -22.1393 | 2.8768 | 3.1486 | 53.6195 | 48.2516 | 35.3506 | -53.6189 | -39.9454 | -38.8275
Mexacarbate | 9.7615 | 41.3256 | 73.118 | x | 14.3888 | -26.3375 | -15.9367 | -27.8743 | -21.1377 | -22.9189 | 29.8432 | 40.2452 | 86.5928 | -39.8403 | -23.1373 | -15.1153
Myclobutanil | 98.8599 | 39.6828 | 85.4745 | 39.375 | x | -43.8912 | -4.7656 | -39.8523 | -41.5428 | -4.6473 | 51.9325 | 60.3953 | 38.9042 | -39.4777 | -23.94 | -11.4593
Naproxen | 73.5582 | 42.5781 | 72.6738 | 33.5432 | 16.7945 | -27.7659 | -35.8689 | -34.1594 | -37.4711 | -33.5295 | 25.5069 | 36.8902 | 66.4673 | -41.2458 | -36.9409 | -36.0077
Omeprazole | 53.8767 | x | 75.7292 | x | x | -38.915 | x | -36.3828 | x | x | x | x | 86.22 | -26.736 | -23.4851 | -20.834
Oryzalin | 114.5766 | x | 86.1782 | 36.5215 | 22.7752 | -6.2892 | -56.3445 | -55.26 | -57.179 | -56.5514 | 101.7976 | 92.4895 | 42.9695 | x | -12.7501 | 10.5787
Pendimethalin | x | 97.5798 | x | x | x | x | x | x | x | x | 57.3363 | x | x | x | x | x
PFOA | 15.4338 | 46.4815 | 92.9574 | 47.6538 | 22.7942 | -38.2667 | -59.5254 | -38.5364 | -58.6913 | -63.4189 | 55.2768 | 73.3225 | 105.0666 | -33.3496 | -21.524 | -8.0724
PFOSA | 122.7764 | x | x | x | x | x | x | x | x | x | 112.7244 | 141.086 | x | x | x | x
Pindolol | x | x | x | x | x | x | x | x | x | x | 28.3796 | x | 35.8805 | -53.0176 | -36.712 | -32.521
Pirimicarb | 9.3793 | 45.5525 | 73.5635 | x | 17.5677 | x | x | x | x | x | 53.5974 | 39.8325 | 94.148 | -32.4173 | -22.9004 | -23.1815
Pirimiphos-methyl | 137.9258 | 46.764 | x | 41.7149 | 24.3312 | -65.9914 | -62.9265 | -59.837 | -66.446 | -64.4943 | 36.6123 | 45.519 | 73.4264 | x | -4.9861 | 10.4367
Prochloraz | 134.8688 | 44.9645 | 88.4713 | 45.985 | 26.24 | -69.2519 | -57.2928 | -62.1359 | -61.5974 | -63.9245 | 118.6733 | 140.1833 | 126.936 | x | 25.6789 | 50.8957
Propachlor | 86.7199 | 46.3695 | 51.6957 | 26.1865 | x | -24.4646 | -27.3582 | -31.5711 | -3.5243 | -28.4744 | 45.5497 | 29.7051 | 18.6667 | -50.8781 | -46.6595 | -42.432
Propamocarb | 16.8967 | 31.3998 | x | 32.5749 | 19.8327 | -31.7884 | -17.2567 | -29.2187 | -22.6677 | -2.8789 | 67.1367 | x | 79.9931 | -31.5614 | -26.0087 | -22.5607
Propanil | 91.6544 | 41.7479 | 89.8556 | 34.1516 | 17.5218 | -22.4832 | -23.1267 | -28.7383 | -28.8864 | -23.5726 | 34.2934 | 52.4228 | 24.2069 | -35.9952 | -27.6925 | -22.2989
Propiconazole | 13.9716 | 37.9843 | 83.8499 | 37.1581 | 21.2194 | -49.7167 | -46.2464 | -43.8582 | -47.564 | -46.8455 | 55.2823 | 57.3196 | 59.4203 | x | -16.028 | -2.7302
Propranolol | 16.6614 | 42.3826 | 82.3999 | 38.9149 | 18.2342 | -42.1236 | -22.2585 | -36.9172 | -25.9458 | -24.5224 | 73.5821 | x | 85.915 | -24.3705 | -20.8262 | -19.2193
Propyphenazone | 9.3672 | 45.7696 | 84.5418 | 34.1712 | 17.5778 | -2.2746 | -21.6595 | -27.4517 | -26.5377 | -23.4613 | 45.6487 | 46.1095 | 83.7159 | -32.3071 | -26.4507 | -25.2955
Propyzamide | 88.3637 | 36.8634 | 81.647 | 28.6992 | 17.8825 | -25.4681 | -26.9213 | -32.3833 | -32.6664 | -28.4685 | 37.4522 | 44.341 | 92.2801 | -31.5381 | -28.4316 | -26.2821
Prosulfocarb | x | x | x | x | x | x | x | x | x | x | 40.0025 | 42.9152 | 74.4564 | x | 2.7297 | 21.9793
Pyrantel | x | x | x | x | 17.3384 | -29.4817 | -28.7319 | -34.4813 | -32.559 | -28.4711 | 74.1526 | x | 126.3204 | -19.6695 | -13.8525 | -12.2108
Pyrazophos | 168.3915 | 43.3928 | 89.4646 | x | 25.7634 | -77.1827 | -72.6481 | -7.8877 | -72.5837 | -74.7318 | x | x | 152.9517 | x | 83.2594 | x
Quinmerac | x | x | x | x | x | -43.9127 | -44.4622 | -42.4295 | -35.7843 | -36.9427 | 39.9586 | x | 61.4139 | -44.3663 | -27.4327 | -26.2355
Quinoxyfen | x | 19.3424 | x | x | 71.9955 | x | -88.9668 | x | -9.4533 | x | 146.8577 | x | x | x | x | x
Ranitidine | x | x | x | x | 13.5486 | -7.4724 | x | -2.6225 | x | -28.5965 | 12.2208 | x | x | -62.158 | -42.1547 | -35.3537
Rimexolone | 158.5418 | x | 82.6454 | x | 21.9839 | -77.6797 | -71.724 | -69.979 | -7.8568 | -73.4353 | x | 158.3678 | 104.5362 | x | 32.7241 | 68.1065
Simazine | 89.522 | 44.3555 | 85.3258 | 33.3195 | 17.5992 | -16.4154 | -18.7662 | -24.136 | -23.3128 | -19.5343 | 53.5001 | 49.157 | 31.8405 | -44.6928 | -39.5558 | -34.1922
Sotalol | 13.7842 | x | x | x | 16.5739 | x | x | -13.7135 | x | -84.6583 | 33.9004 | x | 42.0783 | -69.7312 | -53.0228 | -51.2442
Spiroxamine | x | 32.7964 | 45.3847 | 46.5732 | 25.2737 | x | -26.2792 | -8.5923 | -33.7211 | -34.9897 | x | x | x | x | x | x
Sulfadiazine | 53.5978 | x | x | x | 24.1373 | -44.3195 | x | -4.4847 | 12.6695 | x | 75.824 | 32.5568 | 122.4824 | -47.687 | 15.4062 | 22.1123
Sulfamethazine | 81.7224 | 45.8118 | x | x | 17.675 | -47.5444 | -15.2335 | -48.615 | -14.5736 | x | 39.2816 | 42.5487 | 81.1041 | -36.9953 | -19.8724 | -14.667
Sulfamethoxazole | 72.1989 | 41.5441 | 34.4386 | x | 15.5573 | -29.7293 | -24.9466 | -32.2356 | -27.3989 | -28.6568 | 24.7498 | 42.1535 | x | -74.4775 | -47.4829 | -40.3262
Sulfapyridine | 79.9619 | x | 63.2321 | x | 52.454 | -48.3615 | x | -5.2123 | x | x | 47.3319 | 35.7045 | x | -65.3857 | -22.1139 | -15.91
Sulfathiazole | 63.5915 | 48.6138 | 16.2766 | x | 23.3753 | -43.9973 | 33.2823 | -41.283 | 32.7157 | x | 50.8647 | 25.2925 | x | -84.175 | -25.1287 | -19.6797
Tebuconazole | 13.379 | 36.7266 | 83.1626 | 35.3765 | 19.7438 | -48.1733 | -44.2531 | -41.9866 | -44.3823 | -44.3828 | 56.8653 | 61.7044 | 51.6502 | x | -19.6055 | -4.3123
Telmisartan | 152.2838 | 44.3834 | 123.6493 | x | 27.3294 | -75.9347 | -8.1938 | -71.2813 | -81.5762 | -82.7269 | 72.2574 | x | 40.4143 | x | -27.2247 | -6.9704
Terbinafine | x | x | x | x | 138.9378 | x | -86.3226 | x | -87.4685 | -89.7219 | x | x | x | x | x | x
Terbuthylazine | 92.6686 | 41.6112 | 81.6966 | 34.9295 | x | -25.4189 | -26.3749 | -27.9298 | -28.524 | -26.7419 | 33.5111 | 41.5453 | 29.0897 | -45.8771 | -36.0818 | -33.8244
Terbutryn | 93.8289 | 39.6677 | 82.9778 | 37.1227 | x | -31.6558 | -28.3737 | -34.1834 | -32.1332 | -31.3695 | 45.8496 | 52.4898 | 93.9569 | -27.6961 | -20.2138 | -14.8233
Thiabendazole | 86.5728 | 47.4347 | 92.7648 | 37.8462 | 18.6175 | -36.8999 | -33.6353 | -37.8792 | -3.2978 | -32.96 | 68.2248 | 60.229 | 68.8743 | -36.1519 | -23.2749 | -22.1646
Thiacloprid | 9.3232 | 45.1556 | 82.7162 | 37.1676 | 17.1667 | -36.3545 | -36.2549 | -36.3722 | -35.8186 | -34.8229 | 38.3792 | 47.694 | 74.3897 | -47.3533 | -30.9192 | -22.6711
Thiamethoxam | 69.3818 | 43.2998 | x | x | x | -24.4245 | -16.9326 | -29.9477 | -18.349 | -23.6379 | 37.5183 | 27.5603 | x | x | -61.0492 | -51.8513
Tramadol | 85.9926 | 45.2111 | 78.1369 | 38.8958 | 16.5733 | -25.7965 | -23.1384 | -29.7412 | -27.5977 | -24.1231 | 72.1546 | x | 117.6631 | -23.7793 | -19.2442 | -17.7643
Triadimenol | 95.6353 | 38.5517 | 88.2666 | 37.4839 | 18.79 | -4.6384 | -38.4997 | -4.6465 | -41.6595 | -4.9957 | 43.7514 | 52.7408 | 35.2787 | -49.4651 | -33.4496 | -29.3861
Triclocarban | x | 133.2496 | x | x | 92.5919 | x | -9.9212 | x | -9.9327 | -9.8288 | 31.5386 | 183.8385 | x | x | x | x
Triclosan | x | 83.3423 | 171.3596 | 59.1223 | 43.2473 | -84.7175 | -79.8142 | -82.9599 | -81.6116 | -8.9589 | 13.6451 | 72.587 | 181.4411 | 7.402 | 23.3348 | 50.2279
Triethylphosphate | 73.2986 | 42.2926 | x | 24.6522 | 18.7833 | -23.6134 | -24.316 | -31.8248 | -29.2246 | -25.6117 | 41.954 | 18.5922 | 78.0064 | -32.2733 | -29.9348 | -28.143
Triphenylphosphate | x | 58.1961 | 119.1933 | 62.1719 | 42.8353 | -83.8215 | -79.5136 | -76.7258 | -77.9997 | -8.5412 | 99.7312 | 99.8121 | 93.6039 | x | 32.5995 | 68.1993
Valsartan | x | 13.934 | x | x | 12.8456 | -3.2765 | -55.1774 | -31.6212 | -53.3122 | -52.8794 | 20.9183 | 13.878 | 51.0211 | -44.6615 | -30.1809 | -24.5266

## TZ13
Table Z13 - List of xenobiotics and phase II metabolites annotated in real urine samples (n=5) with different sample preparation procedures (dilute-and-shoot, salt assisted liquid-liquid extraction using acetonitrile or ethyl acetate, liquid-liquid extraction using ethyl acetate and solid phase extraction using Oasis HLB) and with/without hydrolysis
Feature number | Feature information | [11 empty] | Detection frecuency (n=5) | [8 empty] | Feature Areas
[13 empty] | Without hydrolysis |  |  |  |  | With hydrolysis |  |  |  | Without hydrolysis |  |  |  |  | With hydrolysis |  |  |  | Without hydrolysis |  |  |  |  | With hydrolysis |  |  |  | Without hydrolysis |  |  |  |  | With hydrolysis |  |  |  | Without hydrolysis |  |  |  |  | With hydrolysis |  |  |  | Without hydrolysis |  |  |  |  | With hydrolysis
| Name | Molecular formula | MW | Mass error [ppm] | Calc. MW | m/z | Rt std (min) | Smiles | Rt (min) | Confidence level | mzCloud match | phase II metabolie | DS | LLE (ACN & Salts) | LLE (EtOAc) | LLE (EtOAc & Salts) | SPE | LLE (ACN & Salts) | LLE (EtOAc) | LLE (EtOAc & Salts) | SPE | A DS | A SALLE - ACN | A LLE - EtOAc | A SALLE - EtOAc | A SPE | A SALLE - ACN | A LLE - EtOAc | A SALLE - EtOAc | A SPE | B DS | B SALLE - ACN | B LLE - EtOAc | B SALLE - EtOAc | B SPE | B SALLE - ACN | B LLE - EtOAc | B SALLE - EtOAc | B SPE | C DS | C SALLE - ACN | C LLE - EtOAc | C SALLE - EtOAc | C SPE | C SALLE - ACN | C LLE - EtOAc | C SALLE - EtOAc | C SPE | D DS | D SALLE - ACN | D LLE - EtOAc | D SALLE - EtOAc | D SPE | D SALLE - ACN | D LLE - EtOAc | D SALLE - EtOAc | D SPE | E DS | E SALLE - ACN | E LLE - EtOAc | E SALLE - EtOAc | E SPE | E SALLE - ACN | E LLE - EtOAc | E SALLE - EtOAc | E SPE
Positive ionization
1 | Caprolactam | C6 H11 N O | 113.0841 | -0.2 | 113.084 | 114.0913 | 4.12 | O=C1CCCCCN1 | 2.038 | 1 | 91.5 | No | 60 | 60 | 0 | 60 | 0 | 100 | 60 | 80 | 80 | 86889274.5802 | 193278228.2118 |  | 94567168.1214 |  | 1763425545.4889 | 398154306.3705 | 1009469111.5944 | 2053217676.0741 | 103178922.3261 | 144288978.9654 |  |  |  | 5576820232.8166 | 1306465303.6783 | 8558718695.7121 | 5911780947.0354 | 46312454.0874 | 204792265.4503 |  | 212886749.8072 |  | 3043961120.4195 | 1086276900.2388 |  | 4029900756.2607 |  |  |  | 36248486.7238 |  | 665878022.5225 |  | 870166271.171 | 961793182.7667 | [5 empty] | 149452449.4567 |  | 89582038.946
2 | Methylparaben | C8 H8 O3 | 152.0473 | -1.33 | 152.0471 | 153.0544 | 5.96 | COC(=O)c1ccc(O)cc1 | 5.76 | 1 | 95.5 | No | 40 | 0 | 100 | 0 | 100 | 0 | 60 | 0 | 100 |  |  | 66507708.8498 |  | 50080293.2353 |  | 46414885.0344 |  | 52110409.8896 |  |  | 40194237.0842 |  | 37045639.8501 |  |  |  | 39187557.45 | 46518419.5008 |  | 337438170.8431 |  | 226934181.9859 |  | 295267545.282 |  | 235359578.6813 | 32301221.1563 |  | 235421447.0698 |  | 138921022.6963 |  |  |  | 111820952.8778 |  |  | 119498938.4238 |  | 105874631.2344 |  | 66705723.2322 |  | 110332865.2993
3 | Ethylparaben | C9 H10 O3 | 166.063 | -1.45 | 166.0627 | 167.07 | 8.55 | CCOC(=O)c1ccc(O)cc1 | 8.35 | 1 | 47.6 | No | 80 | 60 | 100 | 20 | 100 | 60 | 60 | 60 | 100 | 100119160.871 | 31240192.9411 | 713735003.202 |  | 493001124.4182 | 61720200.4424 | 865480031.2802 | 136921840.4887 | 586365562.4555 |  |  | 67419274.675 |  | 44624252.83 |  |  |  | 55648428.0675 | 28230246.8686 |  | 180468382.2457 |  | 148173967.8499 |  | 272535678.7285 |  | 176379870.05 | 160022174.8344 | 58641287.238 | 660543434.3431 | 182546737.4672 | 606258659.4323 | 101399166.7817 |  | 244951699.9744 | 800061226.4971 | 208046386.4777 | 88041246.4859 | 1310244066.9626 |  | 922064949.7275 | 142744288.2981 | 1444230531.3897 | 309819003.5232 | 1269942935.2582
4 | Cotinine | C10 H12 N2 O | 176.095 | -1.34 | 176.0947 | 177.102 | 0.85 | CN1C(CCC1=O)c2cccnc2 | 0.861 | 1 | 98.3 | No | 0 | 20 | 0 | 40 | 80 | 40 | 40 | 40 | 40 |  |  |  | 89249891.6741 | 262697780.1284 | 73638597.1319 | 88813221.1534 | 182559225.5705 | 214233132.6958 |  |  |  |  | 28871850.8923 | [5 empty] | 284282362.919 |  | 1207643207.3727 | 2211930866.2207 | 901695938.1245 | 1207383502.5242 | 2313553362.8505 | [14 empty] | 88015054.2494 |  |  |  | 42065577.4553
5 | Caffeine | C8 H10 N4 O2 | 194.0804 | -1.29 | 194.0801 | 195.0874 | 2.7 | Cn1cnc2N(C)C(=O)N(C)C(=O)c12 | 2.714 | 1 | 99.2 | No | 60 | 100 | 80 | 100 | 80 | 100 | 60 | 80 | 80 | 463636774.5939 | 3494227464.275 | 1956191977.6863 | 3546678218.5531 | 2403715906.7023 | 4063812632.7101 | 3521672467.5475 | 4705116156.889 | 2383806653.903 |  | 85549651.8805 | 36540826.0452 | 99558339.6074 | 53957080.9598 | 86341964.6809 |  | 49255210.7097 | 51224837.787 |  | 35717914.4445 |  | 40545264.2304 |  | 42650617.7201 | 45955852.8434 |  |  | 807229200.635 | 5230476898.0655 | 3438898350.0576 | 6485916848.9471 | 3750483857.1265 | 8529584128.1555 |  | 11310818468.4916 | 4319263575.2226 | 110186879.6563 | 788553048.9165 | 423872402.3607 | 816896062.1607 | 558319334.8214 | 965151487.9827 | 751444240.5695 | 1220028264.7148 | 565809504.209
6 | Butylparaben | C11 H14 O3 | 194.0943 | -1.36 | 194.094 | 195.1013 | 12.15 | CCCCOC(=O)c1ccc(O)cc1 | 12.047 | 1 | 87 | No | 0 | 20 | 60 | 20 | 60 | 20 | 60 | 60 | 40 |  |  | 21593321.6529 |  | 17407243.978 |  | 26865720.8342 | 16828163.571 | 17095156.6737 | [15 empty] | 12807993.642 |  |  |  | 19638572.1023 | 56264960.6675 | 33483830.3171 | 50867623.6497 | 27674261.9349 |  | 51683710.4522 | 51450646.2412 |  |  | 31302129.3607 |  | 23948242.3001 |  | 23505098.7889 | 22585097.1424
7 | Benzophenone-3 | C14 H12 O3 | 228.0786 | -1.58 | 228.0783 | 229.0856 | 14.03 | COc1ccc(c(O)c1)C(=O)c2ccccc2 | 13.949 | 1 | 71 | No | 0 | 0 | 20 | 0 | 0 | 0 | 20 | 0 | 20 | [20 empty] | 20169305.8189 |  |  |  | 23649888.3335 |  | 10994627.6748
8 | Diphenhydramine | C17 H21 N O | 255.1623 | -1.93 | 255.1618 | 256.1691 | 6.88 | CN(C)CCOC(c1ccccc1)c2ccccc2 | 6.819 | 1 | 99.4 | No | 20 | 20 | 20 | 20 | 20 | 20 | 20 | 20 | 20 | [9 empty] | 263128831.1418 | 1387530377.348 | 350261340.0683 | 1324041642.9044 | 2156237730.4299 | 1730562654.7549 | 605435482.1095 | 1480171442.6156 | 1832630978.2064
9 | Genistein | C15 H10 O5 | 270.0528 | -2.21 | 270.0522 | 271.0595 | 10.06 | Oc1ccc(cc1)C2=COc3cc(O)cc(O)c3C2=O | 9.918 | 1 | 98.8 | No | 0 | 20 | 20 | 20 | 0 | 40 | 40 | 40 | 20 |  | 20846633.7424 | 101604267.5754 | 21476191.4374 |  | 1800828709.9304 | 1851294555.8415 | 2085182706.781 | 1076054203.7965 | [5 empty] | 30871044.7625 | 24068059.2208 | 39461429.1632
10 | Mono-2-ethyl-5-hydroxyhexyl phthalate | C16 H22 O5 | 294.1467 | -2.25 | 294.1461 | 295.1533 | 11.55 | CCC(CCC(C)O)COC(=O)c1ccccc1C(=O)O | 11.58 | 1 | 83 | No | 0 | 0 | 0 | 0 | 20 | 0 | 20 | 0 | 20 | [24 empty] | 10641498.7517 | [15 empty] | 15199366.8087 |  |  |  | 14896873.4518
11 | Cyclohexylamine | C6 H13 N | 99.1048 | 1.2 | 99.1049 | 100.1122 |  | NC1CCCCC1 | 1.36 | 2a | 90.4 | No | 0 | 0 | 20 | 0 | 20 | 20 | 0 | 0 | 20 | [29 empty] | 605281397.5577 |  | 203425631.5508 | 127410392.6343 |  |  | 212047239.9821
12 | Nicotinic acid | C6 H5 N O2 | 123.032 | -0.48 | 123.032 | 124.0392 |  | OC(=O)c1cccnc1 | 1.96 | 2a | 71 | No | 0 | 0 | 100 | 0 | 80 | 0 | 0 | 0 | 80 |  |  | 84711599.7188 |  | 65147524.9306 |  |  |  | 53010195.2222 |  |  | 30811280.427 | [8 empty] | 99102743.5636 |  | 75776336.3445 |  |  |  | 80553755.2104 |  |  | 200117134.5577 |  | 120803879.7517 |  |  |  | 145088993.8244 |  |  | 97335478.8372 |  | 71640252.9452 |  |  |  | 68311455.707
13 | 6-Methyl-2-pyridinemethanol | C7 H9 N O | 123.0684 | -0.42 | 123.0684 | 124.0756 |  | Cc1cccc(CO)n1 | 3.424 | 2a | 91.2 | No | 0 | 0 | 80 | 0 | 80 | 0 | 0 | 0 | 80 |  |  | 33236821.6786 |  | 59260431.7935 |  |  |  | 41855452.357 | [11 empty] | 58384103.608 |  | 104336479.6807 |  |  |  | 78392098.4206 |  |  | 68336011.0079 |  | 97512880.6586 |  |  |  | 86134244.9847 |  |  | 54223853.2426 |  | 97222636.9262 |  |  |  | 75321690.085
14 | 1,4-Benzenedicarboxaldehyde | C8 H6 O2 | 134.0368 | -1.1 | 134.0366 | 135.0439 |  | O=Cc1ccc(C=O)cc1 | 5.182 | 2a | 87.6 | No | 60 | 60 | 60 | 60 | 80 | 60 | 20 | 20 | 60 | 31939214.2248 | 27390594.4365 | 313409004.7467 | 38126200.181 | 276464433.552 | 50206946.6619 |  |  | 334127223.2774 | [9 empty] | 41064945.1506 | 30601749.7172 | 374184121.6269 | 35488650.6217 | 334803336.6711 | 75991605.0806 | 126958075.444 |  | 415203788.3635 | 141795383.7527 | 107026891.2519 | 1124473578.9271 | 137637662.9827 | 975358064.2457 | 237457117.8544 |  | 253984165.5555 | 1415512844.5072 |  |  |  |  | 28604753.9607
15 | 2-Hydroxyquinoline | C9 H7 N O | 145.0528 | -1.45 | 145.0525 | 146.0598 |  | Oc1ccc2ccccc2n1 | 5.184 | 2a | 97.1 | No | 0 | 80 | 100 | 40 | 100 | 100 | 60 | 80 | 100 |  |  | 127278032.3932 |  | 152342850.4462 | 48082136.2191 | 71426210.5406 | 47586579.525 | 221878766.8974 |  | 103039848.3858 | 94251744.5931 |  | 158935861.4868 | 30608728.5503 |  | 75021994.1418 | 140266344.0046 |  | 173140117.7015 | 198396872.7558 | 76703026.3384 | 276007720.7428 | 203589841.3622 | 215458409.7367 |  | 279501369.5411 |  | 189574107.6226 | 197274903.2371 | 172333514.6393 | 249663328.8632 | 190571528.1499 |  | 148337619.6166 | 283176265.5427 |  | 377945778.4247 | 361565349.7586 |  | 439979752.2596 | 321030615.6422 | 207412612.9148 | 243296574.2938 | 467817179.4637
16 | Coumarin | C9 H6 O2 | 146.0368 | -1.55 | 146.0366 | 147.0438 |  | O=C1Oc2ccccc2C=C1 | 6.02 | 2a | 94.2 | No | 0 | 0 | 20 | 20 | 20 | 20 | 0 | 20 | 20 | [29 empty] | 96343517.8022 | 23602071.4528 | 80597072.4084 | 27032162.393 |  | 50145711.0292 | 69623116.0084
17 | Nornicotine | C9 H12 N2 | 148.1001 | -1.3 | 148.0999 | 149.1071 |  | C1CNC(C1)c2cccnc2 | 0.897 | 2a | 89.9 | No | 0 | 0 | 0 | 0 | 0 | 0 | 0 | 0 | 20 | [26 empty] | 203155661.542
18 | Ethyl benzoate | C9 H10 O2 | 150.0681 | -1 | 150.0679 | 151.0752 |  | CCOC(=O)c1ccccc1 | 11.892 | 2a | 74 | No | 20 | 0 | 100 | 0 | 100 | 40 | 60 | 0 | 80 |  |  | 116876718.8528 |  | 103671699.4707 |  | 30701543.6353 |  | 121806376.1601 |  |  | 58143624.5528 |  | 43960151.4224 |  |  |  | 51083824.485 | 25172281.8809 |  | 162067605.9103 |  | 240533088.8124 | 35110158.6102 | 34978965.2549 |  | 226122046.4719 |  |  | 101572391.3592 |  | 128481275.2496 | 24733206.6624 | [5 empty] | 76641473.3642 |  | 74180977.7163 |  | 27695207.1597 |  | 79825799.1597
19 | Nicotine | C10 H14 N2 | 162.1157 | -1.47 | 162.1155 | 163.1227 |  | CN1CCCC1c2cccnc2 | 0.917 | 2a | 99.1 | No | 0 | 20 | 0 | 0 | 0 | 20 | 0 | 0 | 20 | [19 empty] | 53175360.8472 |  |  |  | 139857618.0272 |  |  | 3326520844.6351
20 | Phenmetrazine | C11 H15 N O | 177.1154 | -1.42 | 177.1151 | 178.1224 |  | CC1NCCOC1c2ccccc2 | 1.265 | 2a | 90.9 | No | 0 | 0 | 0 | 0 | 20 | 40 | 0 | 0 | 20 | [5 empty] | 33116963.5312 | [25 empty] | 155813515.1333 | 227593605.9451 |  |  | 229229983.2264
21 | Panthenol | C9 H19 N O4 | 205.1314 | -1.22 | 205.1312 | 206.1384 |  | CC(C)(CO)[C@@H](O)C(=O)NCCCO | 1.416 | 2a | 70 | No | 0 | 0 | 0 | 0 | 20 | 20 | 0 | 0 | 20 | [40 empty] | 58913983.2612 | 29024078.4429 |  |  | 54818889.0711
22 | Naproxen | C14 H14 O3 | 230.0943 | -1.47 | 230.094 | 231.1012 |  | COc1ccc2cc(ccc2c1)C(C)C(O)=O | 12.092 | 2a | 96.8 | No | 20 | 20 | 20 | 20 | 40 | 20 | 0 | 0 | 80 | [8 empty] | 120032050.6565 | [8 empty] | 82543252.659 | [8 empty] | 62744420.8476 | 2433334326.7672 | 8751901470.6886 | 6930234682.0484 | 8869049482.7987 | 5168439112.8975 | 20177992568.4465 |  |  | 14816807719.6409 |  |  |  |  | 187395639.1714
23 | 3-Ketocarbofuran | C12 H13 N O4 | 235.0845 | -1.87 | 235.084 | 236.0913 |  | CNC(=O)Oc1cccc2C(=O)C(C)(C)Oc12 | 6.173 | 2a | 70 | No | 20 | 20 | 40 | 20 | 40 | 20 | 0 | 20 | 40 | [11 empty] | 30080067.5025 |  | 31739850.2439 |  |  |  | 31921864.702 | [9 empty] | 55094026.0857 | 78192275.6023 | 445637988.9209 | 74351789.8875 | 380700967.5762 | 133794573.5037 |  | 167484550.8469 | 415769697.3607
24 | Cyclo(phenylalanyl-prolyl) | C14 H16 N2 O2 | 244.1212 | -1.72 | 244.1208 | 245.128 |  | O=C1N[C@@H](Cc2ccccc2)C(=O)N3CCC[C@@H]13 | 4.928 | 2a | 95.2 | No | 0 | 20 | 20 | 0 | 40 | 40 | 0 | 20 | 60 |  |  |  |  | 31947335.3543 | 31599006.851 |  |  | 34093219.2365 | [17 empty] | 53580543.1287 |  | 67281980.5532 | 56546678.6638 |  | 80617731.4615 | 131810115.3145 |  | 145584820.2362 | 105708928.1096
25 | OPEO | C16 H26 O2 | 250.1933 | -1.89 | 250.1928 | 251.2001 |  | CCCCCCCCc1ccccc1OCCO | 14.522 | 2a | 70 | No | 0 | 100 | 20 | 0 | 0 | 40 | 0 | 0 | 20 |  | 12165465.5172 | [8 empty] | 9349137.8581 | [8 empty] | 26296160.8946 | 89806760.8234 | [5 empty] | 90534818.6535 |  | 12226817.5362 |  |  |  | 11082523.1512 |  |  |  |  | 24284789.1149 |  |  |  | 27900372.3456
26 | (8aR,12S,12aR)-12-Hydroxy-4-methyl-4,5,6,7,8,8a,12,12a-octahydro-2H-3-benzoxecine-2,9(1H)-dione | C14 H20 O4 | 252.1362 | -1.87 | 252.1357 | 253.143 |  | CC1CCCC[C@@H]2[C@@H](CC(=O)O1)[C@@H](O)C=CC2=O | 8.264 | 2a | 80.6 | No | 80 | 100 | 100 | 60 | 100 | 100 | 60 | 60 | 100 | 63548135.7306 | 201474658.4489 | 460696766.9261 |  | 373187856.3167 | 371026691.4226 | 506437876.2823 | 436228936.6228 | 500157106.7984 |  | 28855165.1387 | 58266084.4474 | 31768955.5591 | 63246979.4407 | 51749700.2707 |  |  | 61400928.611 | 32917040.8957 | 68786782.3375 | 213216542.8953 | 83515254.2384 | 180028448.2925 | 116362181.0266 | 259458833.8686 |  | 208094170.3153 | 84239038.7824 | 190958770.814 | 377288159.9677 | 293713649.0876 | 393621363.2006 | 328187721.8551 |  | 542207784.8722 | 498920634.2156 | 30642450.4148 | 76975096.4288 | 199842787.7388 |  | 165855329.2745 | 154899443.0857 | 203013672.3729 | 150872293.5526 | 220282743.0838
27 | Olmesartan | C24 H26 N6 O3 | 446.2066 | 3.14 | 446.2061 | 447.2134 |  | CCCc1nc(c(n1Cc2ccc(cc2)c3ccccc3c4n[nH]nn4)C(O)=O)C(C)(C)O | 7.394 | 2a | 93.3 | No | 20 | 20 | 20 | 20 | 20 | 20 | 20 | 20 | 20 | [27 empty] | 3014170516.2667 | 6525181917.2206 | 13548681901.1167 | 8903740489.4364 | 16172009382.3171 | 13756823068.1655 | 3289816156.6509 | 12023484970.5737 | 17554828454.8763
28 | 2,6-Diaminopyridine | C5 H7 N3 | 109.064 | 0.79 | 109.0641 | 110.0714 |  | Nc1cccc(N)n1 | 0.667 | 2b |  | No | 100 | 0 | 0 | 0 | 40 | 0 | 0 | 0 | 60 | 35237210.0844 | [8 empty] | 29980446.338 | [8 empty] | 57713372.5024 |  |  |  | 17067404.3986 |  |  |  | 16978206.1859 | 61473651.1171 | [7 empty] | 23277534.9345 | 126707680.7496 |  |  |  | 37272572.4277 |  |  |  | 35894599.7545
29 | Styrene oxide | C8 H8 O | 120.0575 | -0.54 | 120.0575 | 121.0647 |  | C1OC1c2ccccc2 | 2.897 | 2b |  | No | 0 | 0 | 0 | 0 | 0 | 0 | 20 | 20 | 0 | [15 empty] | 30427250.9533 | 53526673.4568
30 | Ethyl cyanoacrylate | C6 H7 N O2 | 125.0477 | -0.56 | 125.0476 | 126.0549 |  | CCOC(=O)C(=C)C#N | 1.458 | 2b |  | No | 40 | 20 | 20 | 0 | 60 | 20 | 0 | 0 | 20 | 52634661.7403 | 144737578.8649 |  |  | 299716818.1129 | 100830298.5473 |  |  | 108996886.4264 | [13 empty] | 74554470.3507 |  |  |  |  | 147485331.3399 |  | 34590495.6895 |  | 413360835.4362
31 | 2H-Azepine, 3,4,5,6-tetrahydro-7-methoxy- | C7 H13 N O | 127.0997 | -0.91 | 127.0996 | 128.1069 |  | COC1=NCCCCC1 | 1.46 | 2b |  | No | 20 | 0 | 20 | 0 | 20 | 40 | 0 | 0 | 20 | 37985221.9252 |  | 24620246.9594 |  | 227662699.1993 | 384784124.3366 |  |  | 175986920.8002 | [14 empty] | 30486287.9322
32 | N-Isopropylmethacrylamide | C7 H13 N O | 127.0997 | -0.76 | 127.0996 | 128.1069 |  | CC(C)NC(=O)C(C)=C | 4.228 | 2b |  | No | 20 | 0 | 80 | 0 | 100 | 20 | 0 | 0 | 100 |  |  | 38681457.6594 |  | 55554662.9368 |  |  |  | 50149531.8821 |  |  |  |  | 39737117.2091 |  |  |  | 39623724.2516 |  |  | 84429394.282 |  | 129052465.4496 |  |  |  | 112738784.4879 | 44783008.3242 |  | 335736268.245 |  | 391036911.6934 | 29675204.4566 |  |  | 421420755.9266 |  |  | 151691301.851 |  | 216457548.1389 |  |  |  | 147289412.5578
33 | Dimethadione | C5 H7 N O3 | 129.0426 | -0.74 | 129.0425 | 130.0498 |  | CC1(C)OC(=O)NC1=O | 3.963 | 2b |  | No | 60 | 0 | 80 | 0 | 100 | 0 | 0 | 0 | 80 |  |  | 66206296.3236 |  | 189598129.1499 |  |  |  | 225078035.4993 |  |  |  |  | 81631358.6521 |  |  |  |  | 60686594.6471 |  | 166804096.1645 |  | 470389209.4517 |  |  |  | 508984533.8025 | 56580112.5449 |  | 134225090.0592 |  | 356364690.8679 |  |  |  | 424156005.1011 | 50753239.2526 |  | 105662160.2408 |  | 353852628.6888 |  |  |  | 411633106.6158
34 | Deferiprone | C7 H9 N O2 | 139.0633 | -1.28 | 139.0632 | 140.0704 |  | CN1C=CC(=O)C(=C1C)O | 1.298 | 2b |  | No | 0 | 0 | 20 | 0 | 80 | 40 | 0 | 0 | 60 |  |  |  |  | 157898411.819 |  |  |  | 105789952.4944 |  |  |  |  | 30733053.7998 | [8 empty] | 91371575.9362 | 43867209.0696 |  |  | 72265491.8376 |  |  | 61478404.5386 |  | 392509221.1321 | 203830097.1951 |  |  | 167272774.8096
35 | 2-Amino-5,6-dimethyl-1H-pyrimidin-4-one | C6 H9 N3 O | 139.0746 | -1.56 | 139.0743 | 140.0816 |  | CC1=C(C)C(=O)N=C(N)N1 | 0.876 | 2b |  | No | 20 | 20 | 0 | 40 | 60 | 20 | 40 | 20 | 40 |  |  |  |  | 78540367.3456 | [8 empty] | 22456802.5477 |  |  |  | 64018675.4859 |  |  |  | 43737386.911 |  |  | 27894565.7729 | [11 empty] | 34625270.8585 | 93568608.0375 |  | 176699587.6228 | 483163931.6397 | 171700617.3921 | 126773055.1804 | 274750582.258 | 1291441810.6718
36 | 2-Ethyl-3-hydroxy-4-pyrone | C7 H8 O3 | 140.0473 | -1.21 | 140.0472 | 141.0545 |  | CCC1=C(O)C(=O)C=CO1 | 1.785 | 2b |  | No | 0 | 0 | 0 | 0 | 20 | 0 | 0 | 0 | 0 | [22 empty] | 102744084.5937
37 | 2-[[(E)-but-2-enoyl]amino]acetic acid | C6 H9 N O3 | 143.0582 | -1.54 | 143.058 | 144.0653 |  | C(\C(=O)NCC(O)=O)=C/C | 1.099 | 2b |  | Glycine | 0 | 0 | 80 | 0 | 60 | 0 | 0 | 0 | 0 | [11 empty] | 24262212.2233 | [8 empty] | 44453931.6215 |  | 51186758.7359 | [6 empty] | 70960168.1326 |  | 32657910.9529 | [6 empty] | 46678304.999 |  | 29835097.1563
38 | 2-(Dimethylamino)ethyl acrylate | C7 H13 N O2 | 143.0946 | -1.34 | 143.0944 | 144.1017 |  | CN(C)CCOC(=O)C=C | 3.088 | 2b |  | No | 20 | 0 | 40 | 0 | 100 | 0 | 0 | 0 | 20 |  |  |  |  | 33817226.8677 | [8 empty] | 26516814.7077 |  |  |  |  | 28156722.2883 |  | 28394415.7 |  | 36447323.3001 | [6 empty] | 84892070.2607 |  | 107963181.0284 |  |  |  | 36642297.2022 |  |  |  |  | 33973746.8472
39 | 5-Thiazoleethanol, 2,5-dihydro-4-methyl- | C6 H11 N O S | 145.0561 | -1.38 | 145.0559 | 146.0632 |  | CC1=NCSC1CCO | 1.017 | 2b |  | No | 0 | 0 | 20 | 20 | 20 | 20 | 20 | 20 | 20 | [38 empty] | 42366497.9652 | 125674271.9593 | 271021271.0061 | 277119121.9034 | 80036147.8695 | 191007377.8717 | 333227825.9481
40 | 1,3-Indandione | C9 H6 O2 | 146.0368 | -1.6 | 146.0366 | 147.0438 |  | O=C1CC(=O)c2ccccc12 | 4.905 | 2b |  | No | 0 | 0 | 20 | 0 | 20 | 0 | 0 | 20 | 20 | [29 empty] | 31272570.0073 |  | 82497934.6287 |  |  | 54894983.2783 | 38116990.1512
41 | 2-Methylcinnamic aldehyde | C10 H10 O | 146.0732 | -1.39 | 146.073 | 147.0802 |  | CC(C=O)=CC1=CC=CC=C1 | 9.432 | 2b |  | No | 0 | 20 | 40 | 20 | 60 | 20 | 20 | 20 | 60 | [19 empty] | 38185975.5701 | 143328536.8652 | 56053791.9573 | 100236155.8046 | 71431240.4369 | 136903102.804 |  | 131747907.514 |  |  | 48224634.4056 |  | 47952890.4478 |  |  | 22382416.9354 | 43970468.4319 |  |  |  |  | 21585123.2513 |  |  |  | 21275477.3137
42 | Phthalic anhydride | C8 H4 O3 | 148.016 | -1.18 | 148.0159 | 149.0231 |  | O=C1OC(=O)c2ccccc12 | 2.948 | 2b |  | No | 20 | 20 | 80 | 0 | 80 | 20 | 20 | 20 | 60 |  |  | 51969798.163 |  | 33521192.5891 | [15 empty] | 109854530.5611 |  | 61256322.9266 |  | 29793983.3159 |  | 64583239.4986 | 194125422.3159 | 102648094.9062 | 1525880510.5376 |  | 905548203.9231 | 193653023.6034 |  | 167382732.9252 | 1080119066.3536 |  |  | 125341088.349 |  | 105283646.3675 |  |  |  | 100610465.443
43 | Benzoic acid, 2,4-dimethyl- | C9 H10 O2 | 150.0681 | -1.54 | 150.0678 | 151.0751 |  | Cc1ccc(c(C)c1)C(O)=O | 10.981 | 2b |  | No | 0 | 20 | 60 | 0 | 60 | 20 | 60 | 20 | 100 |  |  | 33894791.5908 |  | 29152456.3118 |  | 165874200.281 | 139070269.6583 | 62100082.2578 | [6 empty] | 97534123.851 |  | 33595663.1924 |  |  | 34715200.4375 |  | 76841687.0166 |  | 155881647.3754 |  | 98629199.9 | [5 empty] | 34283214.5553 |  |  | 95711061.2913 |  | 48284945.5996 | 96401183.4814 |  | 105060822.9809 |  |  |  | 110210694.2309
44 | N'-Methyl-2-pyridone-5-carboxamide | C7 H8 N2 O2 | 152.0586 | -1.22 | 152.0584 | 153.0657 |  | CN1C=C(C=CC1=O)C(N)=O | 0.938 | 2b |  | No | 60 | 40 | 100 | 100 | 80 | 60 | 100 | 100 | 80 | 199655096.049 |  | 751216275.0444 | 436416795.7524 | 1334958652.5288 | 707402378.0773 | 332195667.9194 | 413367257.4339 | 730865875.5522 | 188589222.117 | 490342644.0219 | 474034968.3321 | 258670542.5739 | 1509322850.101 | 385519110.3414 | 154663411.7025 | 237230897.5684 | 794456134.2585 |  |  | 1172611386.3408 | 501915306.2083 | 1312693787.4855 | 1348296185.4138 | 527915023.0576 | 719264645.9042 |  |  | 710824627.4267 | 847291867.9212 | 356975605.2928 | 409398273.6049 |  | 258478076.6272 | 333547487.5634 | 225584456.7533 | 294703344.1951 |  | 1496730678.6179 | 771414985.0303 |  |  | 681864197.3682 | 1270349965.8254 | 1677650472.8665
45 | 6-Methyl coumarin | C10 H8 O2 | 160.0524 | -1.54 | 160.0522 | 161.0595 |  | Cc1ccc2OC(=O)C=Cc2c1 | 6.169 | 2b |  | No | 20 | 20 | 80 | 20 | 80 | 20 | 20 | 20 | 80 | [11 empty] | 82068725.6922 |  | 88537886.8744 |  |  |  | 93108556.8649 |  |  | 63136815.8942 |  | 49830085.1856 |  | 26522558.4001 |  | 71374308.3587 | 149864670.3909 | 210470111.6684 | 1224050510.5787 | 213783437.2728 | 998867452.6994 | 371874518.3074 |  | 425846944.9793 | 1066162978.2989 |  |  | 51008743.3029 |  | 45413300.9441 |  |  |  | 50081386.0912
46 | 2-(4-aminobutanoylamino)acetic acid | C6 H12 N2 O3 | 160.0848 | -1.59 | 160.0845 | 161.0918 |  | C(CCCN)(=O)NCC(O)=O | 1.719 | 2b |  | Glycine | 0 | 0 | 80 | 0 | 100 | 0 | 0 | 0 | 0 |  |  | 24577183.4867 |  | 61645270.0799 | [8 empty] | 41715091.381 | [6 empty] | 38512054.3684 |  | 107166542.8082 | [6 empty] | 51730197.0812 |  | 119776791.0996 | [6 empty] | 38454817.633 |  | 93971784.6189
47 | Methyl 2-methoxybenzoate | C9 H10 O3 | 166.063 | -1.52 | 166.0627 | 167.07 |  | COC(=O)c1ccccc1OC | 10.78 | 2b |  | No | 20 | 20 | 80 | 40 | 80 | 20 | 60 | 40 | 60 |  |  | 29382714.51 |  | 32714065.268 |  | 44642776.128 |  | 26001233.1461 | [11 empty] | 14959111.7335 |  | 45042535.8241 |  | 30490883.7369 |  |  | 14158643.2903 | 21744247.0912 | 91214863.3159 | 53481715.2412 | 77852801.6407 | 24604041.9928 |  | 78297130.9661 | 91748221.6593 |  |  | 50375281.7503 | 20934271.6111 | 46497538.715 |  | 57858387.4517 | 29825546.4427 | 50758130.1493
48 | 7-Oxabicyclo[4.1.0]heptan-2-one, 1-methyl-4-(1-methylethenyl)- | C10 H14 O2 | 166.0994 | -1.38 | 166.0992 | 167.1064 |  | CC(=C)C1CC2OC2(C)C(=O)C1 | 4.791 | 2b |  | No | 80 | 100 | 100 | 80 | 100 | 100 | 40 | 40 | 100 | 120504591.4718 | 128922263.3454 | 707474444.8855 | 191210215.8608 | 824153513.9945 | 236251994.6378 |  |  | 832649517.2504 |  | 40039768.9961 | 190785781.5112 | 59835856.5546 | 239484520.4508 | 57109244.9522 |  |  | 235111420.6097 | 119089202.1161 | 100113080.195 | 503501221.3923 |  | 542566672.5291 | 183024508.4844 | 298823346.0844 |  | 657456497.6086 | 105455631.5334 | 94808925.6527 | 488778425.3686 | 136533041.4641 | 447250414.6546 | 201668343.5413 |  | 307657654.876 | 484356644.6394 | 61822232.6479 | 76671450.7769 | 309198183.5791 | 79472258.7815 | 411213944.8725 | 123994279.7122 | 163526673.3057 | 143195652.6877 | 413940131.2628
49 | Hexahydro-4-methyl-1,3-isobenzofurandione | C9 H12 O3 | 168.0786 | -1.58 | 168.0784 | 169.0857 |  | CC1CCCC2C1C(=O)OC2=O | 8.996 | 2b |  | No | 0 | 0 | 0 | 0 | 0 | 100 | 20 | 60 | 100 | [5 empty] | 52155860.537 |  | 76922832.4536 | 43103443.4496 | [5 empty] | 27417082.209 |  |  | 24649166.7998 | [5 empty] | 43667166.2736 | 41917876.4707 |  | 46498375.6114 | [5 empty] | 34535545.9389 |  | 44753838.2436 | 51761728.0561 | [5 empty] | 76697075.0035 |  | 108525400.3816 | 51460009.5649
50 | 3-hydroxy-4,7,7-trimethylbicyclo[2.2.1]heptan-2-one | C10 H16 O2 | 168.115 | -1.4 | 168.1148 | 169.1221 |  | CC1(C)C2CCC1(C)C(O)C2=O | 5.15 | 2b |  | No | 0 | 0 | 0 | 0 | 40 | 20 | 0 | 20 | 40 | [22 empty] | 44194634.2628 |  |  |  | 45784332.773 |  |  |  |  | 26225418.9188 | 47737505.8305 |  | 51386354.9998 | 117571069.3946
51 | Oxecane-2,10-dione | C9 H14 O3 | 170.0943 | -1.6 | 170.094 | 171.1013 |  | O=C1CCCCCCCC(=O)O1 | 7.57 | 2b |  | No | 0 | 0 | 100 | 0 | 100 | 0 | 60 | 20 | 100 |  |  | 60795218.8165 |  | 61949205.8016 |  | 54802909.5819 |  | 59860099.031 |  |  | 59006426.1918 |  | 52481544.0096 |  |  |  | 55709115.0251 |  |  | 67872390.6002 |  | 59815638.518 |  | 77699134.1435 |  | 61066774.6091 |  |  | 29471525.8191 |  | 23314907.1266 |  |  |  | 30349817.3496 |  |  | 77432402.0735 |  | 75290653.9494 |  | 62808139.1058 | 23530468.1305 | 75257079.1817
52 | 3-Propylidenephthalide | C11 H10 O2 | 174.0681 | -1.28 | 174.0679 | 175.0751 |  | CCC=C1OC(=O)c2ccccc12 | 8.504 | 2b |  | No | 0 | 0 | 100 | 0 | 100 | 20 | 20 | 0 | 100 |  |  | 111070962.6802 |  | 92025147.3748 |  |  |  | 96613852.6187 |  |  | 68469360.9231 |  | 71563713.6718 |  |  |  | 64474625.8234 |  |  | 248208560.2151 |  | 212470083.2392 | 35462845.1278 | 46495450.0974 |  | 239307184.4604 |  |  | 92052948.8935 |  | 57757739.1247 |  |  |  | 71546358.0531 |  |  | 43470553.3299 |  | 43532049.5413 |  |  |  | 37454767.1815
53 | Indoleacetamide | C10 H10 N2 O | 174.0793 | -1.47 | 174.0791 | 175.0863 |  | NC(=O)Cc1[nH]c2ccccc2c1 | 3.312 | 2b |  | No | 0 | 0 | 0 | 0 | 0 | 100 | 60 | 40 | 20 | [5 empty] | 122794519.8714 | 258105568.7459 | [7 empty] | 90418406.5578 | [8 empty] | 258120805.4328 | 499122763.7266 | [7 empty] | 171300830.7167 |  | 216672237.1111 | 91280558.3289 | [5 empty] | 174051890.2558 | 206054887.9976 | 183698826.6868
54 | Ethyl cinnamate | C11 H12 O2 | 176.0837 | -1.3 | 176.0835 | 177.0908 |  | CCOC(=O)C=Cc1ccccc1 | 12.633 | 2b |  | No | 0 | 0 | 0 | 0 | 0 | 20 | 40 | 20 | 20 | [5 empty] | 10325071.1397 | 8716216.957 | 12552614.9868 | [16 empty] | 32488603.8307 |  | 18180315.4314
55 | cyclopropa[1,2:1,3]dicyclopenten-3(3ah)-one, 1,2,3b,6-tetrahydro-3a,6,6-trimethyl- | C12 H16 O | 176.1201 | -1.18 | 176.1199 | 177.1272 |  | CC1(C)C=CC2C3(C)C(=O)CCC123 | 8.412 | 2b |  | No | 0 | 0 | 80 | 0 | 100 | 0 | 0 | 0 | 100 |  |  | 38697566.0931 |  | 91745000.6107 |  |  |  | 111169536.4592 |  |  | 23862416.8266 |  | 96214139.1941 |  |  |  | 83102900.3046 |  |  | 27660167.6352 |  | 64016861.8608 |  |  |  | 111328712.979 |  |  |  |  | 32347179.2438 |  |  |  | 27603886.8214 |  |  | 37477360.84 |  | 97529734.0125 |  |  |  | 90943061.9257
56 | (+/-)-3,4-(Methylenedioxy)amphetamine | C10 H13 N O2 | 179.0946 | -1.61 | 179.0943 | 180.1016 |  | CC(N)CC1=CC=C2OCOC2=C1 | 6.827 | 2b |  | No | 0 | 0 | 0 | 0 | 0 | 20 | 0 | 0 | 80 | [8 empty] | 109501820.8853 | [8 empty] | 27930018.3806 | [5 empty] | 25956183.4071 |  |  | 114789717.3735 | [17 empty] | 33127512.5716
57 | Propylparaben | C10 H12 O3 | 180.0786 | -1.58 | 180.0784 | 181.0856 |  | CCCOC(=O)c1ccc(O)cc1 | 9.358 | 2b |  | No | 60 | 60 | 100 | 60 | 80 | 60 | 80 | 60 | 100 |  |  | 82593312.9587 | 30200981.7296 | 64134065.8526 |  | 98460953.7953 | 48766580.6016 | 67221349.3196 |  |  | 19886164.0113 |  |  |  | 18787861.3029 |  | 21347169.4378 | 25021380.8589 | 27811413.321 | 189089736.0522 | 73200006.3836 | 139162463.3324 | 47134543.4866 | 251583123.9802 |  | 111545667.4438 | 22548422.113 | 17676493.3145 | 115110878.2585 | 55250573.2355 | 99420167.6033 | 26069848.7321 |  | 90888705.7592 | 92751278.4569 | 24505511.127 | 28733488.7781 | 189216978.6004 |  | 136615150.9541 | 42921905.5321 | 255803597.6993 | 107807257.9554 | 150222368.2084
58 | Glufosinate | C5 H12 N O4 P | 181.0504 | -0.27 | 181.0503 | 182.0576 |  | C[P](O)(=O)CCC(N)C(O)=O | 0.737 | 2b |  | No | 60 | 0 | 0 | 0 | 20 | 0 | 20 | 0 | 60 | 142339099.0548 | [7 empty] | 28524774.255 | 676771904.5427 | [7 empty] | 53574650.8438 | [9 empty] | 477186191.4062 |  |  |  | 42342150.4967 |  | 8262772.6665 |  | 271482471.1125
59 | Fluoren-9-ol | C13 H10 O | 182.0732 | -1.01 | 182.073 | 183.0803 |  | OC1c2ccccc2c3ccccc13 | 8.478 | 2b |  | No | 20 | 20 | 20 | 20 | 20 | 20 | 20 | 20 | 20 | [9 empty] | 67166712.5385 | 328979995.0525 | 380626833.6048 | 263651876.1406 | 616222985.6226 | 404967379.6532 | 197952862.7618 | 385477067.4224 | 660621801.4336
60 | 3-Hydroxyfluorene | C13 H10 O | 182.0732 | -1.2 | 182.0729 | 183.0802 |  | Oc1ccc2Cc3ccccc3c2c1 | 10 | 2b |  | No | 0 | 20 | 20 | 20 | 20 | 20 | 20 | 20 | 20 | [10 empty] | 63911652.3766 | 82916983.2971 | 19930323.9865 | 77722749.4436 | 70804158.0846 | 345640547.7667 | 255877846.564 | 24091213.7989
61 | Pentanoic acid, 2-furanylmethyl ester | C10 H14 O3 | 182.0943 | -1.26 | 182.0941 | 183.1013 |  | CCCCC(=O)OCc1occc1 | 10.812 | 2b |  | No | 0 | 0 | 0 | 0 | 0 | 100 | 60 | 80 | 100 | [5 empty] | 84007983.1517 | 71692298.4981 | 97682712.2392 | 51041754.0457 | [5 empty] | 32243706.912 | 14744847.2376 | 27351016.3643 | 19704006.0815 | [5 empty] | 79002356.318 | 64500578.2013 |  | 47302639.8216 | [5 empty] | 24498817.9854 |  | 37210095.1906 | 29082610.4477 | [5 empty] | 188693772.7934 |  | 235841507.1016 | 72191996.241
62 | Oxacycloundecane-2,11-dione | C10 H16 O3 | 184.1099 | -1.16 | 184.1097 | 185.117 |  | O=C1CCCCCCCCC(=O)O1 | 12.071 | 2b |  | No | 0 | 0 | 80 | 0 | 80 | 0 | 0 | 0 | 60 |  |  | 16197469.014 |  | 14697212.2049 |  |  |  | 14894525.0568 |  |  | 16835259.1449 |  | 22699803.7394 |  |  |  | 19436910.3838 |  |  | 43741748.763 |  | 54921460.052 |  |  |  | 46885209.3899 | [11 empty] | 9528088.9806 |  | 10404116.5751
63 | Hexahydrohippurate | C9 H15 N O3 | 185.1052 | -1.31 | 185.105 | 186.1122 |  | C1(CCCCC1)C(=O)NCC(O)=O | 4.399 | 2b |  | Glycine | 80 | 80 | 100 | 60 | 100 | 80 | 40 | 20 | 100 | 158234302.5547 | 65217981.7894 | 1195455029.0874 | 48823652.262 | 1215029801.4931 | 110892284.9475 | 134437785.3383 |  | 1270510148.2225 | 97673052.9998 | 41605210.4754 | 740021322.0362 | 34676335.9171 | 911532150.8609 | 67248642.6895 |  |  | 916432244.5125 | 326963694.8438 | 129039384.2693 | 2202779910.9662 | 84253475.3884 | 2298831876.3618 | 236365889.8514 | 304166968.8442 |  | 2387619166.7983 | 358067316.2936 | 136397858.7492 | 2489201862.0988 |  | 2343210861.5974 | 262811642.6107 |  | 222015684.0295 | 2687312937.8619 |  |  | 202845904.4221 |  | 237945400.9034 |  |  |  | 237758612.043
64 | N-Heptanoylglycine | C9 H17 N O3 | 187.1208 | -1.29 | 187.1206 | 188.1279 |  | O=C(CCCCCC)NCC(O)=O | 3.726 | 2b |  | Glycine | 0 | 20 | 20 | 0 | 40 | 20 | 0 | 20 | 40 | [22 empty] | 21071418.1861 |  |  |  | 32240470.7179 |  | 25107530.0891 | 119853092.1222 |  | 131208718.9779 | 69928833.9408 |  | 75471334.3299 | 155042514.1968
65 | Aspartic acid, 1,4-diethyl ester | C8 H15 N O4 | 189.1001 | -1.43 | 189.0998 | 190.1071 |  | CCOC(=O)C[C@H](N)C(=O)OCC | 3.076 | 2b |  | No | 20 | 0 | 100 | 0 | 100 | 0 | 0 | 0 | 20 |  |  | 37268881.3637 |  | 52879002.9466 | [6 empty] | 24558528.7976 |  | 41651686.7948 | [6 empty] | 45615366.566 |  | 55149341.8474 |  |  |  |  | 29144136.3318 |  | 131108854.107 |  | 179779307.4842 |  |  |  | 59336060.6368 |  |  | 39372093.446 |  | 55834099.5784
66 | 2-[{2-[2-(Dimethylamino)ethoxy]ethyl}(methyl)amino]ethanol | C9 H22 N2 O2 | 190.1681 | -1.48 | 190.1678 | 191.1751 |  | CN(C)CCOCCN(C)CCO | 0.784 | 2b |  | No | 40 | 40 | 0 | 0 | 40 | 40 | 0 | 0 | 20 | 58570275.952 | 43634973.1635 |  |  | 12826814.9413 | 90841173.262 | [21 empty] | 31436106.0047 | 24306031.943 |  |  | 24577463.8322 | 60834011.3334 |  |  | 58104338.2208
67 | Diprop-2-en-1-yl (2Z)-but-2-enedioate | C10 H12 O4 | 196.0736 | -1.19 | 196.0733 | 197.0806 |  | C=CCOC(=O)\C=C/C(=O)OCC=C | 11.021 | 2b |  | No | 80 | 0 | 100 | 0 | 100 | 60 | 60 | 20 | 100 | 12803820.1203 |  | 91382729.8465 |  | 82120948.1981 |  | 15888558.1716 |  | 83622327.7961 |  |  | 34014643.4209 |  | 31790944.1629 |  |  |  | 26794874.4781 | 19476272.3348 |  | 114604386.6699 |  | 97733921.2297 | 13223536.5379 | 20355068.0714 |  | 114054580.6627 | 24642905.5994 |  | 190030702.3859 |  | 171306934.7937 | 19224676.5713 |  |  | 182874550.1574 | 15814872.9912 |  | 120701426.8548 |  | 115303789.7004 | 12443736.7265 | 19900292.2661 | 11901165.5122 | 115259262.104
68 | (5-aminocyclohexa-1,3-diene-1-carbonyl)glycine | C9 H12 N2 O3 | 196.0848 | -1.31 | 196.0845 | 197.0918 |  | C(=O)(C=1C[C@H](N)C=CC1)NCC(O)=O | 1.971 | 2b |  | Glycine | 40 | 0 | 40 | 0 | 60 | 0 | 0 | 0 | 60 | 95627420.5242 |  | 379851586.1175 |  | 813655318.8063 |  |  |  | 752006444.2275 | [13 empty] | 99357501.9817 |  |  |  | 94989062.5418 | 121198214.1168 |  | 623648152.0343 |  | 747800619.6944 |  |  |  | 1197564607.6593
69 | Hexanedioic acid, diethenyl ester | C10 H14 O4 | 198.0892 | -1.35 | 198.0889 | 199.0962 |  | C=COC(=O)CCCCC(=O)OC=C | 6.265 | 2b |  | No | 20 | 0 | 80 | 0 | 100 | 0 | 40 | 0 | 100 |  |  | 57739435.4415 |  | 53109196.6758 |  | 27965493.1786 |  | 52353218.2581 |  |  |  |  | 23269133.236 |  |  |  | 22317791.731 | 35196366.8671 |  | 252720605.1102 |  | 201303810.1259 |  | 233373036.2686 |  | 211617863.8318 |  |  | 100342075.3588 |  | 92146955.1224 |  |  |  | 91165411.8419 |  |  | 113857677.4362 |  | 118429088.7324 |  |  |  | 113546901.1854
70 | 2-Propen-1-yl 2-(cyclohexyloxy)acetate | C11 H18 O3 | 198.1256 | -1.37 | 198.1253 | 199.1326 |  | C=CCOC(=O)COC1CCCCC1 | 6.492 | 2b |  | No | 0 | 0 | 80 | 20 | 80 | 60 | 20 | 40 | 80 |  |  | 35793628.8529 |  | 50274285.4082 |  |  |  | 41120651.5385 | [11 empty] | 89067559.2115 |  | 89333830.5053 | 32647310.7823 | 53123727.6748 |  | 84635048.5159 |  |  | 95965614.102 | 46573081.8289 | 104727333.4762 | 54600237.7239 |  | 99805919.1198 | 121555850.3681 |  |  | 58215148.3767 |  | 77015909.6941 | 25966738.6262 |  | 32784325.5182 | 67832064.1487
71 | 1-(2-Hydroxyethyl)-2,2,6,6-tetramethyl-4-piperidinol | C11 H23 N O2 | 201.1729 | -1.5 | 201.1726 | 202.1798 |  | CC1(C)CC(O)CC(C)(C)N1CCO | 1.328 | 2b |  | No | 0 | 0 | 0 | 0 | 20 | 20 | 0 | 0 | 20 | [40 empty] | 210953524.2978 | 33007365.5767 |  |  | 193276848.4074
72 | Ethyl 6-(acetyloxy)hexanoate | C10 H18 O4 | 202.1205 | -1.47 | 202.1202 | 203.1275 |  | CCOC(=O)CCCCCOC(C)=O | 6.202 | 2b |  | No | 0 | 0 | 100 | 0 | 100 | 0 | 20 | 20 | 100 |  |  | 45781758.557 |  | 54715435.2869 |  |  |  | 60438528.243 |  |  | 24130909.7931 |  | 36019856.0359 |  |  |  | 34488012.7518 |  |  | 52404228.8036 |  | 65031032.7078 |  | 30154851.8062 |  | 78953620.1058 |  |  | 34554833.1527 |  | 47140842.9313 |  |  | 22873129.3525 | 45927475.5834 |  |  | 47687974.3073 |  | 59188163.3803 |  |  |  | 62172097.5498
73 | 3-Hydroxy-2,2-dimethylpropyl 3-hydroxy-2,2-dimethylpropanoate | C10 H20 O4 | 204.1362 | -1.13 | 204.1359 | 205.1432 |  | CC(C)(CO)COC(=O)C(C)(C)CO | 6.321 | 2b |  | No | 0 | 0 | 0 | 0 | 80 | 0 | 0 | 0 | 80 |  |  |  |  | 34945226.9623 |  |  |  | 36492630.8737 |  |  |  |  | 51668939.6344 |  |  |  | 46544010.4487 |  |  |  |  | 26612846.4184 |  |  |  | 31370660.5339 | [13 empty] | 24976964.3402 |  |  |  | 24648699.6292
74 | 4,7-Methano-1H-inden-6-ol, 3a,4,5,6,7,7a-hexahydro-, propanoate | C13 H18 O2 | 206.1307 | -1.41 | 206.1304 | 207.1377 |  | CCC(O)=O.OC1CC2CC1C3CC=CC23 | 4.407 | 2b |  | No | 0 | 20 | 20 | 20 | 100 | 40 | 0 | 20 | 100 |  |  |  |  | 282890371.4756 | 44344097.9995 |  |  | 232089623.9125 |  |  |  |  | 107173128.2357 |  |  |  | 103636817.6114 |  |  |  |  | 40059902.7082 |  |  |  | 51180439.2741 |  | 53902335.5271 | 63222456.6241 | 59349079.6521 | 223179439.4773 | 97840806.6175 |  | 96265642.8963 | 221876838.2224 |  |  |  |  | 35327981.7438 |  |  |  | 35000648.7575
75 | 1-(2,6,6-Trimethyl-2-cyclohexen-1-yl)butane-1,3-dione | C13 H20 O2 | 208.1463 | -1.34 | 208.1461 | 209.1533 |  | CC(=O)C=C(O)C1C(C)=CCCC1(C)C | 12.097 | 2b |  | No | 0 | 40 | 60 | 60 | 60 | 60 | 60 | 60 | 80 |  |  | 22486354.4238 | 15887435.3445 | 23716866.1184 | 58633755.0744 | 65554281.9788 | 74581733.7776 | 58850684.0053 | [10 empty] | 26074682.0336 | 55156001.5468 | 25917676.5148 | 32412306.8252 |  | 136906488.87 |  | 94504152.8317 |  | 15853579.0426 | 36251795.4297 | 21057461.4059 |  | 83524521.1793 |  | 85853014.1691 | 53527210.1915 |  |  |  |  | 29320684.4126 | 45679150.7123 | 55288711.1408 | 50576609.6765 | 42950461.6206
76 | (2-Methoxy-benzoylamino)-acetic acid | C10 H11 N O4 | 209.0688 | -1.75 | 209.0684 | 210.0757 |  | COC1=CC=CC=C1C(=O)NCC(O)=O | 2.315 | 2b |  | Glycine | 0 | 0 | 80 | 0 | 60 | 0 | 0 | 0 | 60 |  |  | 73866694.4224 |  | 58057805.1257 |  |  |  | 62826798.7965 | [11 empty] | 34328824.6917 | [8 empty] | 66977384.9564 |  | 61494762.4945 |  |  |  | 38775063.9723 |  |  | 175954901.4526 |  | 95899983.4815 |  |  |  | 109262509.7882
77 | 2,4-Imidazolidinedione, 1,3-bis(2-hydroxyethyl)-5,5-dimethyl- | C9 H16 N2 O4 | 216.111 | -1.55 | 216.1107 | 217.118 |  | CC1(C)N(CCO)C(=O)N(CCO)C1=O | 1.112 | 2b |  | No | 80 | 0 | 80 | 0 | 60 | 20 | 0 | 0 | 20 |  |  | 52275198.209 | [6 empty] | 64981816.1671 |  | 36056699.2151 |  | 67317514.0042 |  |  |  |  | 52985449.9769 |  | 86061164.868 |  | 118137594.0916 |  |  |  |  | 32522914.0928 |  |  |  | 79646179.9931 |  |  |  |  | 1631521756.6617 |  | 1024946226.9219 |  |  | 29420248.2401 |  |  | 107992641.1389
78 | 2-Butenoic acid, 2-methyl-, 3-phenyl-2-propen-1-yl ester, (2E)- | C14 H16 O2 | 216.115 | -1.57 | 216.1147 | 217.122 |  | C\C=C(/C)C(=O)OCC=Cc1ccccc1 | 12.366 | 2b |  | No | 20 | 20 | 80 | 20 | 60 | 60 | 80 | 80 | 80 |  |  | 30384442.192 |  | 19761666.2698 | 17960643.8423 | 37545964.0748 | 32507306.2873 | 22862042.2929 |  |  | 11163110.2908 |  |  |  | 13949939.1113 | 13878181.2866 | 10224097.7634 | [6 empty] | 53549774.5572 |  |  | 10584299.4774 | 24918970.1587 | 53219833.0913 | 38606406.3711 | 51095559.8546 | 42810026.7739 |  | 80343984.5055 | 75381491.8207 |  |  | 52373979.0717 |  | 36185147.3607 | 29016837.7509 | 80438861.6213 | 40249369.906 | 51027223.2578
79 | Undecanedioic acid | C11 H20 O4 | 216.1362 | -1.88 | 216.1358 | 217.143 |  | OC(=O)CCCCCCCCCC(O)=O | 7.772 | 2b |  | No | 0 | 0 | 0 | 0 | 0 | 0 | 40 | 40 | 0 | [7 empty] | 42450636.7069 | [7 empty] | 219715580.9519 | 53542125.3168 | [25 empty] | 136213482.2661
80 | 1-(1,2,3,4-Tetrahydro-4,4-dimethyl-1-naphthalenyl)-1-propanone | C15 H20 O | 216.1514 | -1.54 | 216.1511 | 217.1584 |  | CCC(=O)C1CCC(C)(C)c2ccccc12 | 9.388 | 2b |  | No | 0 | 0 | 60 | 0 | 100 | 0 | 0 | 0 | 100 |  |  |  |  | 40968750.7645 |  |  |  | 42333449.5555 |  |  |  |  | 20418931.6437 |  |  |  | 19840564.0185 |  |  | 33007233.8102 |  | 91228208.4245 |  |  |  | 89755579.39 |  |  | 24652156.7678 |  | 83347713.664 |  |  |  | 83030567.6865 |  |  | 19429954.934 |  | 65021934.5895 |  |  |  | 65499502.3921
81 | 2-Phthalimidopropionic acid | C11 H9 N O4 | 219.0532 | -1.52 | 219.0528 | 220.0601 |  | CC(N1C(=O)c2ccccc2C1=O)C(O)=O | 4.038 | 2b |  | No | 80 | 80 | 100 | 0 | 100 | 60 | 0 | 0 | 100 | 51459516.2882 | 42634370.2407 | 188021456.23 |  | 497281800.8506 |  |  |  | 577303361.3394 |  |  | 107744706.4276 |  | 148920396.3952 |  |  |  | 138263352.8293 | 54721869.8767 | 41156858.115 | 243937257.0245 |  | 519871811.4113 | 71377359.8448 |  |  | 594423597.5489 | 115926124.5728 | 86656124.583 | 331626576.0713 |  | 969192817.1096 | 172945315.3145 |  |  | 1257829234.2348 | 81565231.8659 | 70928209.0269 | 229279569.8763 |  | 655906281.1397 | 118071577.1869 |  |  | 733386491.2343
82 | Pantothenic acid | C9 H17 N O5 | 219.1107 | -1.6 | 219.1103 | 220.1176 |  | CC(C)(CO)[C@@H](O)C(=O)NCCC(O)=O | 1.413 | 2b |  | No | 100 | 20 | 100 | 20 | 100 | 40 | 20 | 20 | 80 | 140587270.9668 |  | 248161021.8861 |  | 896122156.0518 |  |  |  |  | 131916725.1031 |  | 205668717.6594 |  | 896840830.253 |  |  |  | 89197347.8561 | 202499343.7638 |  | 347408289.89 |  | 1107417398.9652 |  | 42841437.2433 |  | 145309002.1854 | 533616045.1119 | 34228027.8149 | 919989066.1035 | 24377631.0123 | 1783927004.4934 | 45036203.1248 |  | 34163593.459 | 643562790.4604 | 251245165.8979 |  | 398632695.1933 |  | 1633109795.1451 | 24970007.9093 |  |  | 103766371.2028
83 | (3Z)-Hex-3-en-1-yl salicylate | C13 H16 O3 | 220.1099 | -1.52 | 220.1096 | 221.1169 |  | CC\C=C/CCOC(=O)c1ccccc1O | 11.524 | 2b |  | No | 20 | 20 | 80 | 40 | 80 | 40 | 60 | 40 | 80 |  |  | 19070304.8759 |  | 17451995.7686 |  | 31304914.0328 | 22937822.1104 | 19006068.4983 | [9 empty] | 15721989.353 | 25882188.8551 | 94222564.4267 | 60488477.0405 | 77478841.3658 | 38868783.4166 | 149049116.5626 |  | 86620406.9534 |  |  | 39168387.3495 | 20375527.07 | 32785584.0367 | 16813998.3828 |  |  | 47538595.4497 |  |  | 39853842.6324 |  | 29574678.6738 |  | 49336146.4436 | 25159717.7929 | 31245303.3279
84 | (E)-[3-(3-hydroxyphenyl)acryloyl]glycine | C11 H11 N O4 | 221.0688 | -1.68 | 221.0684 | 222.0757 |  | C1(=CC(=CC=C1)O)/C=C/C(=O)NCC(O)=O | 2.742 | 2b |  | No | 20 | 0 | 80 | 0 | 40 | 20 | 0 | 0 | 40 |  |  | 62384683.2429 |  | 51883043.4293 |  |  |  | 51011440.5053 |  |  | 25322641.0916 | [15 empty] | 38534513.3019 |  | 328157032.34 |  | 187739480.2204 | 48916678.0414 |  |  | 218368391.0589 |  |  | 25991901.8873
85 | N-[3-(4-Hydroxyphenyl)acryloyl]glycine | C11 H11 N O4 | 221.0688 | -1.73 | 221.0684 | 222.0757 |  | C1(=CC=C(O)C=C1)C=CC(=O)NCC(O)=O | 3.388 | 2b |  | No | 0 | 0 | 40 | 0 | 40 | 0 | 0 | 0 | 40 |  |  | 69358246.7602 |  | 52033834.0562 |  |  |  | 56671783.5948 | [20 empty] | 171410840.5754 |  | 105752735.5114 |  |  |  | 123674066.1346
86 | Carbofuran | C12 H15 N O3 | 221.1052 | -1.69 | 221.1048 | 222.1121 |  | CNC(=O)Oc1cccc2CC(C)(C)Oc12 | 9.008 | 2b |  | No | 0 | 40 | 40 | 40 | 40 | 40 | 20 | 20 | 40 | [19 empty] | 22593830.3865 | 65666871.2735 | 28848321.8345 | 56036331.8585 | 37423470.9862 | 58553673.589 |  | 84940954.5913 |  | 25954818.7698 | 97983479.7415 | 45743731.4565 | 100070190.7214 | 48686969.2704 |  | 80529274.5038 | 95933286.9598
87 | 2-Butenoic acid, (2E)-3,7-dimethyl-2,6-octadien-1-yl ester | C14 H22 O2 | 222.162 | -1.61 | 222.1616 | 223.1689 |  | CC=CC(=O)OC\C=C(C)\CCC=C(C)C | 13.443 | 2b |  | No | 0 | 40 | 100 | 20 | 100 | 60 | 60 | 40 | 100 |  |  | 77011783.0438 |  | 68761291.3014 |  |  |  | 74072982.6442 |  |  | 164594950.9686 |  | 134588164.038 | 19255654.4269 | 27370179.5402 | 23621388.658 | 142126186.1668 |  | 30750126.2011 | 239013178.2044 | 28030038.8616 | 231363548.55 | 53713175.6335 | 72340084.5254 |  | 304703332.6803 |  |  | 89269120.0902 |  | 50812420.5956 |  |  |  | 127988655.5226 |  | 13192810.887 | 128131664.3133 |  | 128417707.6346 | 22863117.4461 | 26740798.4315 | 19452393.8713 | 79173713.3215
88 | Vanilloylglycine | C10 H11 N O5 | 225.0637 | -1.77 | 225.0633 | 226.0706 |  | COC1=CC(=CC=C1O)C(=O)NCC(O)=O | 1.777 | 2b |  | Glycine | 40 | 0 | 100 | 0 | 100 | 40 | 40 | 0 | 80 |  |  | 358978328.4591 |  | 231360249.3523 |  |  |  | 244532507.0934 |  |  | 230244030.5838 |  | 179919734.5388 |  |  |  | 191955080.8483 | 101791727.0123 |  | 1162539318.056 |  | 821079117.2221 | 34712543.1094 | 76153846.9508 |  |  | 145193753.0028 |  | 1361108999.281 |  | 928966772.8257 | 33153641.5176 | 71303010.8972 |  | 1134500893.7692 |  |  | 69208730.0398 |  | 31816979.4251 |  |  |  | 32702962.4698
89 | (E)-(3,7-dimethylocta-2,6-dienoyl)glycine | C12 H19 N O3 | 225.1365 | -1.75 | 225.1361 | 226.1434 |  | C(/C=C(/CCC=C(C)C)\C)(=O)NCC(O)=O | 7.581 | 2b |  | Glycine | 20 | 20 | 20 | 20 | 20 | 20 | 20 | 20 | 20 | [36 empty] | 49544306.6286 | 301510935.6127 | 483158778.1976 | 288614126.4157 | 212383301.3788 | 392788748.3775 | 469683879.946 | 439058760.6352 | 403180332.7558
90 | 1,6-Hexanediol diacrylate | C12 H18 O4 | 226.1205 | -1.64 | 226.1201 | 227.1274 |  | OCCCCCCO.OC(=O)C=C.OC(=O)C=C | 4.082 | 2b |  | No | 0 | 0 | 60 | 20 | 40 | 20 | 40 | 20 | 80 |  |  | 172709575.3281 | 37895494.9937 | 165355063.4032 | 60489434.6729 | 74185994.8572 | 39506711.1429 | 168568795.8496 | [8 empty] | 64078765.4614 |  |  | 123333583.2 |  |  |  | 47043845.542 |  | 205207196.7111 | [11 empty] | 43446506.5454 |  | 63506011.9604 |  |  |  | 56219956.3531
91 | 4-(Benzyloxy)-2-hydroxybenzaldehyde | C14 H12 O3 | 228.0786 | -1.58 | 228.0783 | 229.0856 |  | Oc1cc(OCc2ccccc2)ccc1C=O | 8.768 | 2b |  | No | 0 | 20 | 40 | 20 | 40 | 40 | 20 | 20 | 40 | [20 empty] | 148629398.5179 |  | 137090305.0643 | 61802209.5758 | 31508936.7877 |  | 153798371.1545 |  | 73276037.4092 | 113866576.5546 | 100424946.9613 | 73928228.9463 | 137151467.9656 |  | 240410559.7834 | 128853131.5462
92 | 2-Propenoic acid, 3-phenyl-, (3Z)-3-hexen-1-yl ester | C15 H18 O2 | 230.1307 | -1.62 | 230.1303 | 231.1376 |  | CC\C=C/CCOC(=O)C=Cc1ccccc1 | 13.074 | 2b |  | No | 0 | 0 | 0 | 0 | 0 | 60 | 40 | 80 | 80 | [5 empty] | 26033496.201 | 23416828.7156 | 30132575.1976 | 10061959.6514 | [7 empty] | 9143190.6702 | [7 empty] | 36306029.3631 |  | 25310551.5471 | [5 empty] | 13090689.7126 |  | 19952557.0491 | 10356578.6642 | [5 empty] | 46077118.2352 |  | 40351826.7738 | 22254324.6522
93 | Caprylic diethanolamide | C12 H25 N O3 | 231.1834 | -1.67 | 231.1831 | 232.1903 |  | CCCCCCCC(=O)N(CCO)CCO | 5.567 | 2b |  | No | 0 | 0 | 0 | 0 | 20 | 0 | 0 | 0 | 20 | [31 empty] | 97396406.6956 |  |  |  | 107920371.7778
94 | Allyl Ionone | C16 H24 O | 232.1827 | -1.5 | 232.1824 | 233.1896 |  | CC1=C(\C=C\C(=O)CC=C)C(C)(C)CCC1 | 11.597 | 2b |  | No | 20 | 0 | 80 | 0 | 80 | 20 | 0 | 0 | 80 |  |  | 19339883.7527 |  | 21981455.0236 |  |  |  | 31682103.0979 | [11 empty] | 31031668.8238 |  | 38164253.6818 |  |  |  | 64692459.0944 | 13128843.1914 |  | 59503028.6593 |  | 72216381.0916 | 31768554.6154 |  |  | 116225635.6854 |  |  | 23975805.5406 |  | 43654485.4261 |  |  |  | 143475575.5189
95 | 2-methoxybenzoic acid, cyclohexyl ester | C14 H18 O3 | 234.1256 | -1.74 | 234.1252 | 235.1325 |  | COc1ccccc1C(=O)OC2CCCCC2 | 11.317 | 2b |  | No | 20 | 80 | 80 | 80 | 60 | 80 | 80 | 60 | 80 |  | 51618767.2379 | 92748542.2232 | 55943353.4314 | 77199765.8825 | 67243448.46 | 117366320.0088 | 92051800.3053 | 95893570.7431 | [6 empty] | 13943995.2523 |  |  |  | 14106187.5632 | 66721498.0972 | 26592469.8672 |  | 23321962.7871 | 80720529.1054 |  | 76889861.1901 | 14871810.994 | 42590762.65 | 86912781.9919 | 57683959.0995 | 96542744.409 | 81968558.6745 |  | 111747003.4177 | 115987649.5167 |  | 30026918.3849 | 52501234.796 | 27893055.0763 | 44191802.8624 | 32725145.3458 | 58102717.3628 | 38044320.1614 | 49191394.3066
96 | 1,2-Benzenedicarboxylic acid, monopentyl ester | C13 H16 O4 | 236.1049 | -1.75 | 236.1045 | 237.1117 |  | CCCCCOC(=O)c1ccccc1C([O-])=O | 10.857 | 2b |  | No | 60 | 60 | 80 | 40 | 60 | 60 | 60 | 60 | 80 | 31863623.9761 | 44383325.4074 | 215246588.1515 |  | 138399945.9529 | 88635096.685 | 318919231.7118 | 178073292.2127 | 166570042.9562 | [11 empty] | 24567071.3675 |  |  |  | 48788667.5534 |  | 24912482.3382 | 54725806.891 | 81312661.5641 | 182230112.4607 | 159870348.5515 | 153337485.5083 | 117113065.0673 |  | 240296850.1911 | 258921195.2185 | 202191530.5024 | 352742493.8952 | 1050436409.4616 | 21781065.0352 | 584392726.8335 | 592229612.0529 | 1302125956.4183 | 756909760.3291 | 927538366.9446
97 | Benzene, 1-(1-ethoxyethoxy)-2-methoxy-4-(1-propen-1-yl)- | C14 H20 O3 | 236.1412 | -1.81 | 236.1408 | 237.1481 |  | CCOC(C)Oc1ccc(C=CC)cc1OC | 13.378 | 2b |  | No | 80 | 100 | 80 | 60 | 80 | 100 | 60 | 80 | 100 | 35509854.7238 | 171849839.6032 | 110529121.5356 |  | 38706157.2582 | 399679123.5307 | 791359759.378 | 494123066.6005 | 256763177.8128 |  | 32081760.1637 |  | 26853291.9067 |  | 50092306.5688 |  | 61549851.906 | 26437900.9023 | 22124346.8978 | 68541475.0002 | 12832517.6288 | 58561590.4569 | 76532912.2093 | 124525003.8699 | 217621140.1023 |  | 35641946.8579 | 19409657.2737 | 88260407.8909 | 49888290.6049 | 88855534.4527 | 36536079.5329 | 208693708.2297 |  | 278532202.9615 | 223238216.9555 | 17758886.3218 | 62041391.4387 | 51166469.6056 |  | 40863527.6803 | 120369862.8758 | 185775366.8127 | 96702107.7468 | 106381383.5667
98 | oxacyclotetradecane-2,11-dione, 13-methyl- | C14 H24 O3 | 240.1725 | -1.7 | 240.1721 | 241.1794 |  | CC1COC(=O)CCCCCCCCC(=O)C1 | 10.782 | 2b |  | No | 60 | 0 | 100 | 0 | 80 | 40 | 60 | 40 | 80 | 16333304.9203 |  | 101008505.6445 |  | 143469842.4287 | 24735137.7686 | 38562056.2715 | 38490787.4553 | 155243640.2506 | 14809596.7603 |  | 95244649.0694 |  | 162108146.6194 |  |  | 15620121.1699 | 152058778.373 |  |  | 81425989.6558 |  | 96665911.5214 |  | 56149507.9423 |  | 119869460.1661 |  |  | 20101695.7065 | [6 empty] | 15391190.6715 |  | 92848336.8421 |  | 132624606.0404 | 46030772.238 | 68643199.1355 |  | 141486652.1057
99 | Ethanol, 2-[bis(phenylmethyl)amino]- | C16 H19 N O | 241.1467 | -1.85 | 241.1462 | 242.1535 |  | OCCN(Cc1ccccc1)Cc2ccccc2 | 7.036 | 2b |  | No | 20 | 20 | 20 | 20 | 20 | 20 | 20 | 20 | 20 | [9 empty] | 151685387.4691 | 909703576.3715 | 321721667.3828 | 1193826948.2623 | 1619805100.8212 | 1154049133.0547 | 257414270.485 | 1453835375.1397 | 1432431354.1335
100 | (3-hydroxy-8-methyl-8-azabicyclo[3.2.1]octane-2-carbonyl)glycine | C11 H18 N2 O4 | 242.1267 | -1.65 | 242.1263 | 243.1335 |  | CN1[C@@H]2C[C@H](O)[C@@H]([C@H]1CC2)C(=O)NCC(O)=O | 3.1 | 2b |  | Glycine | 100 | 60 | 100 | 0 | 100 | 60 | 0 | 0 | 100 | 271808346.0065 | 29280651.269 | 533711878.3775 |  | 1765390851.5488 |  |  |  | 1868605535.4948 | 35138578.1105 |  | 64536950.13 |  | 340104476.3019 |  |  |  | 319382103.5384 | 535152234.7377 | 56603676.4142 | 954901738.1131 |  | 2811346572.9736 | 96848937.2595 |  |  | 2973027843.5847 | 363974895.6357 |  | 645335462.4338 |  | 2076406581.4199 | 63091273.8273 |  |  | 2200278947.0225 | 318863175.0062 | 45013677.8878 | 629049504.2884 |  | 2367101275.471 | 73880113.4161 |  |  | 2295002274.3915
101 | Biotin | C10 H16 N2 O3 S | 244.0882 | -1.68 | 244.0877 | 245.095 |  | OC(=O)CCCCC1SCC2NC(=O)NC12 | 1.05 | 2b |  | No | 0 | 0 | 0 | 0 | 100 | 60 | 0 | 0 | 100 |  |  |  |  | 115495368.9788 | 20606703.3976 |  |  | 145288492.1323 |  |  |  |  | 69981606.2479 |  |  |  | 112904714.0445 |  |  |  |  | 159650353.1706 | 40246677.211 |  |  | 144689540.7671 |  |  |  |  | 138147176.283 |  |  |  | 136820404.0194 |  |  |  |  | 75811577.2461 | 27370982.7428 |  |  | 129143674.1408
102 | Monocyclohexyl phthalate | C14 H16 O4 | 248.1049 | -1.74 | 248.1044 | 249.1117 |  | [O-]C(=O)c1ccccc1C(=O)OC2CCCCC2 | 8.025 | 2b |  | No | 0 | 20 | 40 | 20 | 20 | 20 | 0 | 20 | 40 |  |  | 24370197.3163 | [5 empty] | 33533205.5974 | [19 empty] | 22257619.3941 | 104813608.4123 | 36039097.035 | 113963782.5186 | 52185963.5533 |  | 72703463.8914 | 110537712.0482
103 | Cinoxate | C14 H18 O4 | 250.1205 | -1.81 | 250.1201 | 251.1273 |  | CCOCCOC(=O)/C=C/c1ccc(OC)cc1 | 7.334 | 2b |  | No | 40 | 80 | 80 | 40 | 100 | 80 | 60 | 60 | 100 | 21993855.0736 | 133363615.9439 | 208667267.593 |  | 185070480.0978 | 150831308.5516 | 219559163.1975 | 203939603.8376 | 215655306.4716 |  |  | 21376327.7562 |  | 25751025.9136 |  |  |  | 33202813.9228 |  | 20431083.165 |  | 23719922.8402 | 108185758.3072 | 33617380.6173 | 75488802.5677 |  | 114800012.7347 | 34052184.515 | 72895995.96 | 137237484.9097 | 90066808.5192 | 216134021.8749 | 125850177.0071 |  | 204763348.6062 | 189237515.8255 |  | 24602972.2365 | 68684870.7762 |  | 69743307.5471 | 46188070.1481 | 110484084.7796 | 44143823.0639 | 87701605.6072
104 | Dimethachlor OXA | C13 H17 N O4 | 251.1158 | -1.99 | 251.1153 | 252.1225 |  | COCCN(C(=O)C(O)=O)C1=C(C)C=CC=C1C | 4.896 | 2b |  | No | 0 | 0 | 80 | 0 | 80 | 0 | 0 | 0 | 80 |  |  | 39463232.966 |  | 37349223.5755 |  |  |  | 47018368.7579 | [11 empty] | 58988161.132 |  | 69022412.1372 |  |  |  | 86096170.5303 |  |  | 70038103.4402 |  | 77397087.1352 |  |  |  | 103603885.1031 |  |  | 108382048.261 |  | 124712171.0405 |  |  |  | 136405571.4774
105 | Trinexapac-ethyl | C13 H16 O5 | 252.0998 | -1.93 | 252.0993 | 253.1066 |  | O=C(CC(C(OCC)=O)CC1=O)C1=C(C2CC2)O | 6.354 | 2b |  | No | 0 | 0 | 60 | 0 | 40 | 0 | 0 | 0 | 40 |  |  | 59767361.052 |  | 28796784.5782 |  |  |  | 34085338.1711 | [20 empty] | 32978626.602 | [8 empty] | 452542572.9233 |  | 207487778.695 |  |  |  | 257982947.2618
106 | 2-[[2-amino-3-(3,4-dihydroxyphenyl)propanoyl]amino]acetic acid | C11 H14 N2 O5 | 254.0903 | -1.88 | 254.0898 | 255.0971 |  | C1=C(O)C(O)=CC(C[C@H](N)C(=O)NCC(O)=O)=C1 | 1.385 | 2b |  | Glycine | 60 | 0 | 80 | 0 | 100 | 0 | 0 | 0 | 20 | 36844584.116 |  | 81906370.3478 |  | 207809879.8353 | [8 empty] | 58836417.8701 |  |  |  |  | 185864939.5386 |  | 389162999.0686 |  | 783443897.2448 |  |  |  | 49352877.2158 | 65424950.9229 |  | 122022903.6555 |  | 160640503.1283 | [6 empty] | 33908984.6983 |  | 80192340.1148
107 | Dihydrodaidzein | C15 H12 O4 | 256.0736 | 1.83 | 256.073 | 257.0803 |  | Oc1ccc(cc1)C2Cc3ccc(O)cc3OC2=O | 7.554 | 2b |  | No | 0 | 0 | 0 | 0 | 0 | 20 | 40 | 40 | 0 | [5 empty] | 218344266.1525 | 221401509.1129 | 272505365.1242 | [7 empty] | 28070200.151 | 40263969.3501
108 | Anisomycin | C14 H19 N O4 | 265.1314 | -1.96 | 265.1309 | 266.1382 |  | COc1ccc(C[C@@H]2NC[C@@H](O)[C@@H]2OC(C)=O)cc1 | 2.119 | 2b |  | No | 40 | 60 | 0 | 0 | 100 | 80 | 0 | 0 | 80 |  | 104052060.597 |  |  | 1167018219.5258 | 142693744.8049 |  |  | 1133051994.4197 |  |  |  |  | 199694915.8799 | 31745943.7421 |  |  | 175871220.654 | 146470864.151 |  |  |  | 370115302.9331 | 186938197.3907 |  |  | 368219586.3122 | 202181239.7462 | 60066073.3629 |  |  | 552697640.7932 | [5 empty] | 52878892.0393 |  |  | 868203495.3962 | 103722248.6075 |  |  | 757161441.3415
109 | Pentanoic acid, 5-(4-hydroxy-2,5-dimethylphenoxy)-2,2-dimethyl- | C15 H22 O4 | 266.1518 | 1.96 | 266.1513 | 267.1586 |  | Cc1cc(OCCCC(C)(C)C(O)=O)c(C)cc1O | 11.315 | 2b |  | No | 0 | 80 | 80 | 80 | 80 | 80 | 60 | 80 | 80 |  | 35743180.4896 | 71357156.9289 | 42583336.0089 | 62193223.9197 | 53897945.6393 | 98865497.7381 | 77043121.8047 | 67661981.4166 | [7 empty] | 13430215.1464 |  |  | 17478579.0399 | 53078173.685 | 24557708.3241 | 42585759.7009 | 24745597.5203 | 66780819.2339 |  | 50869376.713 |  | 33971676.2049 | 79643324.2283 | 50223503.5155 | 72994565.3066 | 64369861.4614 |  | 96010777.6772 | 94226770.1161 |  | 22185367.0907 | 47543019.1329 | 19706525.7091 | 44405834.8103 | 28393942.9828 | 53476033.0324 | 33834776.322 | 37593354.7359
110 | Practolol | C14 H22 N2 O3 | 266.163 | -1.87 | 266.1625 | 267.1698 |  | CC(C)NC[C@H](O)COc1ccc(NC(C)=O)cc1 | 2.189 | 2b |  | No | 0 | 0 | 0 | 0 | 100 | 0 | 0 | 0 | 100 |  |  |  |  | 217896340.3456 |  |  |  | 165243957.422 |  |  |  |  | 82106168.7403 |  |  |  | 42573565.1536 |  |  |  |  | 275192578.9108 |  |  |  | 171735122.6408 |  |  |  |  | 144095042.0632 |  |  |  | 73465363.0555 |  |  |  |  | 204592607.5788 |  |  |  | 70308189.9321
111 | 1,4-Dihydro-4-imino-1-Î²-D-ribofuranosyl-3-pyridinecarboxylic acid | C11 H14 N2 O6 | 270.0852 | -1.91 | 270.0847 | 271.0919 |  | OC[C@H]1O[C@H]([C@H](O)[C@@H]1O)N2C=CC(=N)C(=C2)C(O)=O | 0.963 | 2b |  | No | 100 | 0 | 100 | 40 | 100 | 20 | 80 | 20 | 100 | 59188860.476 |  | 60378770.5668 |  | 1279144671.9749 |  | 40581235.7679 |  | 872855683.8931 | 60456661.1328 |  | 36693485.3561 |  | 1002196494.2917 |  |  |  | 1004800010.2817 | 85496454.9628 |  | 123078405.2518 | 35196248.2786 | 1672861023.8846 | 31652723.2478 | 82968363.2386 |  | 1176590689.9844 | 97289965.3062 |  | 173386570.7091 | 34162485.1631 | 1719516610.4041 |  | 104592345.8227 |  | 773090569.1412 | 90084911.4744 |  | 96655913.6245 |  | 1783412710.754 |  | 54213147.1365 | 25399357.6203 | 1239446092.1849
112 | 10,11-Dihydro-10,11-dihydroxycarbamazepine | C15 H14 N2 O3 | 270.1004 | -1.99 | 270.0999 | 271.1072 |  | NC(=O)N1c2ccccc2C(O)C(O)c3ccccc13 | 8.513 | 2b |  | No | 0 | 0 | 60 | 20 | 60 | 20 | 0 | 20 | 60 |  |  | 30641883.6731 |  | 26219824.2056 |  |  |  | 26556354.5824 | [11 empty] | 23403596.9805 |  | 19441082.9493 |  |  |  | 22790824.516 |  |  | 78348009.5984 | 19638500.5749 | 65025810.4027 | 27162467.5025 |  | 37833758.1401 | 77727061.3168
113 | N-(2-Ethyl-6-methylphenyl)-N-oxalo-L-alanine | C14 H17 N O5 | 279.1107 | -1.93 | 279.1101 | 280.1174 |  | CCc1cccc(C)c1N([C@@H](C)C(O)=O)C(=O)C(O)=O | 5.518 | 2b |  | No | 20 | 0 | 100 | 0 | 80 | 0 | 0 | 0 | 100 |  |  | 98792945.0085 |  | 26258466.9664 |  |  |  | 52767389.4107 |  |  | 52334672.9059 | [5 empty] | 49950681.9545 | 27027999.2706 |  | 260800583.8853 |  | 170164726.4416 |  |  |  | 232794865.7026 |  |  | 105892657.9371 |  | 102938387.9775 |  |  |  | 125864109.0967 |  |  | 146480512.1227 |  | 146410916.2156 |  |  |  | 157123044.8802
114 | Metolachlor OA | C15 H21 N O4 | 279.1471 | -1.92 | 279.1465 | 280.1538 |  | CCc1cccc(C)c1N(C(C)COC)C(=O)C(O)=O | 11.38 | 2b |  | No | 0 | 40 | 40 | 40 | 40 | 40 | 20 | 40 | 40 |  | 24702946.6141 | 53535680.3185 | 28376105.801 | 52259822.8587 | 35534502.0221 | 41888067.787 | 49496196.48 | 58801233.4447 | [19 empty] | 28377252.2794 | 68453787.6932 | 41736616.3006 | 68048651.1221 | 57733085.2135 |  | 83001787.378 | 85419027.4336
115 | 2-[2-(6-methoxynaphthalen-2-yl)propanoylamino]acetic acid | C16 H17 N O4 | 287.1158 | -1.93 | 287.1152 | 288.1225 |  | C(C(C)C1=CC=C2C=C(C=CC2=C1)OC)(=O)NCC(O)=O | 6.964 | 2b |  | Glycine | 0 | 0 | 20 | 20 | 20 | 20 | 0 | 20 | 20 | [29 empty] | 35089429.214 | 25890622.6841 | 22893557.5252 | 27072509.8737 |  | 59081644.3895 | 30365962.9189
116 | Piperanine | C17 H21 N O3 | 287.1521 | -1.89 | 287.1516 | 288.1589 |  | O=C(/C=C/CCc1ccc2OCOc2c1)N3CCCCC3 | 11.817 | 2b |  | No | 0 | 0 | 20 | 0 | 20 | 60 | 40 | 60 | 60 | [5 empty] | 138956174.0205 | 35643432.0104 | 92834869.8286 | 15931678.8516 | [15 empty] | 15735996.2921 | [7 empty] | 410087572.6447 |  | 477121259.5936 | 47697694.3021 |  |  | 13890552.5844 |  | 12742038.9701 | 2326465821.533 |  | 1657132143.2942 | 436136401.8683
117 | Triton X-100.2 | C18 H30 O3 | 294.2195 | 3.15 | 294.2189 | 295.2262 |  | CC(C)(C)CC(C)(C)C1=CC=C(C=C1)OCCO | 14.114 | 2b |  | No | 0 | 0 | 0 | 0 | 0 | 40 | 40 | 20 | 60 | [5 empty] | 25703596.1833 | 26294744.822 | 34448752.1038 | 17714825.1087 | [15 empty] | 38688184.553 |  | 36412074.5358 | [14 empty] | 21553245.3027 |  |  | 13176655.8023
118 | 6-(2,5-dihydroxyphenoxy)-3,4,5-trihydroxyoxane-2-carboxylic acid | C12 H14 O9 | 302.0638 | 1.72 | 302.0633 | 303.0706 |  | C1(=CC=C(C=C1OC2OC(C(O)C(O)C2O)C(O)=O)O)O | 1.128 | 2b |  | Glucuronide | 60 | 0 | 20 | 0 | 80 | 0 | 0 | 0 | 0 | 147701830.4496 |  | 56165136.4533 |  | 192648295.1579 | [8 empty] | 37792528.5213 |  |  |  |  | 24597064.1181 |  |  |  | 103883483.6317 |  |  |  |  | 32628964.1682 |  |  |  | 201343803.001
119 | 3-[2,2-Dimethyl-1-oxo-3-[(1-oxo-2-propenyl)oxy]propoxy]-2,2-dimethylpropyl acrylate | C16 H24 O6 | 312.1573 | -1.87 | 312.2083 | 313.2156 |  | CC(C)(COC(=O)C=C)COC(=O)C(C)(C)COC(=O)C=C | 10.476 | 2b |  | No | 80 | 0 | 0 | 0 | 100 | 0 | 0 | 0 | 100 | 13368985.4776 |  |  |  | 87733742.1703 |  |  |  | 96077819.5739 |  |  |  |  | 45345523.9947 |  |  |  | 44977047.2213 | 25485084.541 |  |  |  | 120793071.3702 |  |  |  | 122801921.6379 | 54020805.8165 |  |  |  | 225188148.5742 |  |  |  | 235964613.9567 | 33330599.0545 |  |  |  | 176234029.5814 |  |  |  | 201332294.2246
120 | 2,2,4-Trimethyl-1,3- pentanediol diisobutyrate | C19 H28 O4 | 320.1988 | 2.94 | 320.1982 | 321.2054 |  | CC(C)C(O)C(C)(C)CO.CC(C)C(O)=O.CC(C)C(O)=O | 8.326 | 2b |  | No | 0 | 0 | 100 | 0 | 100 | 0 | 0 | 0 | 100 |  |  | 26721639.0955 |  | 38429342.8712 |  |  |  | 33889645.5961 |  |  | 22626571.3141 |  | 25123865.9219 |  |  |  | 24447943.2189 |  |  | 48909544.8432 |  | 59801051.4424 |  |  |  | 63749989.1926 |  |  | 53294875.1139 |  | 73536285.976 |  |  |  | 59409845.8745 |  |  | 30381023.6743 |  | 41733721.4467 |  |  |  | 44061970.7381
121 | 3,9-Dicyclohex-3-enyl-2,4,8,10-tetraoxaspiro[5.5]undecane | C19 H28 O4 | 320.1988 | -0.49 | 320.1986 | 321.2059 |  | C1CC(CC=C1)[CH]2OC[C]3(CO2)CO[CH](OC3)C4CCC=CC4 | 13.782 | 2b |  | No | 0 | 0 | 0 | 0 | 20 | 0 | 0 | 0 | 20 | [31 empty] | 48196341.1323 |  |  |  | 13446332.697
122 | Monocarboxyoctyl phthalate | C17 H22 O6 | 322.1416 | -2.11 | 322.141 | 323.1482 |  | OC(=O)CCCCCCCCOC(=O)c1ccccc1C([O-])=O | 11.704 | 2b |  | No | 0 | 0 | 40 | 20 | 20 | 0 | 40 | 20 | 20 | [24 empty] | 9659177.5251 |  |  |  |  | 18386259.8464 | 11273007.8841 | 15813834.3617 |  |  |  | 17476837.7821 |  |  | 14228436.2066 |  |  |  | 19224265.9031 | 10062108.6395
123 | 3,4,5-trihydroxy-6-[(1,2,3,4-tetrahydronaphthalen-1-yl)oxy]tetrahydro-2H-pyran-2-carboxylic acid | C16 H20 O7 | 324.1209 | -1.79 | 324.1203 | 325.1276 |  | C12=C(C=CC=C1)CCCC2OC3OC(C(O)=O)C(C(C3O)O)O | 9.207 | 2b |  | Glucuronide | 0 | 0 | 0 | 0 | 0 | 20 | 0 | 0 | 40 | [5 empty] | 43740073.024 |  |  | 150448540.0716 | [8 empty] | 70899591.2108
124 | Cyclic AMP | C10 H12 N5 O6 P | 329.0525 | 2.89 | 329.0518 | 330.0591 |  | Nc1ncnc2n(cnc12)[C@@H]3O[C@@H]4CO[P](O)(=O)O[C@H]4[C@H]3O | 0.915 | 2b |  | No | 0 | 0 | 0 | 0 | 20 | 0 | 0 | 0 | 60 | [8 empty] | 14606297.198 |  |  |  |  | 24693757.0518 |  |  |  | 46946413.6482 | [26 empty] | 29477555.1215
125 | 3,4,5-trihydroxy-6-[(4-nitrophenyl)methoxy]oxane-2-carboxylic acid | C13 H15 N O9 | 329.0747 | -3.62 | 329.074 | 330.0813 |  | C=1(C=CC(=CC1)[N+]([O-])=O)COC2OC(C(O)=O)C(C(C2O)O)O | 1.693 | 2b |  | Glucuronide | 60 | 0 | 100 | 0 | 100 | 0 | 0 | 0 | 20 |  |  | 45475597.9374 |  | 98691334.7145 | [6 empty] | 59680439.672 |  | 154820168.113 |  |  |  |  | 33055103.7746 |  | 93653971.8729 |  | 161519717.1025 |  |  |  |  | 77524325.5292 |  | 157128452.6691 |  | 334037701.0281 |  |  |  | 142661608.1333 | 41345296.4491 |  | 105915145.8089 |  | 280293328.938
126 | 3,4,5-trihydroxy-6-[(1,7,7-trimethyl-3-oxobicyclo[2.2.1]heptan-2-yl)oxy]tetrahydro-2H-pyran-2-carboxylic acid | C16 H24 O8 | 344.1471 | -1.8 | 344.1465 | 345.1538 |  | O(C1C2(C(C(CC2)C1=O)(C)C)C)C3OC(C(O)=O)C(C(C3O)O)O | 4.58 | 2b |  | Glucuronide | 0 | 0 | 0 | 0 | 20 | 0 | 0 | 0 | 20 | [31 empty] | 368298328.8151 |  |  |  | 389957974.2558
127 | Bis(2-butoxyethyl) adipate | C18 H34 O6 | 346.2355 | -2.07 | 346.2348 | 347.2421 |  | CCCCOCCOC(=O)CCCCC(=O)OCCOCCCC | 12.862 | 2b |  | No | 0 | 20 | 20 | 20 | 20 | 20 | 20 | 20 | 20 | [10 empty] | 41453521.4241 | 57546439.0504 | 40695697.4957 | 66503687.465 | 49487576.4929 | 68250186.5748 | 63474688.9113 | 62046951.4038
128 | 3,4,5-trihydroxy-6-(2-octanamidoethoxy)tetrahydro-2H-pyran-2-carboxylic acid | C16 H29 N O8 | 363.1893 | -1.87 | 363.1886 | 364.1959 |  | CCCCCCCC(=O)NCCOC1OC(C(O)=O)C(C(C1O)O)O | 12.014 | 2b |  | Glucuronide | 60 | 80 | 100 | 80 | 100 | 80 | 60 | 40 | 100 |  | 23658722.9935 | 83231039.8112 | 16265181.0464 | 66753360.099 | 23653062.3207 | 13828797.8973 | 20153590.4368 | 56189270.2473 |  |  | 19941012.2697 |  | 23795729.7866 |  |  |  | 16162390.7483 | 43091801.4056 | 63124184.0998 | 185803806.7093 | 30579882.8468 | 169125911.938 | 43434487.4299 | 38050249.5303 |  | 98645619.4783 | 23115748.394 | 36905297.3051 | 137415365.1063 | 20649959.7429 | 114627284.0721 | 46338735.5023 |  |  | 100304072.9076 | 15471990.7938 | 21314136.3022 | 107249251.9567 | 12561006.4872 | 102972386.3893 | 29776965.7015 | 20718222.8569 | 19379020.1963 | 83044634.962
129 | Riboflavin | C17 H20 N4 O6 | 376.1383 | -1.92 | 376.1376 | 377.1448 |  | Cc1cc2N=C3C(=O)NC(=O)N=C3N(CC(O)C(O)C(O)CO)c2cc1C | 3.771 | 2b |  | No | 60 | 60 | 0 | 0 | 100 | 60 | 0 | 20 | 100 |  |  |  |  | 83500312.7548 |  |  |  | 91725577.4221 |  |  |  |  | 65004303.6718 |  |  |  | 61076969.5259 | 91920307.2068 | 26799261.9506 |  |  | 668091540.7176 | 89188166.4791 |  |  | 740187143.4169 | 77267797.9303 | 43387142.7217 |  |  | 489746210.0019 | 128452733.9716 |  | 35300260.2679 | 526116490.5485 | 150307491.5275 | 60206384.1958 |  |  | 1131001536.0227 | 29832086.4101 |  |  | 836399798.7976
130 | 6-[1,3-dioxo-1-(2,6,6-trimethylcyclohex-1-en-1-yl)butan-2-yl]-3,4,5-trihydroxytetrahydro-2H-pyran-2-carboxylic acid | C19 H28 O8 | 384.1784 | -2.61 | 384.1777 | 385.185 |  | O=C(C=1C(CCCC1C)(C)C)C(C(=O)C)C2OC(C(O)C(O)C2O)C(O)=O | 6.636 | 2b |  | Glucuronide | 40 | 0 | 40 | 0 | 100 | 0 | 0 | 0 | 100 |  |  |  |  | 115676276.4064 |  |  |  | 110075782.88 |  |  |  |  | 83861822.3021 |  |  |  | 78614527.6879 | 34138879.7035 |  | 35828505.1654 |  | 250071267.6539 |  |  |  | 256783041.934 | 40356516.8127 |  | 27565876.6369 |  | 254943105.252 |  |  |  | 284199624.9072 |  |  |  |  | 67217626.5178 |  |  |  | 71260203.6693
131 | 6-[(6-acetyl-2,2-dimethyl-2H-chromen-7-yl)oxy]-3,4,5-trihydroxytetrahydro-2H-pyran-2-carboxylic acid | C19 H22 O9 | 394.1264 | -4.69 | 394.1257 | 395.133 |  | O1C(C=CC=2C1=CC(OC3OC(C(O)C(O)C3O)C(O)=O)=C(C2)C(=O)C)(C)C | 5.063 | 2b |  | Glucuronide | 0 | 0 | 0 | 0 | 40 | 0 | 0 | 0 | 40 |  |  |  |  | 41845946.396 |  |  |  | 37487502.4368 | [22 empty] | 55906424.6137 |  |  |  | 56141247.868
132 | 6-(2,5-di-tert-butyl-4-hydroxyphenoxy)-3,4,5-trihydroxytetrahydro-2H-pyran-2-carboxylic acid | C20 H30 O8 | 398.1941 | -1.59 | 398.1934 | 399.2007 |  | C1(=CC(=C(C=C1C(C)(C)C)O)C(C)(C)C)OC2OC(C(O)C(O)C2O)C(O)=O | 10.789 | 2b |  | Glucuronide | 60 | 0 | 80 | 0 | 100 | 0 | 0 | 0 | 100 | 19407984.7429 |  | 86730388.3294 |  | 143232892.3925 |  |  |  | 139292963.7355 | 17878911.6714 |  | 92823042.9181 |  | 164291196.2992 |  |  |  | 151801870.1591 | 13948321.9289 |  | 54485339.4717 |  | 82909303.7747 |  |  |  | 86409070.5304 |  |  |  |  | 25724195.4823 |  |  |  | 28627647.0929 |  |  | 67453072.868 |  | 111253866.7734 |  |  |  | 115274685.1302
133 | Calcifediol | C27 H44 O2 | 400.3341 | -4.31 | 400.3336 | 401.3408 |  | C[C@H](CCCC(C)(C)O)[C@H]1CC[C@H]2\C(CCC[C@]12C)=C\C=C3\C[C@@H](O)CCC3=C | 14.675 | 2b |  | No | 0 | 0 | 80 | 0 | 60 | 20 | 0 | 0 | 80 |  |  | 7127210.5802 | [5 empty] | 7501984.2652 | [11 empty] | 16760440.0458 |  | 15155168.5418 | 8016412.369 |  |  | 17945388.0342 |  |  | 13254503.7436 |  | 15154890.8029 |  |  |  | 21642773.3265 |  |  | 8462872.3362 |  | 8081264.0878 |  |  |  | 9401321.3049
134 | 3,4,5-trihydroxy-6-[2-(undec-10-enamido)ethoxy]tetrahydro-2H-pyran-2-carboxylic acid | C19 H33 N O8 | 403.2206 | -0.19 | 403.2199 | 404.2272 |  | O=C(NCCOC1OC(C(O)=O)C(C(C1O)O)O)CCCCCCCCC=C | 8.171 | 2b |  | Glucuronide | 0 | 0 | 0 | 0 | 40 | 0 | 0 | 0 | 40 | [22 empty] | 26158955.4562 |  |  |  | 26591952.689 |  |  |  |  | 66433282.5177 |  |  |  | 71410810.8255
135 | 6-(2,6-di-tert-butyl-4-formylphenoxy)-3,4,5-trihydroxytetrahydro-2H-pyran-2-carboxylic acid | C21 H30 O8 | 410.1941 | -1.06 | 410.1934 | 411.2007 |  | CC(C)(C)C1=CC(=CC(=C1OC2OC(C(O)C(O)C2O)C(O)=O)C(C)(C)C)C=O | 11.489 | 2b |  | Glucuronide | 20 | 80 | 100 | 0 | 100 | 80 | 0 | 20 | 100 |  | 12575376.7649 | 64161977.0432 |  | 76733750.516 | 29575728.6813 |  |  | 76221958.7102 |  |  | 24253630.976 |  | 28640234.5408 |  |  |  | 24714117.7832 | 17093569.3485 | 37241843.1148 | 158279575.2649 |  | 177190584.9283 | 65859322.2253 |  |  | 180816124.5853 |  | 22527644.5355 | 103619540.1256 |  | 105893993.7617 | 58090837.5812 |  |  | 132637893.1189 |  | 29873157.7099 | 109808926.0893 |  | 122716508.6706 | 45275706.0392 |  | 22118963.5527 | 84940606.5714
136 | (E)-6-[1-(3,7-dimethylocta-2,6-dien-1-yloxy)-1,3-dioxobutan-2-yl]-3,4,5-trihydroxytetrahydro-2H-pyran-2-carboxylic acid | C20 H30 O9 | 414.189 | -1.4 | 414.1884 | 415.1957 |  | C(C(C(C)=O)C1OC(C(O)C(O)C1O)C(O)=O)(=O)OC/C=C(/CCC=C(C)C)\C | 9.646 | 2b |  | Glucuronide | 0 | 0 | 20 | 0 | 20 | 0 | 0 | 0 | 0 | [20 empty] | 34156337.2678 |  | 49375645.946
137 | 6-[1-(3,5-dimethyl-2-oxocyclohexyl)-2-(2,6-dioxopiperidin-4-yl)ethoxy]-3,4,5-trihydroxytetrahydro-2H-pyran-2-carboxylic acid | C21 H31 N O10 | 457.1948 | -0.28 | 457.1941 | 458.2013 |  | [C@@H]1(C[C@@H](C([C@@H](C1)[C@@H](CC2CC(NC(C2)=O)=O)OC3OC(C(O)=O)C(C(C3O)O)O)=O)C)C | 8.515 | 2b |  | Glucuronide | 100 | 0 | 100 | 0 | 100 | 20 | 20 | 0 | 100 | 133959965.7711 |  | 1155238397.2699 |  | 1107102517.0659 |  |  |  | 1098970979.7828 | 71404860.9094 |  | 728595392.7936 |  | 741882551.1617 |  |  |  | 767510698.6452 | 245700068.6271 |  | 1739706559.9703 |  | 1386217791.5498 | 61978682.6657 | 49681896.2942 |  | 1557368097.6818 | 86393754.6199 |  | 586105618.3459 |  | 544842539.1414 |  |  |  | 439584431.8981 | 39699213.2976 |  | 302897465.1721 |  | 336036872.5648 |  |  |  | 415808673.1094
138 | 3,4,5-trihydroxy-6-[2-hydroxy-5-(4-hydroxyphenyl)butan-2-ylaminoethylphenoxy]tetrahydro-2H-pyran-2-carboxylic acid | C24 H31 N O9 | 477.1999 | 3.82 | 477.1992 | 478.2065 |  | O(C=1C=C(CCN[C@H](CCC2=CC=C(O)C=C2)C)C=CC1O)C3OC(C(O)C(O)C3O)C(O)=O | 10.449 | 2b |  | Glucuronide | 0 | 20 | 60 | 0 | 60 | 40 | 0 | 0 | 60 |  | 14727125.037 | 154178166.0989 |  | 205950819.0369 | 49798189.8751 |  |  | 206028301.1735 | [11 empty] | 105763824.3908 |  | 129809559.131 | 19085629.9847 |  |  | 137856304.6676 | [11 empty] | 33217926.0795 |  | 48745601.7219 |  |  |  | 54459061.3043
139 | 2,5-Hexanedione | C6 H10 O2 | 114.0681 | 0.22 | 114.0681 | 115.0754 |  | CC(=O)CCC(C)=O | 2.537 | 3 |  | No | 40 | 0 | 0 | 0 | 40 | 0 | 0 | 0 | 40 |  |  |  |  | 36871181.9306 |  |  |  | 28748910.7563 | [9 empty] | 35193185.7858 | [8 empty] | 38324454.3009 | [12 empty] | 142985233.1078 |  |  |  | 125879405.7015
| gamma-Caprolactone | [6 empty] | CCC1CCC(=O)O1 | [31 empty] | 35193185.7858 | [8 empty] | 38324454.3009 | [12 empty] | 142985233.1078 |  |  |  | 125879405.7015
140 | Quinoline | C9 H7 N | 129.0579 | -0.77 | 129.0577 | 130.065 |  | c1ccc2ncccc2c1 | 7.714 | 3 |  | No | 100 | 100 | 100 | 100 | 100 | 100 | 80 | 80 | 100 | 271848500.4436 | 1030251264.5098 | 1896739026.1274 | 1093020068.6312 | 1338597241.9208 | 1300329860.0336 | 2031706073.2827 | 1668510913.0531 | 1589047242.5495 | 83134169.6462 | 562581048.4458 | 691287239.9384 | 614302753.5981 | 650092633.0988 | 516611302.2594 | 814100918.4207 | 643294871.3117 | 788942361.0285 | 953438197.7974 | 2236858066.248 | 5669226567.2933 | 2635501417.7115 | 4274841402.9205 | 3521675848.174 | 4639855344.3916 |  | 5446449775.4469 | 121634956.8137 | 539084476.299 | 815006984.1397 | 736514840.8618 | 601578775.9196 | 853357789.7771 |  | 1100395547.9563 | 896482740.853 | 214089815.5267 | 934128710.5638 | 1383576372.0356 | 829955809.4946 | 1167039457.3886 | 1224396176.9742 | 1590673193.7369 | 1406723194.7546 | 1480421882.7022
141 | Tetrahydronaphthalenol isomer | C10 H12 O2 | 164.0837 | -1.2 | 164.0835 | 165.0908 |  | OC1CCCC2=C1C=CC=C2 | 9.573 | 3 |  | No | 60 | 0 | 100 | 0 | 100 | 20 | 20 | 0 | 100 | 40343483.2758 |  | 319909455.9053 |  | 226650441.3555 |  |  |  | 169453684.795 |  |  | 672496385.4047 |  | 527556093.1801 |  |  |  | 397194739.1753 | 35928793.8463 |  | 336662373.4133 |  | 256577030.6251 |  |  |  | 213825525.9648 | 296705325.8155 |  | 1283616012.184 |  | 1431882504.4592 | 35856454.4549 |  |  | 772611124.6557 |  |  | 485372198.2636 |  | 328338092.5399 |  | 24707005.7021 |  | 307001561.1634
142 | Tetrahydronaphthalenol isomer | C10 H12 O2 | 164.0837 | -1.33 | 164.0835 | 165.0908 |  | OC1CCCC2=C1C=CC=C2 | 11.573 | 3 |  | No | 20 | 40 | 100 | 20 | 100 | 20 | 20 | 20 | 100 |  |  | 27213685.6996 | 19542084.8693 | 21019497.7966 |  | 82138935.0642 |  | 54056389.6409 |  | 26619078.383 | 24651646.5531 |  | 16747259.5812 |  |  |  | 60258080.3382 |  |  | 31777710.2896 |  | 41754319.4838 | 20879047.2809 |  |  | 42681446.2811 | 28615779.6085 |  | 65585806.8225 |  | 105747596.3798 |  |  |  | 172503495.7239 |  | 26122622.2798 | 32746041.3604 |  | 25976085.8094 |  |  | 19528643.6567 | 40720793.8206
143 | Tetrahydronaphthalenol isomer | C10 H12 O2 | 164.0837 | -1.12 | 164.0836 | 165.0908 |  | OC1CCCC2=C1C=CC=C2 | 12.424 | 3 |  | No | 80 | 40 | 100 | 60 | 100 | 80 | 60 | 40 | 100 | 25012407.5439 |  | 162309917.2801 | 30803092.1102 | 128676783.2086 | 23743367.5155 | 46458635.7713 | 31464050.9784 | 135272867.9771 |  |  | 69240119.5204 |  | 58750879.0283 |  |  |  | 59400695.375 | 23002585.3331 | 15921053.9319 | 143703171.3221 | 30484404.4489 | 133124093.054 | 24525729.2195 | 58310290.3229 |  | 129317735.3245 | 31361300.4103 |  | 201273003.9464 |  | 241973321.4065 | 34557918.8833 |  |  | 206312731.5981 | 29648278.2213 | 22156684.4588 | 212746097.7045 | 35511970.6146 | 184588525.566 | 38379527.8875 | 55764529.3903 | 50476782.2175 | 198058172.9964
144 | 2'-Acetonaphthone | C12 H10 O | 170.0732 | -1.4 | 170.0729 | 171.0802 |  | CC(=O)c1ccc2ccccc2c1 | 6.44 | 3 |  | No | 20 | 20 | 20 | 0 | 20 | 20 | 20 | 20 | 20 | [27 empty] | 871155216.6449 | 566334517.8938 | 3270799381.6996 |  | 3135560331.3832 | 593601479.0244 | 385429769.2552 | 181534956.0042 | 2449995140.06
144 | 1'-Acetonaphthone | C12 H10 O | 170.0732 | -1.4 | 170.0729 | 171.0802 |  | CC(=O)c1cccc2ccccc12 | 6.44 | 3 |  | No | 20 | 20 | 20 | 0 | 20 | 20 | 20 | 20 | 20 | [27 empty] | 871155216.6449 | 566334517.8938 | 3270799381.6996 |  | 3135560331.3832 | 593601479.0244 | 385429769.2552 | 181534956.0042 | 2449995140.06
145 | Theophylline | C7 H8 N4 O2 | 180.0647 | -1.67 | 180.0644 | 181.0717 |  | CN1C(=O)N(C)c2nc[nH]c2C1=O | 1.785 | 3 |  | No | 80 | 100 | 100 | 80 | 100 | 100 | 80 | 80 | 80 | 313161191.699 | 1932520046.7363 | 1356181138.8105 | 1554115896.2068 | 2723597183.6872 | 2324473047.0715 | 1365211903.5793 | 1687551079.5377 | 2930843354.7371 | 27180199.1501 | 227706082.8031 | 112609228.7162 | 188485680.6959 | 237921051.8543 | 239197434.1187 | 82357329.714 | 170998663.4625 | 286889674.7127 |  | 94401955.7313 | 48328094.9715 |  | 98640462.4265 | 164476634.2523 | 64930618.7334 | 93376355.7148 |  | 264957073.5722 | 1454028621.8915 | 1270025580.6203 | 1760662736.4729 | 1917484248.6056 | 2574680805.8362 |  | 2887720027.4536 | 2286731451.3895 | 29791660.0577 | 275342077.5253 | 213929505.2691 | 284537923.9164 | 230131239.5498 | 411513273.8792 | 201285378.0013 |  | 214833255.4687
| Theobromine | [6 empty] | Cn1cnc2N(C)C(=O)NC(=O)c12 | [22 empty] | 27180199.1501 | 227706082.8031 | 112609228.7162 | 188485680.6959 | 237921051.8543 | 239197434.1187 | 82357329.714 | 170998663.4625 | 286889674.7127 |  | 94401955.7313 | 48328094.9715 |  | 98640462.4265 | 164476634.2523 | 64930618.7334 | 93376355.7148 |  | 264957073.5722 | 1454028621.8915 | 1270025580.6203 | 1760662736.4729 | 1917484248.6056 | 2574680805.8362 |  | 2887720027.4536 | 2286731451.3895 | 29791660.0577 | 275342077.5253 | 213929505.2691 | 284537923.9164 | 230131239.5498 | 411513273.8792 | 201285378.0013 |  | 214833255.4687
| 1,7-Dimethylxanthine | [6 empty] | Cn1cnc2NC(=O)N(C)C(=O)c12 | [22 empty] | 27180199.1501 | 227706082.8031 | 112609228.7162 | 188485680.6959 | 237921051.8543 | 239197434.1187 | 82357329.714 | 170998663.4625 | 286889674.7127 |  | 94401955.7313 | 48328094.9715 |  | 98640462.4265 | 164476634.2523 | 64930618.7334 | 93376355.7148 |  | 264957073.5722 | 1454028621.8915 | 1270025580.6203 | 1760662736.4729 | 1917484248.6056 | 2574680805.8362 |  | 2887720027.4536 | 2286731451.3895 | 29791660.0577 | 275342077.5253 | 213929505.2691 | 284537923.9164 | 230131239.5498 | 411513273.8792 | 201285378.0013 |  | 214833255.4687
146 | 4-Pyrimidinol, 2-amino-5-butyl-6-methyl- (8CI) | C9 H15 N3 O | 181.1215 | -1.29 | 181.1213 | 182.1286 |  | CCCCc1c(C)nc(N)nc1O | 3.238 | 3 |  | No | 20 | 20 | 20 | 0 | 40 | 20 | 40 | 0 | 20 | [13 empty] | 25879305.094 | [10 empty] | 103446903.0479 | [11 empty] | 99797242.938 | 712257827.6379 | 40622645.4367 |  | 813131243.5683 | 894032163.5964 | 57227126.3328 |  | 866301627.089
146 | 2-(Diethylamino)-6-methyl-1H-pyrimidin-4-one | C9 H15 N3 O | 181.1215 | -1.29 | 181.1213 | 182.1286 |  | CCN(CC)C1=NC(=O)C=C(C)N1 | 3.238 | 3 |  | No | 20 | 20 | 20 | 0 | 40 | 20 | 40 | 0 | 20 | [13 empty] | 25879305.094 | [10 empty] | 103446903.0479 | [11 empty] | 99797242.938 | 712257827.6379 | 40622645.4367 |  | 813131243.5683 | 894032163.5964 | 57227126.3328 |  | 866301627.089
147 | Biphenyl-2-yl methyl ether | C13 H12 O | 184.0888 | -1.14 | 184.0886 | 185.0959 |  | COc1ccccc1c2ccccc2 | 12.091 | 3 |  | No | 20 | 20 | 20 | 20 | 40 | 20 | 0 | 0 | 100 | [8 empty] | 138698234.9436 | [8 empty] | 95624859.6698 | [8 empty] | 78362678.0086 | 1421924161.454 | 5748844088.5568 | 4651934996.5736 | 6182539825.4772 | 3540347635.8619 | 15587582953.3316 |  |  | 10998430999.7903 |  |  |  |  | 212538497.6932 |  |  |  | 277399340.3292
147 | 1,1'-Biphenyl, 4-methoxy- | C13 H12 O | 184.0888 | -1.14 | 184.0886 | 185.0959 |  | COc1ccc(cc1)c2ccccc2 | 12.091 | 3 |  | No | 20 | 20 | 20 | 20 | 40 | 20 | 0 | 0 | 100 | [8 empty] | 138698234.9436 | [8 empty] | 95624859.6698 | [8 empty] | 78362678.0086 | 1421924161.454 | 5748844088.5568 | 4651934996.5736 | 6182539825.4772 | 3540347635.8619 | 15587582953.3316 |  |  | 10998430999.7903 |  |  |  |  | 212538497.6932 |  |  |  | 277399340.3292
148 | Hydroxycotinine | C10 H12 N2 O2 | 192.0899 | -1.17 | 192.0897 | 193.0969 |  | CN1C(CC(O)C1=O)c2cccnc2 | 0.898 | 3 |  | No | 20 | 20 | 0 | 20 | 20 | 20 | 20 | 20 | 20 | [8 empty] | 124885066.057 | [9 empty] | 55665966.6876 | 242967059.1972 |  | 384875602.4599 | 954552737.5092 | 583394269.1085 | 271070440.3303 | [9 empty] | 47252112.1493
148 | Cotinine N-oxide | C10 H12 N2 O2 | 192.0899 | -1.17 | 192.0897 | 193.0969 |  | CN1C(CCC1=O)c2ccc[n+]([O-])c2 | 0.898 | 3 |  | No | 20 | 20 | 0 | 20 | 20 | 20 | 20 | 20 | 20 | [8 empty] | 124885066.057 | [9 empty] | 55665966.6876 | 242967059.1972 |  | 384875602.4599 | 954552737.5092 | 583394269.1085 | 271070440.3303 | [9 empty] | 47252112.1493
149 | 4-(4-Hydroxy-4-methylpentyl)cyclohex-3-ene-1-carbaldehyde | C13 H22 O2 | 210.162 | -1.34 | 210.1617 | 211.169 |  | CC(C)(O)CCCC1=CCC(CC1)C=O | 7.954 | 3 |  | No | 20 | 0 | 20 | 0 | 80 | 0 | 0 | 0 | 80 | 69918955.021 |  | 113177300.5298 |  | 595466248.6367 |  |  |  | 616417704.2752 |  |  |  |  | 63401929.3215 |  |  |  | 62015015.8307 |  |  |  |  | 24995595.7013 |  |  |  | 27965215.8893 |  |  |  |  | 28178209.6783 |  |  |  | 32927216.5011
149 | 3-(4-Hydroxy-4-methylpentyl)cyclohex-3-ene-1-carbaldehyde | C13 H22 O2 | 210.162 | -1.34 | 210.1617 | 211.169 |  | CC(C)(O)CCCC1=CCCC(C1)C=O | 7.954 | 3 |  | No | 20 | 0 | 20 | 0 | 80 | 0 | 0 | 0 | 80 | 69918955.021 |  | 113177300.5298 |  | 595466248.6367 |  |  |  | 616417704.2752 |  |  |  |  | 63401929.3215 |  |  |  | 62015015.8307 |  |  |  |  | 24995595.7013 |  |  |  | 27965215.8893 |  |  |  |  | 28178209.6783 |  |  |  | 32927216.5011
150 | non-2-en-1-yl hydrogen sulfate | C9 H18 O4 S | 222.0926 | -1.72 | 222.0922 | 223.0995 |  | O(CC=CCCCCCC)S(O)(=O)=O | 1.377 | 3 |  | No | 0 | 0 | 60 | 0 | 100 | 0 | 0 | 0 | 100 |  |  | 52416313.5513 |  | 54327885.204 |  |  |  | 32280096.8184 |  |  |  |  | 58110201.982 |  |  |  | 44409774.7363 |  |  | 43310795.3543 |  | 54746085.7009 |  |  |  | 51812131.2367 |  |  |  |  | 95066391.0872 |  |  |  | 127365239.2885 |  |  | 38674335.5559 |  | 62587283.5149 |  |  |  | 23143288.5921
150 | non-1-en-3-yl hydrogen sulfate | C9 H18 O4 S | 222.0926 | -1.72 | 222.0922 | 223.0995 |  | CCCCCCC(OS(O)(=O)=O)C=C | 1.377 | 3 |  | No | 0 | 0 | 60 | 0 | 100 | 0 | 0 | 0 | 100 |  |  | 52416313.5513 |  | 54327885.204 |  |  |  | 32280096.8184 |  |  |  |  | 58110201.982 |  |  |  | 44409774.7363 |  |  | 43310795.3543 |  | 54746085.7009 |  |  |  | 51812131.2367 |  |  |  |  | 95066391.0872 |  |  |  | 127365239.2885 |  |  | 38674335.5559 |  | 62587283.5149 |  |  |  | 23143288.5921
150 | (Z)-non-6-en-1-yl hydrogen sulfate | C9 H18 O4 S | 222.0926 | -1.72 | 222.0922 | 223.0995 |  | C(CCCC/C=C\CC)OS(O)(=O)=O | 1.377 | 3 |  | No | 0 | 0 | 60 | 0 | 100 | 0 | 0 | 0 | 100 |  |  | 52416313.5513 |  | 54327885.204 |  |  |  | 32280096.8184 |  |  |  |  | 58110201.982 |  |  |  | 44409774.7363 |  |  | 43310795.3543 |  | 54746085.7009 |  |  |  | 51812131.2367 |  |  |  |  | 95066391.0872 |  |  |  | 127365239.2885 |  |  | 38674335.5559 |  | 62587283.5149 |  |  |  | 23143288.5921
151 | Butane-1,4-diyl bis(2-methylprop-2-enoate) | C12 H18 O4 | 226.1205 | -1.67 | 226.1201 | 227.1274 |  | CC(=C)C(=O)OCCCCOC(=O)C(C)=C | 8.812 | 3 |  | No | 80 | 0 | 100 | 40 | 100 | 20 | 60 | 40 | 100 | 27261910.4074 |  | 432082035.8966 |  | 385056298.5084 |  | 79868812.2113 |  | 368301453.7627 |  |  | 173016282.3939 |  | 186087101.3201 |  |  |  | 191231684.6946 | 95026395.5101 |  | 919029650.1867 | 56285234.3816 | 717509342.7379 | 27290609.7412 | 599090659.6824 |  | 748875949.4662 | 40531869.3579 |  | 476211592.6639 |  | 344899989.1601 |  |  | 28577790.4364 | 370895253.2734 | 48266260.3682 |  | 505266830.594 | 20389139.6506 | 430552262.1698 |  | 138691897.6324 | 30276453.3594 | 434866656.4955
151 | 1-Methyltrimethylene dimethacrylate | C12 H18 O4 | 226.1205 | -1.67 | 226.1201 | 227.1274 |  | CC(CCOC(=O)C(C)=C)OC(=O)C(C)=C | 8.812 | 3 |  | No | 80 | 0 | 100 | 40 | 100 | 20 | 60 | 40 | 100 | 27261910.4074 |  | 432082035.8966 |  | 385056298.5084 |  | 79868812.2113 |  | 368301453.7627 |  |  | 173016282.3939 |  | 186087101.3201 |  |  |  | 191231684.6946 | 95026395.5101 |  | 919029650.1867 | 56285234.3816 | 717509342.7379 | 27290609.7412 | 599090659.6824 |  | 748875949.4662 | 40531869.3579 |  | 476211592.6639 |  | 344899989.1601 |  |  | 28577790.4364 | 370895253.2734 | 48266260.3682 |  | 505266830.594 | 20389139.6506 | 430552262.1698 |  | 138691897.6324 | 30276453.3594 | 434866656.4955
152 | 4-oxododecanedioic acid | C12 H20 O5 | 244.1311 | -1.67 | 226.1201 | 227.1274 |  | OC(=O)CCCCCCCC(=O)CCC(O)=O | 8.812 | 3 |  | No | 80 | 0 | 100 | 40 | 100 | 20 | 60 | 40 | 100 | 27261910.4074 |  | 432082035.8966 |  | 385056298.5084 |  | 79868812.2113 |  | 368301453.7627 |  |  | 173016282.3939 |  | 186087101.3201 |  |  |  | 191231684.6946 | 95026395.5101 |  | 919029650.1867 | 56285234.3816 | 717509342.7379 | 27290609.7412 | 599090659.6824 |  | 748875949.4662 | 40531869.3579 |  | 476211592.6639 |  | 344899989.1601 |  |  | 28577790.4364 | 370895253.2734 | 48266260.3682 |  | 505266830.594 | 20389139.6506 | 430552262.1698 |  | 138691897.6324 | 30276453.3594 | 434866656.4955
153 | Daidzein | C15 H10 O4 | 254.0579 | -1.94 | 254.0574 | 255.0647 |  | Oc1ccc(cc1)C2=COc3cc(O)ccc3C2=O | 8.503 | 3 |  | No | 20 | 20 | 20 | 20 | 20 | 40 | 80 | 60 | 20 | 28634458.3739 | 181545285.2697 | 253800426.512 | 181115699.684 | 62638000.3889 | 6648675771.0667 | 6958304697.2128 | 7844701863.6337 | 5700253637.3313 | [5 empty] | 488421191.4264 | 386058144.0079 | 568895324.4308 | [7 empty] | 21130540.1823 | [17 empty] | 30211109.8525 | 27592790.9233
153 | Chrysin | C15 H10 O4 | 254.0579 | -1.94 | 254.0574 | 255.0647 |  | Oc1cc(O)c2C(=O)C=C(Oc2c1)c3ccccc3 | 8.503 | 3 |  | No | 20 | 20 | 20 | 20 | 20 | 40 | 80 | 60 | 20 | 28634458.3739 | 181545285.2697 | 253800426.512 | 181115699.684 | 62638000.3889 | 6648675771.0667 | 6958304697.2128 | 7844701863.6337 | 5700253637.3313 | [5 empty] | 488421191.4264 | 386058144.0079 | 568895324.4308 | [7 empty] | 21130540.1823 | [17 empty] | 30211109.8525 | 27592790.9233
154 | Diisobutyl adipate | C14 H26 O4 | 258.1831 | -1.67 | 258.1827 | 259.19 |  | CC(C)COC(=O)CCCCC(=O)OCC(C)C | 10.79 | 3 |  | No | 60 | 0 | 80 | 0 | 100 | 0 | 0 | 0 | 100 | 11168103.5758 |  | 69027236.9948 |  | 118388085.0233 |  |  |  | 109452564.4821 | 18799640.5773 |  | 74075224.0508 |  | 136533123.1432 |  |  |  | 121725665.9726 |  |  | 40391592.1986 |  | 62285218.9541 |  |  |  | 60154107.6861 |  |  |  |  | 14531542.8566 |  |  |  | 12030912.9181 | 12556024.4518 |  | 50373222.7764 |  | 88300925.2981 |  |  |  | 81315689.9045
154 | Dibutyl adipate | C14 H26 O4 | 258.1831 | -1.67 | 258.1827 | 259.19 |  | CCCCOC(=O)CCCCC(=O)OCCCC | 10.79 | 3 |  | No | 60 | 0 | 80 | 0 | 100 | 0 | 0 | 0 | 100 | 11168103.5758 |  | 69027236.9948 |  | 118388085.0233 |  |  |  | 109452564.4821 | 18799640.5773 |  | 74075224.0508 |  | 136533123.1432 |  |  |  | 121725665.9726 |  |  | 40391592.1986 |  | 62285218.9541 |  |  |  | 60154107.6861 |  |  |  |  | 14531542.8566 |  |  |  | 12030912.9181 | 12556024.4518 |  | 50373222.7764 |  | 88300925.2981 |  |  |  | 81315689.9045
155 | Octyl hydrogen phthalate | C16 H22 O4 | 278.1518 | -1.89 | 278.1513 | 279.1586 |  | CCCCCCCCOC(=O)c1ccccc1C(O)=O | 11.358 | 3 |  | No | 20 | 0 | 40 | 20 | 20 | 20 | 60 | 20 | 20 |  |  | 31344199.9011 |  |  |  | 28837508.1496 | 20679271.1244 | [10 empty] | 39739052.994 |  | 157752581.7843 | 57750139.3435 | 225383388.2782 | 26492589.4681 | 185571359.3668 |  | 213964294.0506 | [15 empty] | 39972348.2196
155 | MFCD00041500 | C16 H22 O4 | 278.1518 | -1.89 | 278.1513 | 279.1586 |  | CCCCC(CC)COC(=O)c1ccccc1C(=O)O | 11.358 | 3 |  | No | 20 | 0 | 40 | 20 | 20 | 20 | 60 | 20 | 20 |  |  | 31344199.9011 |  |  |  | 28837508.1496 | 20679271.1244 | [10 empty] | 39739052.994 |  | 157752581.7843 | 57750139.3435 | 225383388.2782 | 26492589.4681 | 185571359.3668 |  | 213964294.0506 | [15 empty] | 39972348.2196
156 | 3,4,5-trihydroxy-6-[3-(4-hydroxyphenyl)-4-oxochromen-7-yl]oxyoxane-2-carboxylic acid | C21 H18 O10 | 430.09 | 4.7 | 430.0893 | 431.0966 |  | C=1(C(C=2C=CC(=CC2OC1)OC3C(C(O)C(C(O3)C(O)=O)O)O)=O)C4=CC=C(C=C4)O | 3.902 | 3 |  | Glucuronide | 20 | 20 | 40 | 0 | 40 | 20 | 0 | 0 | 40 | 366864915.3529 | 68562191.3833 | 1354240425.8775 |  | 1803152358.8198 | 46325981.1224 |  |  | 1204575734.3037 |  |  | 79401425.4339 |  | 110501528.031 |  |  |  | 72199392.0337
156 | 3,4,5-trihydroxy-6-[4-(7-hydroxy-4-oxochromen-3-yl)phenoxy]oxane-2-carboxylic acid | C21 H18 O10 | 430.09 | 4.7 | 430.0893 | 431.0966 |  | C=1(C(C=2C=CC(=CC2OC1)O)=O)C3=CC=C(C=C3)OC4C(C(O)C(C(O4)C(O)=O)O)O | 3.902 | 3 |  | Glucuronide | 20 | 20 | 40 | 0 | 40 | 20 | 0 | 0 | 40 | 366864915.3529 | 68562191.3833 | 1354240425.8775 |  | 1803152358.8198 | 46325981.1224 |  |  | 1204575734.3037 |  |  | 79401425.4339 |  | 110501528.031 |  |  |  | 72199392.0337
157 | 3,4,5-trihydroxy-6-[3-(4-hydroxyphenyl)-4-oxochromen-7-yl]oxyoxane-2-carboxylic acid | C21 H18 O10 | 430.09 | -4.67 | 430.0893 | 431.0966 |  | C=1(C(C=2C=CC(=CC2OC1)OC3C(C(O)C(C(O3)C(O)=O)O)O)=O)C4=CC=C(C=C4)O | 5.313 | 3 |  | Glucuronide | 20 | 0 | 40 | 0 | 40 | 20 | 0 | 0 | 40 | 133284691.5851 |  | 603912569.9475 |  | 962553233.2422 | 37960071.5477 |  |  | 1025176622.0158 |  |  | 29200409.6621 |  | 55824882.8494 |  |  |  | 55575578.465
157 | 3,4,5-trihydroxy-6-[4-(7-hydroxy-4-oxochromen-3-yl)phenoxy]oxane-2-carboxylic acid | C21 H18 O10 | 430.09 | -4.67 | 430.0893 | 431.0966 |  | C=1(C(C=2C=CC(=CC2OC1)O)=O)C3=CC=C(C=C3)OC4C(C(O)C(C(O4)C(O)=O)O)O | 5.313 | 3 |  | Glucuronide | 20 | 0 | 40 | 0 | 40 | 20 | 0 | 0 | 40 | 133284691.5851 |  | 603912569.9475 |  | 962553233.2422 | 37960071.5477 |  |  | 1025176622.0158 |  |  | 29200409.6621 |  | 55824882.8494 |  |  |  | 55575578.465
158 | 3,4,5-trihydroxy-6-[7-hydroxy-2-(4-hydroxyphenyl)-4-oxochromen-5-yl]oxyoxane-2-carboxylic acid | C21 H18 O11 | 446.0849 | -4 | 446.0842 | 447.0915 |  | C=12C(C=C(OC1C=C(C=C2OC3OC(C(O)C(O)C3O)C(O)=O)O)C=4C=CC(=CC4)O)=O | 5.223 | 3 |  | Glucuronide | 20 | 20 | 20 | 0 | 20 | 0 | 0 | 0 | 20 | 49229472.4615 | 21566276.2618 | 385085169.6024 |  | 317703945.6349 |  |  |  | 186545142.06
| 3,4,5-trihydroxy-6-[5-hydroxy-2-(4-hydroxyphenyl)-4-oxochromen-7-yl]oxyoxane-2-carboxylic acid | [6 empty] | C=12C(C=C(OC1C=C(C=C2O)OC3OC(C(O)C(O)C3O)C(O)=O)C=4C=CC(=CC4)O)=O
| 3,4,5-trihydroxy-6-[5-hydroxy-3-(4-hydroxyphenyl)-4-oxochromen-7-yl]oxyoxane-2-carboxylic acid | [6 empty] | C1(C2=C(C=C(C=C2O)OC3C(C(O)C(C(O3)C(O)=O)O)O)OC=C1C=4C=CC(=CC4)O)=O
| 6-[4-(5,7-dihydroxy-4-oxochromen-3-yl)phenoxy]-3,4,5-trihydroxyoxane-2-carboxylic acid | [6 empty] | C1(C2=C(C=C(C=C2O)O)OC=C1C=3C=CC(=CC3)OC4C(C(O)C(C(O4)C(O)=O)O)O)=O
| 6-[4-(5,7-dihydroxy-4-oxochromen-2-yl)phenoxy]-3,4,5-trihydroxyoxane-2-carboxylic acid | [6 empty] | C=12C(C=C(OC1C=C(C=C2O)O)C=3C=CC(=CC3)OC4OC(C(O)C(O)C4O)C(O)=O)=O
159 | 3,4,5-trihydroxy-6-[7-hydroxy-2-(4-hydroxyphenyl)-4-oxochromen-5-yl]oxyoxane-2-carboxylic acid | C21 H18 O11 | 446.0849 | 3.86 | 446.0842 | 447.0915 |  | C=12C(C=C(OC1C=C(C=C2OC3OC(C(O)C(O)C3O)C(O)=O)O)C=4C=CC(=CC4)O)=O | 6.571 | 3 |  | Glucuronide | 20 | 0 | 20 | 0 | 20 | 20 | 20 | 0 | 20 | 49916369.44 |  | 431986883.7358 |  | 329601343.7816 | 39805610.4406 | 34016920.5847 |  | 467449483.1368
159 | 3,4,5-trihydroxy-6-[5-hydroxy-2-(4-hydroxyphenyl)-4-oxochromen-7-yl]oxyoxane-2-carboxylic acid | C21 H18 O11 | 446.0849 | 3.86 | 446.0842 | 447.0915 |  | C=12C(C=C(OC1C=C(C=C2O)OC3OC(C(O)C(O)C3O)C(O)=O)C=4C=CC(=CC4)O)=O | 6.571 | 3 |  | Glucuronide | 20 | 0 | 20 | 0 | 20 | 20 | 20 | 0 | 20 | 49916369.44 |  | 431986883.7358 |  | 329601343.7816 | 39805610.4406 | 34016920.5847 |  | 467449483.1368
159 | 3,4,5-trihydroxy-6-[5-hydroxy-3-(4-hydroxyphenyl)-4-oxochromen-7-yl]oxyoxane-2-carboxylic acid | C21 H18 O11 | 446.0849 | 3.86 | 446.0842 | 447.0915 |  | C1(C2=C(C=C(C=C2O)OC3C(C(O)C(C(O3)C(O)=O)O)O)OC=C1C=4C=CC(=CC4)O)=O | 6.571 | 3 |  | Glucuronide | 20 | 0 | 20 | 0 | 20 | 20 | 20 | 0 | 20 | 49916369.44 |  | 431986883.7358 |  | 329601343.7816 | 39805610.4406 | 34016920.5847 |  | 467449483.1368
159 | 6-[4-(5,7-dihydroxy-4-oxochromen-2-yl)phenoxy]-3,4,5-trihydroxyoxane-2-carboxylic acid | C21 H18 O11 | 446.0849 | 3.86 | 446.0842 | 447.0915 |  | C=12C(C=C(OC1C=C(C=C2O)O)C=3C=CC(=CC3)OC4OC(C(O)C(O)C4O)C(O)=O)=O | 6.571 | 3 |  | Glucuronide | 20 | 0 | 20 | 0 | 20 | 20 | 20 | 0 | 20 | 49916369.44 |  | 431986883.7358 |  | 329601343.7816 | 39805610.4406 | 34016920.5847 |  | 467449483.1368
159 | 6-[4-(5,7-dihydroxy-4-oxochromen-3-yl)phenoxy]-3,4,5-trihydroxyoxane-2-carboxylic acid | C21 H18 O11 | 446.0849 | 3.86 | 446.0842 | 447.0915 |  | C1(C2=C(C=C(C=C2O)O)OC=C1C=3C=CC(=CC3)OC4C(C(O)C(C(O4)C(O)=O)O)O)=O | 6.571 | 3 |  | Glucuronide | 20 | 0 | 20 | 0 | 20 | 20 | 20 | 0 | 20 | 49916369.44 |  | 431986883.7358 |  | 329601343.7816 | 39805610.4406 | 34016920.5847 |  | 467449483.1368
160 | 3,4,5-trihydroxy-6-[5-hydroxy-3-(-6-hydroxy-6-methylheptan-2-yl)-7a-methyloctahydro-4H-inden-4-ylideneethylidene-2-methylenecyclohexyloxy]tetrahydro-2H-pyran-2-carboxylic acid | C33 H52 O9 | 592.3611 | 2.85 | 592.3603 | 593.3676 |  | [C@]12([C@H](/C(=C/C=C/3\C([C@@H](OC4OC(C(O)=O)C(C(C4O)O)O)C[C@@H](C3)O)=C)/CCC1)CC[C@@H]2[C@@H](CCCC(O)(C)C)C)C | 15.125 | 3 |  | Glucuronide | 0 | 40 | 60 | 0 | 60 | 40 | 20 | 0 | 80 |  |  | 10578620.934 | [5 empty] | 11441767.6839 | [11 empty] | 37411530.5582 |  | 26874062.2766 | 26638646.2232 | 29809939.4581 |  | 41216360.122 |  | 8189194.8365 |  |  | 33646731.6026 |  |  |  | 44608753.0285 |  | 7088187.8363 | 17079811.423 |  | 11943962.6362 | 13944864.0916 |  |  | 17717449.6894
160 | 3,4,5-trihydroxy-6-[-3-hydroxy-5-(6-hydroxy-6-methylheptan-2-yl)-7a-methyloctahydro-4H-inden-4-ylideneethylidene-4-methylenecyclohexyloxy]tetrahydro-2H-pyran-2-carboxylic acid | C33 H52 O9 | 592.3611 | 2.85 | 592.3603 | 593.3676 |  | [C@]12([C@H](/C(=C/C=C/3\C([C@@H](O)C[C@@H](C3)OC4OC(C(O)=O)C(C(C4O)O)O)=C)/CCC1)CC[C@@H]2[C@@H](CCCC(O)(C)C)C)C | 15.125 | 3 |  | Glucuronide | 0 | 40 | 60 | 0 | 60 | 40 | 20 | 0 | 80 |  |  | 10578620.934 | [5 empty] | 11441767.6839 | [11 empty] | 37411530.5582 |  | 26874062.2766 | 26638646.2232 | 29809939.4581 |  | 41216360.122 |  | 8189194.8365 |  |  | 33646731.6026 |  |  |  | 44608753.0285 |  | 7088187.8363 | 17079811.423 |  | 11943962.6362 | 13944864.0916 |  |  | 17717449.6894
160 | 6-[4-(Z)-2-(3,5-dihydroxy-2-methylenecyclohexylideneethylidene)-7a-methyloctahydro-1H-inden-1-yl-2-methylheptan-2-yloxy]-3,4,5-trihydroxytetrahydro-2H-pyran-2-carboxylic acid | C33 H52 O9 | 592.3611 | 2.85 | 592.3603 | 593.3676 |  | [C@]12([C@H](/C(=C/C=C/3\C([C@@H](O)C[C@@H](C3)O)=C)/CCC1)CC[C@@H]2[C@@H](CCCC(OC4OC(C(O)=O)C(C(C4O)O)O)(C)C)C)C | 15.125 | 3 |  | Glucuronide | 0 | 40 | 60 | 0 | 60 | 40 | 20 | 0 | 80 |  |  | 10578620.934 | [5 empty] | 11441767.6839 | [11 empty] | 37411530.5582 |  | 26874062.2766 | 26638646.2232 | 29809939.4581 |  | 41216360.122 |  | 8189194.8365 |  |  | 33646731.6026 |  |  |  | 44608753.0285 |  | 7088187.8363 | 17079811.423 |  | 11943962.6362 | 13944864.0916 |  |  | 17717449.6894
161 |  | C5 H9 N O | 99.0684 | 1.39 | 99.0686 | 100.0758 |  |  | 1.296 | 4 |  | No | 100 | 100 | 80 | 100 | 100 | 40 | 20 | 20 | 0 | 123768985.7669 | 496375641.8761 | 124849871.3838 | 205906128.481 | 626314720.0151 |  |  |  |  | 83627670.3259 | 462988994.9791 |  | 179382329.3319 | 599450426.236 |  |  |  |  | 138160780.824 | 546320986.4813 | 160956174.4717 | 152577462.3854 | 809340490.411 |  |  |  |  | 498702318.2285 | 3405363323.1791 | 500192043.5726 | 841690879.137 | 1296902488.9224 | 4466320347.6534 | 514477342.238 | 1640519527.4399 |  | 201220862.5589 | 1131578682.8732 | 242048504.2073 | 341039541.1507 | 1385420116.333 | 1357130252.7742
162 |  | C6 H13 N O | 115.0997 | 0.06 | 115.0997 | 116.107 |  |  | 1.072 | 4 |  | No | 0 | 0 | 0 | 0 | 20 | 20 | 0 | 0 | 20 | [31 empty] | 1367972327.309 | 411127233.4803 |  |  | 3873785889.0777
163 |  | C8 H7 N | 117.0579 | -0.13 | 117.0578 | 118.0651 |  |  | 9.405 | 4 |  | No | 0 | 0 | 20 | 0 | 20 | 20 | 20 | 0 | 20 | [20 empty] | 36326219.2617 |  | 30869721.134 | 25726063.0857 | 43048548.3029 |  | 47548889.7011
164 |  | C8 H8 O | 120.0575 | -0.38 | 120.0575 | 121.0648 |  |  | 7.899 | 4 |  | No | 60 | 20 | 80 | 20 | 80 | 20 | 60 | 60 | 80 | 18392569.0206 |  | 211138921.8323 |  | 183322623.6212 |  | 142515615.9938 | 20919693.3362 | 211153793.1005 | [11 empty] | 110538070.5826 |  | 111234322.6844 |  | 113596243.2712 |  | 56486644.8774 | 51326207.1786 |  | 297216395.276 | 25837081.2584 | 255344160.9213 |  |  | 86998428.76 | 323016539.5304 | 99931566.0991 | 154375171.7858 | 608892859.7847 |  | 464679781.5797 | 205425932.8611 | 327819641.8387 | 225581478.3467 | 634801517.1467
165 |  | C8 H8 O | 120.0575 | -0.2 | 120.0575 | 121.0648 |  |  | 11.026 | 4 |  | No | 0 | 20 | 40 | 20 | 40 | 20 | 20 | 20 | 60 | [8 empty] | 15424542.3758 | [11 empty] | 21525159.6796 |  | 23988548.9092 |  |  |  | 27366788.4115 | [10 empty] | 69496750.0643 | 108367111.807 | 56730732.2748 | 97473253.1835 | 85671365.3272 | 133943103.1213 | 90383518.7229 | 101837894.5655
166 |  | C8 H12 O | 124.0888 | -0.54 | 124.0888 | 125.096 |  |  | 6.619 | 4 |  | No | 0 | 20 | 20 | 0 | 20 | 20 | 0 | 0 | 40 | [8 empty] | 39120627.6085 | [11 empty] | 34318866.9975 |  | 103019396.3261 |  |  |  | 203359060.8621 |  | 17447457.3961 | [12 empty] | 51021867.9817
167 |  | C6 H8 O3 | 128.0473 | -0.48 | 128.0473 | 129.0546 |  |  | 1.494 | 4 |  | No | 80 | 0 | 0 | 0 | 100 | 0 | 0 | 0 | 0 | 28833241.452 |  |  |  | 110679584.8928 |  |  |  |  | 24320304.1007 |  |  |  | 138375060.5822 |  |  |  |  | 43863151.4608 |  |  |  | 134005456.5726 |  |  |  |  | 33610299.7492 |  |  |  | 126072195.1422 | [8 empty] | 30953855.2256
168 |  | C5 H8 N2 O2 | 128.0586 | -0.57 | 128.0585 | 129.0658 |  |  | 3.961 | 4 |  | No | 20 | 0 | 60 | 0 | 80 | 0 | 0 | 0 | 100 |  |  |  |  | 60004245.6387 |  |  |  | 70383571.3973 | [8 empty] | 30911920.5726 |  |  | 59998946.8654 |  | 151046283.0384 |  |  |  | 176033616.2147 | 29192024.2529 |  | 45600996.7544 |  | 124814794.4769 |  |  |  | 151120361.8347 |  |  | 35775996.686 |  | 133323786.5281 |  |  |  | 144902435.4468
169 |  | C7 H15 N O | 129.1154 | -0.72 | 129.1153 | 130.1225 |  |  | 1.244 | 4 |  | No | 0 | 0 | 0 | 0 | 20 | 20 | 0 | 0 | 40 | [26 empty] | 27336801.7165 |  |  |  |  | 153441331.247 | 202594989.8277 |  |  | 180489632.9733
170 |  | C9 H10 O | 134.0732 | -1.14 | 134.073 | 135.0803 |  |  | 6.267 | 4 |  | No | 60 | 0 | 100 | 40 | 100 | 20 | 60 | 0 | 100 |  |  | 127526183.9582 |  | 105232043.6654 |  | 100792777.7089 |  | 117714192.9966 |  |  | 44336713.0346 |  | 52298540.1979 |  | 31618992.3437 |  | 55204318.6925 | 84980108.3953 |  | 520983767.8245 | 58676552.5904 | 404273134.3093 | 46435694.9071 | 478386535.4456 |  | 481294710.4272 | 39979076.1575 |  | 208805349.3362 |  | 172134548.7988 |  |  |  | 183633631.006 | 29982337.6997 |  | 289141864.282 | 32592939.7693 | 238346356.4928 |  |  |  | 266015641.9098
171 |  | C8 H9 N O | 135.0684 | -1.17 | 135.0683 | 136.0755 |  |  | 2.586 | 4 |  | No | 100 | 60 | 100 | 0 | 100 | 40 | 20 | 20 | 100 | 241130288.3869 | 71230069.7284 | 419778726.1932 |  | 784334985.6356 |  |  |  | 959521877.3311 | 188693476.024 |  | 394698861.3851 |  | 720754267.3997 |  |  |  | 826950915.2191 | 360900568.6201 | 117320287.151 | 587960978.4044 |  | 1247306984.3084 | 168942270.6229 | 87503261.4991 | 60904746.1933 | 1537882196.3031 | 268761512.8271 | 72687650.1191 | 453736724.2213 |  | 895710054.7863 | 135455959.4145 |  |  | 1095986684.391 | 161852305.3896 |  | 303080231.1821 |  | 555016414.0815 |  |  |  | 680779375.7161
172 |  | C8 H8 O2 | 136.0524 | -1.2 | 136.0523 | 137.0595 |  |  | 3.243 | 4 |  | No | 20 | 0 | 60 | 20 | 60 | 20 | 60 | 20 | 40 |  |  | 33280048.2635 |  | 53179294.8928 |  | 39118658.245 | [13 empty] | 33385183.9298 |  | 27549010.4998 |  | 52057544.7311 |  |  | 64357574.1248 |  | 83862574.7966 | 60592062.0593 | 189683720.515 | 29213278.6839 |  | 98833365.6959 | 215655572.0671 | [6 empty] | 29088902.6417 |  | 28253033.6734
173 |  | C8 H8 O2 | 136.0524 | -1.28 | 136.0522 | 137.0595 |  |  | 6.409 | 4 |  | No | 0 | 0 | 40 | 0 | 100 | 40 | 40 | 60 | 60 |  |  |  |  | 30179708.7446 |  | 25595362.5386 | 23962705.1932 | [5 empty] | 26071282.7502 |  |  |  | 35210819.1621 |  |  |  |  | 32047559.9435 | [6 empty] | 25075579.1445 |  | 72817371.9131 | 31293195.7218 |  | 62701168.5245 | 50085312.6056 |  |  | 99024682.3141 |  | 86552493.4762 | 67881046.1137 | 59996233.9817 | 59674959.5559 | 117512532.3584
174 |  | C7 H8 N2 O | 136.0637 | -1.21 | 136.0635 | 137.0708 |  |  | 0.717 | 4 |  | No | 100 | 40 | 0 | 0 | 100 | 60 | 0 | 0 | 100 | 222620576.5568 | 114450490.5418 |  |  | 46171794.8297 | 158168368.6972 |  |  | 161964622.1429 | 373996753.2359 |  |  |  | 25453131.3662 |  |  |  | 100713788.6945 | 311847493.9796 | 138293190.4853 |  |  | 127985296.6566 | 381143272.5189 |  |  | 401228274.3661 | 275778373.5454 |  |  |  | 82658087.1552 | 153790576.6937 |  |  | 283667415.8088 | 235038629.0319 |  |  |  | 61205974.3636 |  |  |  | 219892754.8881
175 |  | C7 H7 N O2 | 137.0477 | -1.65 | 137.0474 | 138.0547 |  |  | 2.523 | 4 |  | No | 0 | 0 | 0 | 0 | 0 | 40 | 0 | 20 | 0 | [5 empty] | 156839389.8542 | [26 empty] | 81177703.5781 |  | 143194194.1098
176 |  | C7 H7 N O2 | 137.0477 | -1.41 | 137.0475 | 138.0548 |  |  | 3.517 | 4 |  | No | 0 | 0 | 20 | 0 | 60 | 0 | 0 | 0 | 20 |  |  |  |  | 38252757.7073 | [24 empty] | 66234642.148 |  | 95533700.5802 |  |  |  | 47822610.6662 |  |  |  |  | 32518988.7833
177 |  | C7 H14 N2 O | 142.1106 | -1.11 | 142.1105 | 143.1177 |  |  | 1.416 | 4 |  | No | 60 | 100 | 0 | 0 | 100 | 100 | 0 | 20 | 100 |  | 66930467.4567 |  |  | 154379219.4066 | 90433695.7219 |  |  | 140692034.7872 |  | 72702062.7357 |  |  | 165883876.6601 | 93097728.0521 |  |  | 154854962.0605 | 31750106.5564 | 76847357.5031 |  |  | 144601848.1611 | 125418393.1859 |  |  | 179303153.1604 | 52378568.9338 | 89603293.3072 |  |  | 106484014.0274 | 118441529.1379 |  |  | 182141151.7207 | 42922801.7723 | 89035119.6244 |  |  | 218566671.044 | 149971936.4937 |  | 36650296.4129 | 232074683.0236
178 |  | C10 H13 N | 147.1048 | -1.38 | 147.1046 | 148.1119 |  |  | 1.575 | 4 |  | No | 100 | 0 | 0 | 0 | 80 | 20 | 0 | 0 | 80 | 83800460.1254 |  |  |  | 512703696.0127 |  |  |  | 237003715.415 | 36396412.2683 |  |  |  | 246155962.1018 |  |  |  | 86480338.7085 | 88665751.1591 | [8 empty] | 90143915.6284 |  |  |  | 315507360.5859 | 66374742.3775 |  |  | 251339960.2522 | 53615627.5064 |  |  |  | 352387018.2973 |  |  |  | 165896470.3238
179 |  | C10 H12 O | 148.0888 | -1.1 | 148.0887 | 149.0959 |  |  | 4.792 | 4 |  | No | 60 | 80 | 100 | 80 | 100 | 80 | 40 | 20 | 100 | 47470769.7833 | 54491479.933 | 294528326.9084 | 78709336.1065 | 345778319.1338 | 98079729.4905 |  |  | 345752843.7773 |  |  | 71979701.9832 |  | 106780699.1947 |  |  |  | 114071917.2845 | 39941534.387 | 37036855.0899 | 223633640.5183 | 51856429.3558 | 269423979.8078 | 77126588.2303 | 132743137.0559 |  | 270580934.7769 | 39655807.1008 | 36213437.3227 | 203401657.19 | 51937472.9099 | 213108387.2725 | 77750036.441 |  |  | 230426836.5798 |  | 30691085.7216 | 134710816.8059 | 33224371.6639 | 185418056.1924 | 48749098.6416 | 63843972.3069 | 61837950.4988 | 174597894.2343
180 |  | C10 H12 O | 148.0888 | -1.09 | 148.0887 | 149.0959 |  |  | 9.35 | 4 |  | No | 20 | 0 | 100 | 40 | 100 | 40 | 60 | 60 | 100 |  |  | 54331813.3481 | 22229693.9575 | 54566428.2358 |  | 67626883.7514 | 34827434.4202 | 60523566.2045 |  |  | 66502362.7413 |  | 53342940.5908 |  |  |  | 74934168.2798 | 19823809.2584 |  | 150671338.1697 | 36061208.6998 | 149045649.1939 |  | 104488225.6991 |  | 152314339.4541 |  |  | 180247325.1267 |  | 175309623.0817 | 52413389.1272 |  | 85637304.0989 | 154119317.989 |  |  | 95322682.8075 |  | 84220245.0378 | 44658080.4356 | 71076639.3253 | 37741807.7665 | 81472317.4791
181 |  | C10 H12 O | 148.0888 | -0.89 | 148.0887 | 149.096 |  |  | 12.452 | 4 |  | No | 20 | 0 | 40 | 0 | 60 | 0 | 0 | 0 | 40 | 22503868.2939 |  | 194767623.3987 |  | 132051352.8366 |  |  |  | 140088629.0121 |  |  | 40243666.4615 |  | 41145908.5258 |  |  |  | 62802458.3779 | [13 empty] | 34673915.213
182 |  | C8 H7 N O2 | 149.0477 | -0.95 | 149.0475 | 150.0548 |  |  | 1.692 | 4 |  | No | 20 | 0 | 0 | 0 | 100 | 0 | 0 | 0 | 0 |  |  |  |  | 71148233.195 | [8 empty] | 118446749.8799 | [8 empty] | 43739124.1565 |  |  |  |  | 74348588.2153 |  |  |  | 158790484.2776 | [8 empty] | 56571771.4343
183 |  | C8 H7 N O2 | 149.0477 | -1.15 | 149.0475 | 150.0548 |  |  | 3.303 | 4 |  | No | 0 | 0 | 40 | 0 | 80 | 0 | 0 | 0 | 80 |  |  |  |  | 35810913.5254 |  |  |  | 28333325.6741 | [13 empty] | 44240687.3959 |  |  |  | 44108020.646 |  |  | 32217363.4026 |  | 51903529.058 |  |  |  | 41807284.4804 |  |  | 37370456.5654 |  | 92148118.5173 |  |  |  | 61553105.8799
184 |  | C9 H10 O2 | 150.0681 | -1.25 | 150.0679 | 151.0752 |  |  | 3.048 | 4 |  | No | 0 | 20 | 20 | 0 | 40 | 0 | 20 | 0 | 60 |  |  |  |  | 27375826.255 |  |  |  | 39919729.456 | [10 empty] | 26270897.1179 |  |  |  |  | 147780282.172 |  | 159125848.6108 |  |  | 38347592.9971 |  | 57105247.3334 |  |  |  | 60605589.3805
185 |  | C10 H14 O | 150.1045 | -1.27 | 150.1043 | 151.1115 |  |  | 5.772 | 4 |  | No | 0 | 0 | 0 | 0 | 40 | 20 | 0 | 0 | 100 | [8 empty] | 53574796.8296 | [8 empty] | 38261897.6063 | [8 empty] | 71223895.1242 |  |  |  |  | 157992970.5727 | 50648404.6495 |  |  | 82518083.7302 |  |  |  |  | 37235501.8418 |  |  |  | 53205053.9342
186 |  | C9 H12 O2 | 152.0837 | -1.28 | 152.0835 | 153.0908 |  |  | 6.265 | 4 |  | No | 40 | 0 | 100 | 20 | 100 | 20 | 60 | 40 | 100 |  |  | 89622203.9078 |  | 88309392.1895 |  | 66299446.4819 |  | 71101553.1583 |  |  | 30971902.2329 |  | 39166929.5255 |  |  |  | 41231048.5875 | 48959619.1544 |  | 337760778.8159 | 36927586.6932 | 272057405.6295 | 31441694.4552 | 325193450.7717 |  | 295720611.7981 | 28381770.7658 |  | 144106097.5029 |  | 101651150.7571 |  |  | 47965418.3915 | 99847087.134 |  |  | 170670501.5137 |  | 165604486.1528 |  | 122220039.6353 | 25755926.2188 | 174568364.5558
187 |  | C8 H15 N O2 | 157.1103 | -1.36 | 157.1101 | 158.1173 |  |  | 5.16 | 4 |  | No | 20 | 0 | 100 | 0 | 100 | 0 | 0 | 0 | 100 |  |  | 74287075.0406 |  | 89882860.1263 |  |  |  | 90356338.9248 |  |  | 46235318.1979 |  | 61314726.3073 |  |  |  | 58033657.5966 |  |  | 123134834.5866 |  | 138200630.7564 |  |  |  | 144733787.6557 | 49719505.8503 |  | 266723034.13 |  | 277784537.329 |  |  |  | 349262532.3504 |  |  | 73633718.4415 |  | 98814227.8776 |  |  |  | 94673394.7273
188 |  | C8 H15 N O2 | 157.1103 | -1.25 | 157.1101 | 158.1174 |  |  | 7.736 | 4 |  | No | 0 | 0 | 40 | 0 | 40 | 20 | 0 | 20 | 40 | [20 empty] | 28218711.4242 |  | 27004611.7394 |  |  |  | 29668986.6915 |  |  | 96212090.517 |  | 88618473.014 | 32578885.1923 |  | 32931437.3921 | 111099558.3178
189 |  | C10 H10 O2 | 162.0681 | -1.69 | 162.0678 | 163.0751 |  |  | 5.114 | 4 |  | No | 20 | 0 | 40 | 0 | 40 | 20 | 0 | 20 | 60 |  |  | 25631556.3427 |  | 31969481.2789 |  |  |  | 34161152.3593 | [17 empty] | 24636908.6886 | 27399316.7146 |  | 183031023.7526 |  | 154600584.0255 | 56066749.3374 |  | 34445525.1096 | 183426316.0518
190 |  | C10 H10 O2 | 162.0681 | -1.63 | 162.0678 | 163.0751 |  |  | 6.268 | 4 |  | No | 0 | 0 | 80 | 0 | 80 | 0 | 60 | 20 | 80 |  |  | 41446724.862 |  | 42090052.9959 |  | 27539438.5392 |  | 43382279.2325 | [11 empty] | 128985556.4729 |  | 107887987.1524 |  | 138580267.1985 |  | 114696154.8718 |  |  | 49519188.9457 |  | 43194862.6978 |  |  | 22782171.4167 | 51051809.4411 |  |  | 79478741.5951 |  | 62623758.6179 |  | 37717997.5445 |  | 62711329.7127
191 |  | C9 H9 N O2 | 163.0633 | -1.5 | 163.0631 | 164.0704 |  |  | 4.814 | 4 |  | No | 0 | 0 | 20 | 0 | 20 | 20 | 20 | 0 | 80 |  |  |  |  | 58114775.8428 | 52515669.2167 |  |  | 80662002.3606 | [11 empty] | 28615837.3491 |  |  |  | 365113297.3569 |  | 410400496.0982 | [8 empty] | 42432867.733 | [8 empty] | 31746468.5362
192 |  | C10 H12 O2 | 164.0837 | -1.28 | 164.0835 | 165.0908 |  |  | 5.267 | 4 |  | No | 40 | 20 | 100 | 0 | 100 | 60 | 20 | 40 | 100 |  |  | 146578465.7481 |  | 126999208.5746 | 30248852.8312 | 42231725.9996 |  | 163196163.6904 |  |  | 66348222.2161 |  | 95991949.3735 |  |  |  | 91146179.6059 | 28033183.4495 |  | 193545609.8552 |  | 175103482.9115 |  |  |  | 158287832.0983 | 55121258.4911 | 30798868.4511 | 254773869.8464 |  | 353796262.4742 | 59568483.5748 |  | 31630372.7394 | 269018655.9779 |  |  | 149418061.0634 |  | 143025254.7757 | 42574745.119 |  | 26036686.4985 | 132743315.68
193 |  | C10 H12 O2 | 164.0837 | -1.21 | 164.0835 | 165.0908 |  |  | 13.785 | 4 |  | No | 20 | 40 | 60 | 20 | 20 | 0 | 20 | 0 | 40 |  |  | 24862150.8197 | [5 empty] | 31457872.3335 | [10 empty] | 13179170.2386 | 51906408.9268 |  |  |  | 34285033.7263 |  |  | 12498471.7672 | 9792034.928 |  | 13317713.8312 | 153693490.427 |  |  |  | 65285748.8035 |  |  | 31267307.2122
194 |  | C10 H16 O2 | 168.115 | -1.34 | 168.1148 | 169.1221 |  |  | 6.316 | 4 |  | No | 20 | 0 | 80 | 0 | 80 | 0 | 0 | 0 | 80 |  |  | 37106223.3734 |  | 197578562.7998 |  |  |  | 198570929.2026 |  |  | 31186888.8482 |  | 217718250.0022 |  |  |  | 205652730.5285 | 52411950.0308 |  | 52457327.4327 |  | 309374030.0642 |  |  |  | 262850361.6102 | [11 empty] | 29764727.5765 |  | 202215430.9582 |  |  |  | 197512852.3863
195 |  | C12 H10 O | 170.0732 | -1.5 | 170.0729 | 171.0802 |  |  | 8.746 | 4 |  | No | 20 | 20 | 20 | 20 | 20 | 20 | 0 | 20 | 20 | [27 empty] | 112904387.0093 | 422546599.9958 | 809062472.8357 | 627203720.3105 | 635944172.6541 | 935850889.733 |  | 1846909944.3511 | 1672187854.8853
196 |  | C10 H18 O2 | 170.1307 | -1.32 | 170.1305 | 171.1377 |  |  | 10.534 | 4 |  | No | 0 | 0 | 0 | 20 | 60 | 20 | 0 | 40 | 60 |  |  |  |  | 39669518.43 |  |  | 17030331.2148 | 35640118.3956 | [13 empty] | 100725312.3852 | 47367800.2454 |  |  | 94718552.7008 | [12 empty] | 38459853.9349 | 134944642.6757 |  |  | 61008503.3572 | 107729258.0933
197 |  | C10 H7 N O2 | 173.0477 | -1.14 | 173.0475 | 174.0548 |  |  | 4.635 | 4 |  | No | 0 | 0 | 20 | 0 | 100 | 0 | 0 | 0 | 0 |  |  |  |  | 38473541.2396 | [8 empty] | 78418635.3221 | [6 empty] | 48396043.8778 |  | 283488038.065 | [8 empty] | 126741884.4053 | [8 empty] | 90876209.2832
198 |  | C11 H12 O2 | 176.0837 | -1.33 | 176.0835 | 177.0908 |  |  | 10.854 | 4 |  | No | 0 | 20 | 40 | 0 | 60 | 20 | 40 | 40 | 40 |  |  | 12310315.0098 |  | 12068983.7962 |  | 19121089.8792 | [19 empty] | 19210087.2047 |  |  |  |  | 20237982.8312 |  |  | 24581963.3661 |  |  | 16103462.6451 | 53929130.4755 |  | 40985691.8021 | 29010186.8754 | 67568683.2657 | 41007563.6757 | 53789421.6951
199 |  | C11 H14 O2 | 178.0994 | -1.47 | 178.0991 | 179.1064 |  |  | 9.801 | 4 |  | No | 40 | 40 | 80 | 40 | 100 | 40 | 20 | 60 | 80 |  | 25918948.1935 | 175575366.582 | 72636657.1877 | 172915934.2283 | 45606783.2477 | 197457126.3059 | 104739840.6488 | 171477355.1051 |  |  | 27861519.5398 |  | 31632552.6694 |  |  |  | 23099275.1397 | 65838865.5407 |  |  |  | 236421799.2196 |  |  |  |  | 34014887.2449 | 50809296.2545 | 221652707.8169 | 63680622.2074 | 116621906.0726 | 31885244.5575 |  | 87426891.1608 | 138106904.3842 |  |  | 222717102.3986 |  | 75534589.1751 |  |  | 49301598.5035 | 74904539.1507
200 |  | C12 H18 O | 178.1358 | -1.37 | 178.1355 | 179.1428 |  |  | 12.996 | 4 |  | No | 0 | 20 | 60 | 20 | 40 | 60 | 60 | 40 | 40 | [5 empty] | 18381495.2357 | 21720740.6038 | 23503310.8471 | [11 empty] | 73664001.6078 | 80291154.7962 | 83590083.7409 | 78189350.0507 | 98926919.7883 | 145318015.9011 |  | 98383785.4334 |  |  | 27106804.3939 | [5 empty] | 29533473.3649 |  |  | 57809994.0616 |  | 40495684.507 | 37732318.6108 | 39582104.5662 | 28384010.3731
201 |  | C10 H12 O3 | 180.0786 | -1.56 | 180.0784 | 181.0856 |  |  | 6.263 | 4 |  | No | 80 | 60 | 100 | 60 | 100 | 60 | 40 | 40 | 100 | 36210490.1592 |  | 318611279.3556 | 36120707.0446 | 274206030.4822 |  |  |  | 269438850.6236 |  |  | 114117381.3291 |  | 125679474.0738 |  |  |  | 130017759.9491 | 205906173.1504 | 58366253.6851 | 1226976956.657 | 135704571.9228 | 980460293.8941 | 95549702.8838 | 1221724784.9222 |  | 1049475229.1847 | 93706432.1936 | 47539670.0396 | 595657814.9001 |  | 481939623.369 | 86084626.6496 |  | 192715570.0544 | 482203946.5283 | 82332874.9824 | 36092492.6323 | 588982106.7657 | 64221152.109 | 572034272.0503 | 41225058.7531 | 470909662.4345 | 99286462.9482 | 580732675.5889
202 |  | C11 H18 O2 | 182.1307 | -1.11 | 182.1305 | 183.1378 |  |  | 7.522 | 4 |  | No | 0 | 0 | 20 | 0 | 80 | 0 | 0 | 0 | 20 |  |  | 19783318.7535 |  | 76127898.1047 | [17 empty] | 45863771.7451 | [8 empty] | 34296392.6981 | [8 empty] | 48489466.4914 |  |  |  | 22345334.6955
203 |  | C12 H14 O2 | 190.0994 | -1.45 | 190.0991 | 191.1064 |  |  | 8.81 | 4 |  | No | 20 | 0 | 80 | 0 | 100 | 0 | 60 | 0 | 100 |  |  | 98638329.9061 |  | 84210056.98 |  | 57637837.0275 |  | 83296636.3309 |  |  |  |  | 33004688.0541 |  |  |  | 29537449.9447 | 29151353.363 |  | 230311673.6234 |  | 192048056.0444 |  | 151247057.5856 |  | 197889194.9867 |  |  | 133698497.1402 |  | 127866168.0908 |  |  |  | 125070371.7121 |  |  | 177382394.0853 |  | 152173968.4335 |  | 98429406.8052 |  | 172740233.2656
204 |  | C13 H18 O | 190.1358 | -1.37 | 190.1355 | 191.1428 |  |  | 8.397 | 4 |  | No | 20 | 0 | 100 | 0 | 100 | 20 | 0 | 0 | 100 |  |  | 33190538.7165 |  | 109448256.0888 |  |  |  | 115456893.6978 |  |  | 27544831.3083 |  | 69066836.1473 |  |  |  | 95099104.8697 |  |  | 48746185.9687 |  | 96729800.5991 |  |  |  | 100889248.0852 | 28238100.0371 |  | 86099117.7872 |  | 203981990.6862 | 27593646.4438 |  |  | 180751696.309 |  |  | 72106305.046 |  | 151128463.1164 |  |  |  | 168951716.2362
205 |  | C12 H16 O2 | 192.115 | -1.14 | 192.1148 | 193.1221 |  |  | 11.265 | 4 |  | No | 60 | 80 | 80 | 60 | 100 | 60 | 80 | 60 | 100 |  | 84419286.018 |  | 89836840.2769 | 143142239.9652 |  | 205204814.838 | 131800688.6762 | 136858599.1797 |  |  | 35984146.5811 |  | 34139721.341 |  | 31104293.6865 |  | 30062668.0355 | 48127461.9366 | 114097389.9892 | 333693253.2259 | 177605595.0609 | 255876442.2549 | 206214364.7869 | 399123760.854 |  | 262678433.5142 | 47107832.9203 | 93585891.2726 | 320447860.9809 | 208518346.1295 | 257364428.3949 | 165249211.4167 |  | 373860144.4656 | 276743965.3061 | 26570467.0722 | 103769115.1789 | 238624588.2909 |  | 158386229.0697 | 103135735.8099 | 273498760.9137 | 172683094.4875 | 161166028.6484
206 |  | C13 H20 O | 192.1514 | -1.06 | 192.1512 | 193.1585 |  |  | 13.402 | 4 |  | No | 0 | 20 | 40 | 20 | 20 | 40 | 40 | 40 | 20 | [23 empty] | 20205834.5248 | 22412878.4882 |  |  |  | 45279582.9562 | 79688005.9146 | 48705325.1078 | 79483825.8413 | 69043417.464 |  | 88417128.3149 | 91488286.6968 |  |  | 21576279.1759 |  |  |  | 25784957.2562 | 19273636.7948
207 |  | C11 H14 O3 | 194.0943 | -1.1 | 194.0941 | 195.1014 |  |  | 7.885 | 4 |  | No | 0 | 20 | 20 | 20 | 20 | 20 | 0 | 20 | 20 | [28 empty] | 34576105.6299 | 55560331.8531 | 42209549.4325 | 90258723.5717 | 63680216.6692 |  | 94973229.877 | 116023737.8855
208 |  | C11 H14 O3 | 194.0943 | -1.34 | 194.094 | 195.1013 |  |  | 9.533 | 4 |  | No | 0 | 60 | 60 | 80 | 60 | 60 | 60 | 60 | 80 |  | 42885521.1094 | 98383870.9298 | 58587237.0413 | 86027500.006 | 70788427.8464 | 159969464.3311 | 108392444.459 | 106621393.0095 | [12 empty] | 29692570.5233 |  |  | 118837763.2665 |  | 94234354.3576 |  | 52755640.096 | 150877275.6341 | 90366381.5467 | 124925610.6055 | 72838945.5679 |  | 162821018.3978 | 120109852.496 |  | 25525718.4043 | 100147974.422 | 35350889.7296 | 81539222.4252 | 42877341.3391 | 124114210.5553 | 68666346.3678 | 99066296.6334
209 |  | C11 H14 O3 | 194.0943 | -1.22 | 194.0941 | 195.1013 |  |  | 10.859 | 4 |  | No | 60 | 60 | 80 | 20 | 80 | 60 | 60 | 40 | 80 | 30206065.1269 | 46165520.9066 | 220646850.0571 |  | 132282692.2556 | 92258089.774 | 311431860.0381 |  | 173569508.728 | [11 empty] | 25259133.4165 |  | 23405013.3874 |  | 58957207.4535 |  | 43472413.4648 | 54563028.8037 | 83274848.2495 | 184134509.7454 | 163119797.4611 | 184324215.6692 | 119200841.8951 |  | 240918940.0359 | 278274142.3367 | 202379413.5932 | 360561033.5106 | 1061092746.78 |  | 589365856.1203 | 607963697.9669 | 1334938474.6131 | 769884986.994 | 927085990.6607
210 |  | C12 H18 O2 | 194.1307 | -1.22 | 194.1304 | 195.1377 |  |  | 8.417 | 4 |  | No | 80 | 0 | 80 | 0 | 100 | 0 | 40 | 20 | 80 | 38754697.9014 |  | 99811120.8845 |  | 234000555.0693 |  |  |  | 276697464.7641 | 28141621.1983 |  | 62838651.7794 |  | 249996631.1906 |  |  |  | 222861707.6016 | 33617651.5703 |  | 100583903.2017 |  | 195472651.8152 |  | 41252760.6561 |  | 179163829.3473 |  |  |  |  | 75930699.8389 |  |  |  |  | 32757626.8644 |  | 102988957.9279 |  | 263974009.5943 |  | 31432786.4893 | 30547599.5982 | 248515407.2081
211 |  | C12 H18 O2 | 194.1307 | -1.24 | 194.1304 | 195.1377 |  |  | 9.117 | 4 |  | No | 80 | 60 | 100 | 0 | 100 | 80 | 40 | 60 | 80 | 60844082.2597 | 48156940.1 | 282996834.0315 |  | 424889645.7276 | 75516967.0923 |  | 42044740.5203 | 456966072.7978 |  |  | 75652429.2246 |  | 111149698.2803 |  |  |  | 110173609.265 | 60353362.969 | 60020897.9762 | 280123191.5457 |  | 339275092.3652 | 97540593.1157 | 179175733.3936 |  | 354593887.3903 | 29030000.4085 |  | 139534267.8236 |  | 77851619.7907 | 40818218.1851 |  | 44667216.7168 |  | 39200441.2631 | 49363181.3626 | 184912733.6826 |  | 279748526.0569 | 75572065.6963 | 77474695.3283 | 51277735.0502 | 267051576.2167
212 |  | C12 H18 O2 | 194.1307 | -1.2 | 194.1304 | 195.1377 |  |  | 11.489 | 4 |  | No | 60 | 40 | 80 | 80 | 100 | 80 | 60 | 60 | 80 |  |  | 84597397.0216 | 32300479.6513 | 89057201.8054 | 26702318.3074 | 92932798.8576 | 63720383.0371 | 93635872.8904 |  |  |  |  | 17817228.3214 |  |  |  | 18947672.5905 | 33572528.9027 | 49315987.9197 | 197204652.822 | 75455009.5859 | 143173137.6078 | 79711593.8476 | 179929060.845 |  |  | 16407525.027 |  | 129756667.7145 | 43460758.3374 | 120423796.3966 | 50208550.4422 |  | 86840639.6689 | 122345856.1867 | 23274329.5833 | 42611702.0043 | 198590124.1962 | 86996913.2461 | 199393523.8604 | 63376974.7981 | 239031871.8188 | 121696469.8736 | 156350714.3342
213 |  | C12 H20 O2 | 196.1463 | -1.16 | 196.1461 | 197.1534 |  |  | 9.739 | 4 |  | No | 60 | 0 | 100 | 0 | 100 | 0 | 0 | 0 | 80 | 17201789.385 |  | 114040737.8222 |  | 182796515.3736 |  |  |  | 61493155.4562 |  |  | 21380826.6041 |  | 43750332.9415 |  |  |  |  | 25915501.8191 |  | 114168111.7572 |  | 151663760.413 |  |  |  | 90640192.9734 | 33744618.2742 |  | 124561842.0646 |  | 197830682.5134 |  |  |  | 55276111.5868 |  |  | 58923646.3677 |  | 87549935.2471 |  |  |  | 65882910.4009
214 |  | C12 H20 O2 | 196.1463 | -1.29 | 196.1461 | 197.1533 |  |  | 12.663 | 4 |  | No | 0 | 20 | 20 | 20 | 20 | 40 | 40 | 20 | 40 | [6 empty] | 21649481.3574 |  |  |  | 22771399.7473 | 91473512.6607 | 27010038.1214 | 101831352.2045 | 25808474.9872 |  | 71662140.2954 | 98587961.3747 | [5 empty] | 14022531.0715 | 13376830.9508 | [10 empty] | 18006850.7993
215 |  | C10 H14 O4 | 198.0892 | -1.56 | 180.0784 | 181.0856 |  |  | 6.263 | 4 |  | No | 80 | 60 | 100 | 60 | 100 | 60 | 40 | 40 | 100 | 36210490.1592 |  | 318611279.3556 | 36120707.0446 | 274206030.4822 |  |  |  | 269438850.6236 |  |  | 114117381.3291 |  | 125679474.0738 |  |  |  | 130017759.9491 | 205906173.1504 | 58366253.6851 | 1226976956.657 | 135704571.9228 | 980460293.8941 | 95549702.8838 | 1221724784.9222 |  | 1049475229.1847 | 93706432.1936 | 47539670.0396 | 595657814.9001 |  | 481939623.369 | 86084626.6496 |  | 192715570.0544 | 482203946.5283 | 82332874.9824 | 36092492.6323 | 588982106.7657 | 64221152.109 | 572034272.0503 | 41225058.7531 | 470909662.4345 | 99286462.9482 | 580732675.5889
216 |  | C12 H22 O2 | 198.162 | -1.41 | 198.1617 | 199.169 |  |  | 12.158 | 4 |  | No | 0 | 20 | 40 | 40 | 60 | 40 | 60 | 40 | 60 |  | 14912616.206 | 43921728.9908 | 24389293.509 | 35017992.6343 | 24693722.983 | 48335790.4927 | 40261634.7488 | 40481803.9114 |  |  | 32877239.4066 | 14511010.7877 | 22958965.2265 | 12738495.2159 | 22553264.6503 | 23591015.5841 | 24554615.2219 | [22 empty] | 10793029.5731 |  | 11371478.198 |  | 13248048.0802
217 |  | C13 H12 O2 | 200.0837 | -1.31 | 200.0835 | 201.0907 |  |  | 7.233 | 4 |  | No | 0 | 0 | 20 | 0 | 20 | 0 | 0 | 0 | 20 | [29 empty] | 112317462.9384 |  | 113823394.8627 |  |  |  | 125632018.6836
218 |  | C12 H14 O3 | 206.0943 | -2.48 | 206.0938 | 207.1011 |  |  | 6.907 | 4 |  | No | 0 | 0 | 20 | 0 | 40 | 0 | 20 | 0 | 20 | [20 empty] | 204517377.4861 |  | 133622441.571 |  | 223275374.2817 |  | 139506109.3717 |  |  |  |  | 19480095.5929
219 |  | C13 H18 O2 | 206.1307 | -1.26 | 206.1304 | 207.1377 |  |  | 13.005 | 4 |  | No | 20 | 20 | 20 | 20 | 40 | 40 | 60 | 20 | 60 | [6 empty] | 15845103.3302 | [11 empty] | 20476629.0234 | 60584653.0523 | 119876055.1926 | 72691680.0803 | 110331714.291 | 82678903.2111 | 168929809.427 |  | 124519390.8407 | [8 empty] | 40335092.2876 |  |  |  |  | 29218823.2779 | 23238354.4209 | 45035066.9598 | 30243898.8053 | 44764577.7271
220 |  | C12 H16 O3 | 208.1099 | -1.63 | 208.1096 | 209.1169 |  |  | 9.927 | 4 |  | No | 40 | 80 | 100 | 40 | 80 | 80 | 60 | 60 | 80 | 75870841.8482 | 294317515.9728 | 476718771.9624 |  | 349511690.8835 | 350037152.5437 | 648348604.035 | 430438752.5097 | 389331039.6619 |  |  | 21797161.714 | [7 empty] | 20165741.0165 | 50433564.9076 | 22897542.6864 | 81055686.6407 | 27347517.1057 | 67633810.7835 |  | 89354494.7025 | 50099597.2595 | 140510646.7847 | 121108015.9718 | 186748526.7514 | 116633667.5006 | 90788732.5705 |  | 151398109.0908 | 108315756.8674 |  | 57961689.8259 | 142578498.6832 |  | 93037093.5475 | 89009756.5869 | 170524310.7811 | 92342124.2071 | 120583072.7699
221 |  | C12 H16 O3 | 208.1099 | -1.51 | 208.1096 | 209.1169 |  |  | 13.916 | 4 |  | No | 100 | 100 | 100 | 100 | 100 | 100 | 80 | 80 | 100 | 96216595.6335 | 440113368.7962 | 541154334.6081 | 402961577.237 | 242252415.0049 | 590734570.6243 | 995345135.2685 | 799936970.8275 | 419555827.8115 | 7663393.4674 | 74585874.8371 | 40177114.3086 | 64463714.8267 | 10710443.5222 | 88416411.5706 | 117644438.9388 | 132875859.4013 | 41749489.4956 | 20099300.8447 | 106068466.3726 | 90340684.3279 | 88487971.3131 | 55444818.5401 | 226908258.1115 | 277392839.1215 |  | 134410391.2835 | 56862252.1925 | 272476308.4168 | 242861379.5929 | 346391265.4348 | 160597621.8634 | 285573153.2654 |  | 505059684.0279 | 365561261.3745 | 46824342.2584 | 211438809.2127 | 258004529.0238 | 184129443.2779 | 145737691.576 | 398429071.1566 | 493420815.8313 | 269050530.1795 | 224188317.0749
222 |  | C10 H11 N O4 | 209.0688 | -1.54 | 209.0685 | 210.0758 |  |  | 3.365 | 4 |  | Glycine | 40 | 20 | 100 | 0 | 100 | 40 | 20 | 20 | 100 |  |  | 127621198.144 |  | 110477008.3116 |  |  |  | 114590605.413 |  |  | 231816460.9317 |  | 210230158.0168 |  |  |  | 230787469.6568 | 36360456.9169 |  | 256155442.7878 |  | 224425743.2555 | 32757362.1901 | 50437977.9754 |  | 253226279.1921 | 287082308.0248 | 155757457.1295 | 1928162789.739 |  | 1550689139.5594 | 295629525.0406 |  | 207522489.8851 | 1839288754.1495 |  |  | 198074853.9921 |  | 182825736.2313 |  |  |  | 210187293.0855
223 |  | C10 H11 N O4 | 209.0688 | -1.47 | 209.0685 | 210.0758 |  |  | 5.181 | 4 |  | Glycine | 20 | 20 | 60 | 20 | 60 | 20 | 0 | 20 | 60 |  |  | 106392415.2491 |  | 89319812.1589 |  |  |  | 109644109.3883 | [11 empty] | 111040258.9654 |  | 96077956.7164 |  |  |  | 131859401.0457 | 35990232.9178 | 25250431.8451 | 331230516.1102 | 33807895.8818 | 296261568.9991 | 56670335.7399 |  | 61899727.7745 | 403321072.4335
224 |  | C14 H12 O2 | 212.0837 | -1.33 | 212.0834 | 213.0907 |  |  | 8.451 | 4 |  | No | 20 | 0 | 20 | 0 | 20 | 20 | 0 | 20 | 20 | [9 empty] | 43131591.7696 |  | 336513763.4133 |  | 571423494.168 | 66473788.7795 |  | 34524082.9712 | 596969681.0188
225 |  | C14 H18 O2 | 218.1307 | -1.48 | 218.1304 | 219.1376 |  |  | 11.494 | 4 |  | No | 60 | 60 | 80 | 80 | 100 | 60 | 60 | 60 | 100 |  |  | 75157833.6371 | 26336442.9956 | 73427030.5191 | 18914146.4415 | 74602998.6451 | 47783348.299 | 74880430.3257 |  |  |  |  | 16028232.5738 |  |  |  | 17938371.4364 | 18963817.5831 | 26963272.2029 | 105940385.9992 | 60666661.3662 | 102463134.0828 |  | 149061631.4674 |  | 116946119.6157 | 14675813.5161 | 18432068.4201 | 110438977.0952 | 43961958.5435 | 116425975.173 | 29706391.2325 |  | 88051269.5403 | 126771794.2897 | 23331710.7437 | 39320160.6884 | 201778598.0049 | 91253581.0259 | 208783970.9904 | 52039960.9167 | 216466464.0928 | 112761490.0314 | 172974354.1109
226 |  | C15 H22 O | 218.1671 | -1.49 | 218.1667 | 219.174 |  |  | 11.364 | 4 |  | No | 20 | 0 | 20 | 0 | 60 | 40 | 0 | 20 | 80 |  |  |  |  | 21875377.0205 |  |  |  | 32725514.3558 | [17 empty] | 30796127.4253 |  |  |  |  | 30913505.8207 | 19273057.065 |  |  | 59053130.4908 | 18521875.0677 |  | 61766975.5109 |  | 82491118.6542 | 32030219.9844 |  | 25622098.3995 | 127116308.9974
227 |  | C15 H24 O | 220.1827 | -1.56 | 220.1824 | 221.1897 |  |  | 13.404 | 4 |  | No | 20 | 20 | 60 | 20 | 40 | 20 | 20 | 20 | 40 | 16022828.0005 | 22419626.294 | 99242718.7074 | 13467086.2116 | 101989702.5318 | 33786598.4096 | 10422206.7944 | 21485038.7548 | 95280301.2504 | [20 empty] | 27956862.167 |  | 29990813.96 |  |  |  | 34558245.5803 |  |  | 13814642.3626
228 |  | C12 H14 O4 | 222.0892 | -1.64 | 222.0888 | 223.0961 |  |  | 9.359 | 4 |  | No | 20 | 40 | 100 | 60 | 100 | 20 | 60 | 80 | 100 |  |  | 105250188.5546 | 41623738.5677 | 80307956.4845 |  | 127966306.3152 | 116208195.0225 | 81753311.8188 |  |  | 57172211.983 |  | 29444928.0792 |  |  | 36251887.2733 | 19977253.7107 |  |  | 192550981.2988 |  | 141434139.6565 |  | 275085355.6892 |  | 130186288.5007 |  | 26315017.3125 | 141006791.1275 | 68629123.7964 | 117927088.1522 |  |  | 116557063.891 | 114718504.5138 | 47698802.9841 | 36839958.2435 | 227397287.1244 | 105981885.2662 | 168718721.1119 | 53570789.0735 | 287415043.6904 | 123356292.6417 | 199890365.5676
229 |  | C12 H14 O4 | 222.0892 | -1.53 | 222.0889 | 223.0961 |  |  | 12.047 | 4 |  | No | 60 | 100 | 100 | 100 | 100 | 100 | 60 | 80 | 100 | 27867745.1819 | 82610738.856 | 210008515.2364 | 144044353.2557 | 163159587.205 | 120610425.3128 | 321262258.1724 | 237631854.4938 | 178453504.302 |  | 39249223.7599 | 85937943.7223 | 48956488.6834 | 54907247.8362 | 41835208.6539 |  | 89854158.6931 | 59424555.4359 |  | 35583689.8467 | 87657135.1198 | 51874638.2824 | 69724912.2135 | 48737387.3392 | 131321950.3554 |  | 80937762.0947 | 142533579.8242 | 345965385.6561 | 803742838.2258 | 595329627.2951 | 699882228.8429 | 520499128.7264 |  | 996182609.9877 | 797361392.9888 | 42295940.9782 | 116815168.354 | 292178975.9004 | 147437701.225 | 223453793.9035 | 165702900.7879 | 368138272.2232 | 251191090.6764 | 232184886.5349
230 |  | C10 H9 N O5 | 223.0481 | -1.79 | 223.0477 | 224.0549 |  |  | 2.947 | 4 |  | Glycine | 20 | 20 | 60 | 0 | 60 | 20 | 0 | 20 | 60 | [20 empty] | 39258195.2199 |  | 25899295.5566 |  |  |  | 28126775.2706 | 79670157.0214 | 35162782.8079 | 736638922.3488 |  | 444248934.7472 | 84179743.2922 |  | 66141056.5155 | 510993787.9016 |  |  | 53997233.9943 |  | 40488183.3599 |  |  |  | 41669337.9934
231 |  | C14 H24 O2 | 224.1776 | -1.47 | 224.1773 | 225.1846 |  |  | 12.249 | 4 |  | No | 20 | 0 | 80 | 0 | 80 | 0 | 0 | 0 | 100 |  |  | 45320640.3623 |  | 43540743.291 |  |  |  | 43414866.649 |  |  | 93088833.2257 |  | 119310624.6274 |  |  |  | 106255669.4182 | 14068485.2251 |  | 95863455.484 |  | 100962295.1986 |  |  |  | 101189575.5799 | [8 empty] | 27913919.5242 |  |  | 42388626.8653 |  | 45990217.5433 |  |  |  | 44579675.5955
232 |  | C13 H22 O3 | 226.1569 | -1.71 | 226.1565 | 227.1638 |  |  | 9.115 | 4 |  | No | 0 | 0 | 60 | 0 | 60 | 0 | 0 | 0 | 40 |  |  | 26814810.3289 |  | 43671468.4836 |  |  |  | 53851482.8191 | [11 empty] | 20126423.9664 |  | 31622534.384 |  |  |  | 28406421.3547 | [11 empty] | 16564849.0452 |  | 28784270.8264
233 |  | C13 H22 O3 | 226.1569 | -1.6 | 226.1565 | 227.1638 |  |  | 10.428 | 4 |  | No | 20 | 40 | 80 | 0 | 80 | 40 | 0 | 0 | 60 |  |  | 46054345.8752 |  | 49962252.0704 | [14 empty] | 27030123.5517 | 90797130.5899 |  | 79378825.6386 | 22751487.7749 |  |  | 49344785.1841 | 13963023.9458 | 20469071.6269 | 87149144.335 |  | 77015105.4788 | 27967992.1663 |  |  | 45842730.1821 |  |  | 40577053.7989 |  | 32517024.185 |  |  |  | 24896675.9742
234 |  | C13 H22 O3 | 226.1569 | -1.66 | 226.1565 | 227.1638 |  |  | 12.476 | 4 |  | No | 0 | 20 | 40 | 40 | 40 | 60 | 60 | 40 | 60 | [5 empty] | 32763297.9865 | 29847629.1949 | 36615220.9371 | 18581897.6595 | [10 empty] | 21050865.5394 | 34981425.1284 | 26166756.1326 | 31196739.5633 | 41299399.5222 | 61004508.8495 |  | 47293004.2 | [11 empty] | 11579267.5938 | 11315497.8835 | 13476965.6539 | 50583869.9724 | 46163019.2706 | 52992968.8934 | 35999059.9862
235 |  | C10 H20 O4 S | 236.1082 | -1.52 | 236.1079 | 237.1151 |  |  | 6.413 | 4 |  | Sulphate | 20 | 20 | 80 | 0 | 100 | 20 | 20 | 0 | 100 |  |  |  |  | 42549548.7598 |  |  |  | 45229762.7166 |  |  | 64123543.9081 |  | 100640001.6074 |  |  |  | 91819179.1484 | 50270386.0028 | 27023443.9109 | 306223077.9241 |  | 407680305.0829 | 53247497.8819 | 45017843.5792 |  | 453525896.3467 |  |  | 78415434.4369 |  | 78037336.3779 |  |  |  | 103526818.9575 |  |  | 57074539.4684 |  | 83196116.9507 |  |  |  | 92388922.267
236 |  | C13 H20 N2 O2 | 236.1525 | -1.62 | 236.1521 | 237.1594 |  |  | 0.733 | 4 |  | No | 40 | 0 | 0 | 0 | 0 | 0 | 0 | 0 | 20 | 18331497.9583 | [26 empty] | 68259511.3161 | [7 empty] | 44403728.249
237 |  | C15 H24 O2 | 236.1776 | -1.71 | 236.1772 | 237.1845 |  |  | 11.086 | 4 |  | No | 80 | 80 | 100 | 20 | 100 | 60 | 20 | 40 | 100 | 15634241.0303 | 26470202.465 | 147534272.7388 | 14323872.8545 | 144249141.6925 | 25519401.0517 |  |  | 78790962.9973 |  |  | 111830802.7521 |  | 129288419.5359 |  |  |  | 53001524.5417 | 32455152.65 | 45191697.6919 | 217440287.3595 |  | 194575426.4985 |  |  |  | 150124429.0731 | 56382707.6755 | 60248133.6808 | 360258193.5089 |  | 340262179.9652 | 96059684.5589 |  | 48483607.5709 | 266655662.821 | 20384040.1666 | 30017747.1074 | 150767558.8616 |  | 160968015.593 | 34738978.4406 | 14881974.4397 | 23365577.5786 | 120347204.4905
238 |  | C15 H24 O2 | 236.1776 | -1.64 | 236.1772 | 237.1845 |  |  | 12.518 | 4 |  | No | 80 | 60 | 100 | 80 | 100 | 100 | 20 | 40 | 100 | 25676651.5612 | 13162115.4457 | 211486014.4512 | 15457576.7794 | 198990741.7299 | 53202597.55 |  |  | 211776771.5205 |  |  | 28898498.0414 |  | 23085384.4938 | 27921623.0661 |  |  | 18510636.1763 | 13991576.5791 | 43306171.8936 | 109344402.9564 | 32147346.938 | 106203215.5953 | 113888847.305 | 80729627.2563 |  | 192925808.0783 | 25207205.7796 |  | 189510605.8807 | 25201740.9865 | 166158291.951 | 98058487.1736 |  | 110849058.2814 | 217261255.5509 | 20766264.9822 | 24426683.3958 | 165972476.9861 | 19665721.0971 | 167235860.5338 | 67649110.2574 |  | 62580666.149 | 188485925.253
239 |  | C15 H24 O2 | 236.1776 | -1.78 | 236.1772 | 237.1845 |  |  | 13.385 | 4 |  | No | 0 | 0 | 100 | 0 | 100 | 60 | 40 | 40 | 80 |  |  | 67416252.6108 |  | 59572405.978 | 38288384.5658 |  |  | 64910252.1688 |  |  | 33267862.5461 |  | 27297784.7477 | [6 empty] | 79664420.6559 |  | 80515878.9857 |  | 31241619.498 |  | 81382209.4922 |  |  | 262187227.7788 |  | 246329957.1541 | 72689463.8244 |  | 84697157.6343 | 277711094.4362 |  |  | 111078618.7197 |  | 119552657.458 | 59749414.1053 | 46778634.4321 | 49685406.6299 | 68220475.1082
240 |  | C15 H24 O2 | 236.1776 | -1.81 | 236.1772 | 237.1845 |  |  | 14.468 | 4 |  | No | 0 | 80 | 100 | 80 | 80 | 80 | 60 | 20 | 80 |  | 17148994.0122 | 32210836.5292 | 12946514.3163 | 21957739.3823 | 12422399.5136 | 19722484.0942 |  | 14859424.9353 |  |  | 8778938.676 | [7 empty] | 30348683.9509 | 49474730.8643 | 15421769.0735 | 40859342.3682 | 36058791.2585 | 45321998.6705 |  | 46750684.0212 |  | 19215648.6302 | 56722136.5888 | 20520192.875 | 62850229.2908 | 23293622.4643 |  |  | 50604281.5412 |  | 39251134.3164 | 71928935.9851 | 27746053.3517 | 53465024.8704 | 38796365.4215 | 45999364.4903 | 18116122.9888 | 43462091.8526
241 |  | C11 H13 N O5 | 239.0794 | -1.76 | 239.0789 | 240.0862 |  |  | 2.75 | 4 |  | Glycine | 20 | 0 | 20 | 0 | 20 | 20 | 20 | 0 | 20 | [18 empty] | 36150090.6699 |  | 279822084.6814 |  | 168903036.8812 | 32315062.7138 | 50099216.9688 |  | 186175679.9109
242 |  | C14 H16 N2 O2 | 244.1212 | -1.73 | 244.1207 | 245.128 |  |  | 7.115 | 4 |  | No | 0 | 20 | 20 | 20 | 20 | 20 | 0 | 20 | 20 | [28 empty] | 49727382.6875 | 48260618.928 | 47785149.3662 | 43196853.1112 | 70708376.8973 |  | 69532247.9005 | 42915090.2134
243 |  | C16 H24 O2 | 248.1776 | -1.87 | 248.1772 | 249.1844 |  |  | 14.919 | 4 |  | No | 0 | 100 | 100 | 100 | 60 | 80 | 80 | 60 | 100 |  | 14063242.1442 | 17069322.147 | 9553095.078 |  | 14138869.1159 | 20409415.5983 | 15171746.0429 | 16834320.4559 |  | 12248565.11 | 12087953.244 | 8879557.5584 |  | 11090537.3876 | 16066796.7142 | 14425888.9915 | 13232251.0887 |  | 31709206.6554 | 31966219.3959 | 14356557.9824 | 21090559.4746 | 39146155.9606 | 54706881.2268 |  | 48205720.431 |  | 38441083.2826 | 41814754.4148 | 28503599.5606 | 25432352.7437 |  |  |  | 83691302.9285 |  | 29232716.5962 | 39897812.3558 | 17022421.2628 | 18192433.0957 | 39032009.2879 | 43828395.4787 | 18096223.8908 | 32200734.4736
244 |  | C16 H24 O2 | 248.1776 | -1.73 | 248.1772 | 249.1845 |  |  | 15.399 | 4 |  | No | 0 | 0 | 60 | 0 | 80 | 20 | 0 | 0 | 40 |  |  |  |  | 5856035.2744 | [15 empty] | 33946018.3409 |  | 28825904.9008 | 9095543.9358 |  |  | 25685696.2004 |  |  | 15766768.624 |  | 18702604.8316 |  |  |  | 13051545.2792 |  |  | 8979172.5322 |  | 10177354.515
245 |  | C12 H13 N O5 | 251.0794 | -1.89 | 251.0789 | 252.0862 |  |  | 3.258 | 4 |  | Glycine | 100 | 60 | 100 | 0 | 80 | 100 | 40 | 40 | 100 | 144908139.6832 | 32825033.4428 | 1150418848.17 |  | 995091969.3184 | 60590912.5327 | 68635394.7515 |  | 1037843292.4719 | 60351906.771 |  | 478816828.4302 |  | 458458439.169 | 34381448.6953 |  |  | 443556223.2247 | 70840028.9923 |  | 541468960.1163 |  |  | 35433330.5678 | 50689205.1451 |  | 450153454.1688 | 701572899.8354 | 236407498.732 | 4322848696.552 |  | 3417309813.9187 | 462784418.4478 |  | 314728585.3466 | 3731894619.4042 | 90847236.9989 | 31172511.7747 | 765305512.3686 |  | 704679303.662 | 60518371.9956 |  | 29301542.8841 | 749924055.0012
246 |  | C16 H22 O3 | 262.1569 | -1.82 | 262.1564 | 263.1637 |  |  | 11 | 4 |  | No | 0 | 40 | 80 | 60 | 60 | 40 | 40 | 20 | 60 |  | 28182489.4588 | 99537965.5113 |  | 120912381.9608 | 49759507.1911 | 52602287.7615 | 51008423.068 | 105509075.9636 |  |  | 43254203.9838 |  | 53190740.3316 |  |  |  | 46512055.1204 |  | 27153959.2605 | 86600990.9877 | 45652407.1699 | 85157739.8704 | 47086774.3126 | 112589820.7944 |  | 79865423.7224 |  |  | 107110860.9453 | 34196280.6409 | [8 empty] | 37098094.0343
247 |  | C15 H22 O5 | 282.1467 | -1.86 | 282.1462 | 283.1535 |  |  | 12.64 | 4 |  | No | 80 | 80 | 100 | 20 | 100 | 40 | 20 | 0 | 80 | 48128238.2958 | 20306305.8657 | 473803473.7268 | 16599984.0899 | 393080927.2412 |  |  |  | 74714477.4215 |  |  | 72815574.0011 |  | 52260316.2016 |  |  |  |  | 26928903.8205 | 11240689.175 | 185055331.503 |  | 170175413.849 |  | 18573926.0108 |  | 50416337.1086 | 98534702.7148 | 34781534.0359 | 648807309.8201 |  | 581566143.722 | 17305350.7263 |  |  | 186415536.6289 | 37704615.4956 | 16886149.1856 | 273816051.0083 |  | 241079438.08 | 11557688.2561 |  |  | 99461303.2045
248 |  | C15 H22 O5 | 282.1467 | -2.02 | 282.1461 | 283.1534 |  |  | 13.916 | 4 |  | No | 80 | 100 | 100 | 100 | 80 | 100 | 80 | 60 | 100 | 47987966.1467 | 229784494.5216 | 266603107.7256 | 202453719.2899 | 129204310.2297 | 293081409.6649 | 493647778.1189 | 401318115.1097 | 212133408.5496 |  | 38062607.6117 | 18302591.1939 | 33191123.8873 |  | 44104302.0819 | 58303995.845 | 66360431.8047 | 19874664.444 | 9702539.5519 | 51812656.945 | 36989405.1527 | 40516325.9601 | 21418477.4071 | 107204658.0704 | 129381487.7246 |  | 59359706.2827 | 29299010.1603 | 138269033.1143 | 118975912.4755 | 175588762.1631 | 73606990.484 | 154934871.1803 |  |  | 178680558.687 | 24202896.6758 | 102942401.6994 | 123632227.333 | 90849822.5093 | 70627929.4479 | 197002767.8039 | 243449984.3733 | 133217654.8404 | 108947278.1039
249 |  | C14 H18 N2 O5 | 294.1216 | -1.66 | 294.1211 | 295.1284 |  |  | 2.677 | 4 |  | No | 100 | 0 | 0 | 0 | 100 | 0 | 0 | 0 | 0 | 57968943.3404 |  |  |  | 409577910.3056 |  |  |  |  | 31888322.7587 |  |  |  | 295642291.8948 |  |  |  |  | 49040274.4434 |  |  |  | 338513471.5728 |  |  |  |  | 211494806.102 |  |  |  | 1343565674.3681 |  |  |  |  | 88874694.1368 |  |  |  | 611910830.7071
250 |  | C18 H34 O4 | 314.2457 | -1.94 | 314.2451 | 315.2524 |  |  | 13.754 | 4 |  | No | 40 | 20 | 60 | 20 | 80 | 40 | 0 | 40 | 60 |  |  |  |  | 21168114.0668 |  |  |  | 20906270.0932 |  |  | 13728619.1842 |  | 13686701.0796 |  |  | 37690306.5395 | 10937613.2748 | 72666637.9841 |  |  | 132477968.9496 | 9859170.9201 | 289211763.9506 |  |  |  | 66353227.8286 | 109578357.0253 | 453297560.5363 |  |  | 241206788.0958 |  | 132276063.4285 |  |  |  | 17150956.781 |  | 15861308.1083 |  |  |  | 14939901.3721
251 |  | C18 H34 O4 | 314.2457 | -2.06 | 314.2451 | 315.2523 |  |  | 14.664 | 4 |  | No | 0 | 0 | 0 | 0 | 0 | 60 | 60 | 60 | 60 | [5 empty] | 33573409.973 | 36101478.3712 | 49672867.0405 | 18551645.8722 | [5 empty] | 24700888.9642 | 16149124.4251 | 39117110.3636 | [7 empty] | 20899083.0415 |  | 15336714.8826 | [14 empty] | 26396566.8178 |  | 12324714.7903 | 12921161.2527
252 |  | C13 H16 O9 | 316.0794 | 2.63 | 316.0789 | 317.0862 |  |  | 1.791 | 4 |  | Glucuronide | 20 | 0 | 0 | 0 | 40 | 0 | 0 | 0 | 0 | [13 empty] | 42954921.0098 |  |  |  |  | 72699031.7553 |  |  |  | 367257964.7293
253 |  | C18 H39 N O3 | 317.293 | -2.11 | 317.2923 | 318.2996 |  |  | 12.304 | 4 |  | No | 0 | 0 | 0 | 0 | 40 | 0 | 0 | 0 | 20 | [13 empty] | 19933625.0308 |  |  |  | 43470178.5156 | [13 empty] | 26608249.9401
254 |  | C15 H18 O8 | 326.1002 | -1.77 | 326.0996 | 327.1069 |  |  | 5.704 | 4 |  | Glucuronide | 0 | 0 | 20 | 0 | 40 | 0 | 0 | 0 | 40 |  |  |  |  | 23012654.9867 |  |  |  | 27801736.0643 | [20 empty] | 47797395.8742 |  | 83935852.6197 |  |  |  | 77139108.9236
255 |  | C14 H17 N O8 | 327.0954 | -1.97 | 327.0948 | 328.1021 |  |  | 3.102 | 4 |  | No | 40 | 0 | 40 | 0 | 100 | 0 | 0 | 0 | 100 | 32075920.4223 |  | 67837795.7811 |  | 246864171.4958 |  |  |  | 219473420.0906 |  |  |  |  | 76630121.3792 |  |  |  | 63672003.1212 | 411991466.362 |  | 951078371.2058 |  | 2120828209.0611 |  |  |  | 1947606953.0119 |  |  |  |  | 106203678.0254 |  |  |  | 92476429.6889 |  |  |  |  | 159521459.2543 |  |  |  | 91716743.3704
256 |  | C16 H26 O8 | 346.1628 | -1.81 | 346.1621 | 347.1694 |  |  | 8.373 | 4 |  | Glucuronide | 80 | 40 | 80 | 0 | 100 | 40 | 0 | 0 | 100 | 442850207.4505 | 50133453.6747 | 648504514.3918 |  | 2188038514.8275 | 67478678.3704 |  |  | 1978105605.8373 | 133400451.4802 |  | 267136765.139 |  | 896764307.5046 |  |  |  | 818625362.8382 | 23103952.3372 |  | 30517085.5626 |  | 125869245.7436 |  |  |  | 125675250.2958 | 293939302.4652 | 32749954.9737 | 329535604.9255 |  | 1352566853.6018 | 50973658.862 |  |  | 1204258362.0912 |  |  |  |  | 37035256.8112 |  |  |  | 37775869.5628
257 |  | C16 H22 O9 | 358.1264 | -4.47 | 358.1257 | 359.1329 |  |  | 6.147 | 4 |  | Glucuronide | 0 | 0 | 20 | 0 | 60 | 0 | 0 | 0 | 60 |  |  |  |  | 31873644.3143 |  |  |  | 39831318.3491 | [13 empty] | 30811859.6338 |  |  |  | 68346079.215 | [11 empty] | 22513413.0929 |  | 74732210.343 |  |  |  | 63326095.0721
258 |  | C18 H20 N2 O6 | 360.1321 | -1.51 | 360.1314 | 361.1386 |  |  | 5.179 | 4 |  | Glucuronide | 20 | 0 | 100 | 0 | 100 | 0 | 20 | 0 | 100 |  |  | 104983913.8229 |  | 110927773.3134 |  |  |  | 107198240.4237 |  |  | 34797734.2505 |  | 44992669.8608 |  |  |  | 43657564.4354 |  |  | 139662075.2105 |  | 138021748.6205 |  | 52443563.4133 |  | 138305099.5038 |  |  | 183394023.2141 |  | 158828057.4295 |  |  |  | 139577171.9208 | 22738110.7799 |  | 161105490.2439 |  | 184592576.1297 |  |  |  | 177010190.3609
259 |  | C18 H23 N O7 | 365.1474 | 2.36 | 365.1468 | 366.154 |  |  | 9.483 | 4 |  | Glycine | 0 | 0 | 20 | 0 | 20 | 20 | 0 | 20 | 20 | [29 empty] | 44050610.784 |  | 38515728.1343 | 21617603.5504 |  | 27805960.8834 | 34249525.6827
260 |  | C17 H20 O9 | 368.1107 | -4.93 | 368.1101 | 369.1173 |  |  | 3.833 | 4 |  | Glycine | 0 | 0 | 60 | 0 | 60 | 0 | 0 | 0 | 60 |  |  | 125419065.3596 |  | 125433778.919 |  |  |  | 186429307.9139 |  |  | 46925968.5355 |  | 53512099.4606 |  |  |  | 35298152.9276 | [11 empty] | 350037352.1755 |  | 250041766.4708 |  |  |  | 301324676.6177
261 |  | C17 H20 O9 | 368.1107 | 3.12 | 368.11 | 369.1173 |  |  | 4.382 | 4 |  | Glucuronide | 20 | 0 | 60 | 0 | 60 | 0 | 0 | 0 | 60 |  |  | 128401775.3961 |  | 129280809.9246 |  |  |  | 111385487.2628 |  |  | 74784711.5181 |  | 110049171.0765 |  |  |  | 72493465.2353 | [9 empty] | 59942115.3944 |  | 358413958.6571 |  | 270318474.003 |  |  |  | 287117682.9578
262 |  | C19 H30 O8 | 386.1941 | -1.69 | 386.1934 | 387.2007 |  |  | 7.736 | 4 |  | Glucuronide | 40 | 20 | 60 | 0 | 80 | 20 | 0 | 0 | 80 | 203675402.552 | 30236865.6842 | 317800097.7593 |  | 1808223323.9657 | 57168013.6728 |  |  | 1805652717.2446 |  |  |  |  | 115369441.8438 |  |  |  | 113978713.4579 | 22269308.0076 |  | 45170813.4839 |  | 184141530.9494 |  |  |  | 182215759.7319 | [11 empty] | 21241923.1696 |  | 167083106.3426 |  |  |  | 167298373.4109
263 |  | C19 H30 O8 | 386.1941 | 4.78 | 386.1934 | 387.2007 |  |  | 9.193 | 4 |  | Glucuronide | 0 | 0 | 0 | 0 | 20 | 0 | 0 | 0 | 20 |  |  |  |  | 299228291.7587 |  |  |  | 309528286.8314
264 |  | C21 H32 O7 | 396.2148 | -1.04 | 396.2142 | 397.2215 |  |  | 13.406 | 4 |  | Glucuronide | 0 | 0 | 40 | 0 | 40 | 20 | 0 | 0 | 40 |  |  | 38098534.4416 |  | 38187687.7541 | 10511157.3786 |  |  | 35143408.2668 | [20 empty] | 10855131.1269 |  | 10665306.2509 |  |  |  | 15111605.6585
265 |  | C21 H32 O8 | 412.2097 | -4.93 | 412.209 | 413.2163 |  |  | 12.057 | 4 |  | No | 20 | 60 | 80 | 0 | 100 | 60 | 0 | 20 | 80 |  |  | 28194960.7256 |  | 47691562.6589 |  |  |  | 53194215.0028 |  |  |  |  | 12226989.2779 | [5 empty] | 17729249.7767 | 72224900.273 |  | 71107751.165 | 37464835.2399 |  |  | 77346813.7379 | 30337147.1371 | 21947040.2621 | 169073020.6556 |  | 277599332.8539 | 47307567.9642 |  |  | 293449274.9016 |  | 14830822.8381 | 62051464.7795 |  | 60958414.0311 | 32768301.1758 |  | 15196991.143 | 49818144.4427
266 |  | C21 H30 O9 | 426.189 | 1.28 | 426.1884 | 427.1957 |  |  | 7.823 | 4 |  | Glucuronide | 0 | 0 | 20 | 0 | 20 | 0 | 0 | 0 | 20 | [29 empty] | 46497648.4347 |  | 99379748.8678 |  |  |  | 104250037.2767
267 |  | C21 H22 O10 | 434.1213 | 4.54 | 434.1206 | 435.1279 |  |  | 8.07 | 4 |  | Glucuronide | 20 | 20 | 40 | 20 | 40 | 20 | 20 | 20 | 40 | 144714420.0918 | 115565775.1677 | 1063427368.633 | 85710011.4463 | 858886607.3077 | 144936471.615 | 108431522.7628 | 75085540.8693 | 694627330.4226 |  |  | 34252543.5825 |  | 28852791.5763 |  |  |  | 25221041.0614
268 |  | C22 H27 N O9 | 449.1686 | -4.07 | 449.1679 | 450.1752 |  |  | 7.724 | 4 |  | No | 20 | 0 | 60 | 0 | 60 | 20 | 0 | 0 | 60 |  |  | 23548320.1935 |  | 46381691.039 |  |  |  | 47839901.4918 | [18 empty] | 39381593.3522 |  | 140577239.4366 |  | 359299964.1794 | 21667977.4582 |  |  | 356602438.3622 |  |  | 60203189.5696 |  | 225409211.7443 |  |  |  | 243293525.5755
269 |  | C27 H36 O8 | 488.241 | -2.7 | 488.2403 | 489.2475 |  |  | 10.481 | 4 |  | Glucuronide | 20 | 0 | 0 | 0 | 80 | 0 | 0 | 0 | 80 |  |  |  |  | 20571990.9519 |  |  |  | 23438118.8551 | [13 empty] | 24805376.8936 |  |  |  | 27932542.104 | 12574280.1327 |  |  |  | 57523342.0754 |  |  |  | 61980317.5909 |  |  |  |  | 48306302.6798 |  |  |  | 54897940.2877
Negative ionization
1 | Methyl 3,5-Hydroxybenzoate | C8 H8 O4 S | 168.0422 | 1.93 | 168.0412 | 167.034 | 0.85 | COC(=O)c1cc(cc(c1)O)O | 0.747 | 1 |  | No | 20 | 40 | 100 | 60 | 100 | 100 | 60 | 80 | 100 |  |  | 512987888.3942 | 36147296.0878 | 685453009.5494 | 26219724.6996 | 25222509.5331 | 61645582.4193 | 175897699.6332 |  |  | 271624069.0852 |  | 13655152.8056 | 363597097.8087 |  | 26673301.2542 | 183262949.885 | 11541708.786 | 17826339.1365 | 402784304.7752 | 59867601.9521 | 71401256.3333 | 666614891.7506 | 66485279.5618 | 214393871.725 | 413847339.948 |  |  | 411247009.8018 | 24762516.1018 | 24000676.8898 | 591971083.5741 | 34446192.6115 | 54585093.5607 | 111179651.1056 |  | 11090164.4337 | 457275988.3297 |  | 590416667.6179 | 18420849.9413 |  |  | 206559244.8489
2 | Triclosan | C12 H7 Cl3 O2 | 287.9512 | 1.21 | 287.9515 | 286.9442 | 11.75 | c1cc(c(cc1Cl)O)Oc2ccc(cc2Cl)Cl | 11.565 | 1 |  | No | 100 | 100 | 100 | 100 | 100 | 100 | 100 | 100 | 100 | [41 empty] | 99434148.7782 | 81996892.2858
3 | Theophylline | C7 H8 N4 O2 | 180.0647 | -4.71 | 180.0639 | 179.0566 |  | CN1C2=C(NC=N2)C(=O)N(C)C1=O | 2.254 | 2a | 96.8 | No | 0 | 20 | 20 | 40 | 60 | 40 | 0 | 40 | 40 |  |  |  | 114655539.45 | 424901629.8909 | 262420321.67 |  | 216357176.9769 | [9 empty] | 194773790.7269 | [10 empty] | 195563647.6885 | 122173241.9033 | 152798799.8687 | 442741160.6029 | 776278332.3142 |  | 359981402.0006 | 1126331005.6991 |  |  |  |  | 83381088.6963
4 | Propylparaben | C10 H12 O3 | 180.0786 | -4.67 | 180.0778 | 179.0705 |  | CCCOC(=O)C1=CC=C(O)C=C1 | 3.685 | 2a | 95.7 | No | 0 | 0 | 0 | 0 | 0 | 20 | 20 | 20 | 0 | [41 empty] | 248886459.7286 | 501527999.5044 | 396300042.4082
5 | Saccharin | C7 H5 N O3 S | 182.999 | -4.73 | 182.9982 | 181.9909 |  | O=C1NS(=O)(=O)C2=C1C=CC=C2 | 1.114 | 2a | 99.4 | No | 20 | 20 | 20 | 20 | 20 | 40 | 20 | 20 | 60 | [17 empty] | 40973128.567 | [5 empty] | 25833976.4567 |  |  | 63854491.3317 | 730575603.4047 | 3035431868.6661 | 18753022274.5279 | 465169947.6362 | 4319060790.6532 | 14532156373.7517 | 338543464.7368 | 618646913.104 | 5038376415.2407
6 | O-Desmethylnaproxen | C13 H12 O3 | 216.0786 | -2.71 | 216.0781 | 215.0708 |  | CC(C1=CC2=C(C=C1)C=C(C=C2)O)C(=O)O | 1.156 | 2a | 95.5 | No | 20 | 20 | 20 | 20 | 20 | 20 | 0 | 20 | 20 | [27 empty] | 764005544.4117 | 609554638.7333 | 2894270138.3588 | 1174186139.3883 | 2405966741.9649 | 407955347.1889 |  | 5275246842.227 | [9 empty] | 56341764.6111
7 | Naproxen | C14 H14 O3 | 230.0943 | -1.52 | 230.094 | 229.0867 |  | COC1=CC2=CC=C(C=C2C=C1)[C@H](C)C(O)=O | 1.068 | 2a | 96.2 | No | 20 | 0 | 0 | 0 | 0 | 0 | 0 | 0 | 0 | [27 empty] | 308774270.4677
8 | Dodecyl sulfate | C12 H26 O4 S | 266.1552 | 0.52 | 266.1553 | 265.148 |  | CCCCCCCCCCCCOS(=O)(=O)[O-] | 11.802 | 2a | 98.5 | Sulphate | 20 | 40 | 0 | 20 | 40 | 0 | 20 | 0 | 40 | [19 empty] | 335879150.694 |  |  | 335568911.5158 |  |  |  | 513009366.2776 | 271508995.3634 | 307069935.8354 |  | 372787025.2116 | 309414635.121 |  | 458744535.1804 |  | 535870899.3582
9 | Riboflavin | C17 H20 N4 O6 | 376.1383 | 0.47 | 376.1385 | 375.1312 |  | CC1=CC2=C(C=C1C)N(C[C@H](O)[C@H](O)[C@H](O)CO)C1=NC(=O)NC(=O)C1=N2 | 3.205 | 2a | 87.5 | No | 0 | 0 | 0 | 0 | 20 | 20 | 0 | 0 | 20 | [23 empty] | 25394831.1723 |  |  | 21064906.6634 | [13 empty] | 151118278.9054
10 | 2-sulfooxyethyl acetate | C4 H8 O6 S | 184.0042 | 3.33 | 184.0034 | 182.9961 |  | CC(=O)OCCOS(O)(=O)=O | 0.683 | 2b |  | Sulphate | 20 | 0 | 0 | 0 | 0 | 0 | 0 | 0 | 0 | [27 empty] | 39358705.6432
11 | 4-Vinylphenol sulfate | C8 H8 O4 S | 200.0143 | -3.37 | 200.0137 | 199.0064 |  | C1(=CC=C(OS(O)(=O)=O)C=C1)C=C | 1.53 | 2b |  | Sulphate | 80 | 60 | 20 | 60 | 60 | 80 | 40 | 40 | 100 | 26368690.5069 | 164408157.6835 |  |  |  | 120707695.5739 | 21605059.8668 | 191899050.0951 | 311241729.0888 |  | 41993136.4581 |  |  | 31534813.0513 |  |  |  | 69658613.7193 | 168505200.2577 |  |  | 990940428.9885 |  | 1103138996.9813 |  | 119244956.0983 | 1567927648.1962 | 50817169.1302 |  | 34954204.5681 | 326881774.9321 | 228728187.0528 | 346632018.1159 | 37935427.1154 |  | 289759011.1979 | 15968833.6589 | 84781306.6715 |  | 231109711.6049 | 96669865.2978 | 53994240.9123 |  |  | 126233263.5336
12 | (3-formylphenyl) hydrogen sulfate | C7 H6 O5 S | 201.9936 | -4.61 | 201.9927 | 200.9854 |  | C1(=CC(=CC=C1)OS(O)(=O)=O)C=O | 0.884 | 2b |  | Sulphate | 0 | 0 | 0 | 0 | 20 | 40 | 0 | 0 | 0 |  |  |  |  | 11851568.416 | [9 empty] | 28622186.6494 | [8 empty] | 26901631.5548
13 | (4-methoxyphenyl) hydrogen sulfate | C7 H8 O5 S | 204.0092 | -3.46 | 204.0085 | 203.0013 |  | COC1=CC=C(C=C1)OS(O)(=O)=O | 1.023 | 2b |  | Sulphate | 80 | 80 | 20 | 20 | 100 | 100 | 80 | 40 | 100 | 14800748.6357 | 311064603.4635 |  |  | 1476622825.0545 | 377846470.252 | 30576017.7769 |  | 2020095872.8939 | 92893556.8893 | 340142935.3563 |  |  | 203149870.5593 | 1314578004.1469 |  |  | 2184328893.3853 |  | 1665301381.2852 |  |  | 1913718631.1005 | 4369575375.2643 | 595757358.4834 |  | 5058804059.4224 | 366163035.8892 | 431632697.7609 | 309645761.9718 | 1071475841.7464 | 600881915.8694 | 1362937825.2638 | 415154649.5916 | 262660915.8629 | 1073716687.4274 | 21148778.3889 |  |  |  | 531516775.9738 | 68376839.1564 | 31858760.1164 | 67252743.3246 | 477096358.5014
14 | 2-[(2-phenoxyacetyl)amino]acetic acid | C10 H11 N O4 | 209.0688 | -3.12 | 209.0682 | 208.0609 |  | O(CC(=O)NCC(O)=O)C1=CC=CC=C1 | 0.977 | 2b |  | Glycine | 60 | 20 | 80 | 0 | 60 | 60 | 20 | 20 | 80 |  |  |  |  | 85462133.0591 |  |  |  | 78250432.7726 | 18049320.04 |  | 40485566.6357 |  |  | 205987259.0376 | [5 empty] | 221257180.0108 |  |  | 111745450.3215 |  |  | 108411409.6284 | 183787722.4139 | 15882663.3242 | 856654296.3701 |  | 27540526.13 | 653383366.6696 | 131136596.4528 | 37944989.2089 | 788317673.3239 | 23362641.7465 |  | 251202164.2141 |  | 185543206.6762 |  |  |  | 176492238.063
15 | 2-[(4-hydroxy-3-methoxybenzoyl)amino]acetic acid | C10 H11 N O5 | 225.0637 | -2.2 | 225.0632 | 224.0559 |  | COC1=CC(=CC=C1O)C(=O)NCC(O)=O | 0.786 | 2b |  | Glycine | 40 | 0 | 100 | 0 | 40 | 40 | 20 | 0 | 100 |  |  | 204612083.7624 |  | 284593098.0307 |  |  |  | 284294059.5638 | 10400661.496 |  | 171352109.8102 | [5 empty] | 260707933.7658 |  |  | 1040128228.5389 |  |  | 1794813162.2363 | 22372625.6161 |  | 2713725145.2133 | 18191222.0297 |  | 428573150.3037 |  |  | 509160275.068 |  |  | 748372788.4997 |  |  | 74051086.3611 |  | 148545889.2418 |  |  |  | 117469634.7544
16 | 2,4-divinylpheny-l-hydrogen sulfate | C10 H10 O4 S | 226.03 | -0.85 | 226.0296 | 225.0223 |  | C1(=C(C=CC(=C1)C=C)OS(O)(=O)=O)C=C | 2.578 | 2b |  | Sulphate | 20 | 20 | 0 | 20 | 20 | 0 | 0 | 20 | 20 | [18 empty] | 15796599.4531 | 49334292.2738 |  | 20044581.9526 | 72293597.6817 |  |  | 63516571.6547 | 207197893.1759
17 | 2-Methoxy-4-vinylphenyl sulfate | C9 H10 O5 S | 230.0249 | -1.62 | 230.0245 | 229.0172 |  | C=1(C=CC(=C(C1)OC)OS(O)(=O)=O)C=C | 1.65 | 2b |  | Sulphate | 40 | 100 | 40 | 100 | 40 | 100 | 60 | 60 | 100 | 155165596.7965 | 870383773.1178 |  | 824684093.9567 |  | 414476693.6076 | 42602595.3427 | 412519821.3998 | 1396471613.1584 |  | 56478455.016 |  | 98920395.354 | 25439171.1666 | 43691871.7893 | 11373921.2587 |  | 92379796.023 |  | 526612214.0224 | 11802294.9943 | 202809630.5943 |  | 745330430.6291 |  | 221550456.51 | 684785496.6037 | 243880286.0022 | 1121492629.8804 | 104641063.3785 | 1078269937.2412 |  | 2795836561.5676 | 58295829.9883 |  | 1661768815.9537 |  | 39159268.6127 |  | 119862708.1788 | 52508879.6503 | 13271007.5625 |  | 38036370.6406 | 29898795.051
18 | Acetaminophen sulfate | C8 H9 N O5 S | 231.0201 | -1.77 | 231.0197 | 230.0125 |  | C(NC1=CC=C(C=C1)OS(O)(=O)=O)(=O)C | 1.073 | 2b |  | Sulphate | 20 | 80 | 0 | 0 | 80 | 80 | 40 | 80 | 100 | 73777411.4181 |  |  |  | 580170747.3754 |  |  | 10506841.4867 | 867770712.3912 |  | 14209409.9017 |  |  |  | 24038371.8209 |  |  | 33818955.6177 |  | 1208475572.2839 |  |  | 1346102432.6728 | 3309644951.995 | 24486356.0652 | 53702149.1827 | 4503726141.2668 |  | 25807652.1355 |  |  | 28310809.9739 | 44093432.3278 |  | 15232323.774 | 61830030.0004 |  | 24754874.8918 |  |  | 75961838.7412 | 34346686.9275 | 12755391.5651 | 31231626.2311 | 86806232.7413
19 | (e)-3-(4-sulfooxyphenyl)prop-2-enoic acid | C9 H8 O6 S | 244.0042 | -0.29 | 244.0039 | 242.9966 |  | C1(=CC=C(OS(O)(=O)=O)C=C1)C=CC(O)=O | 0.788 | 2b |  | Sulphate | 0 | 40 | 20 | 20 | 60 | 60 | 20 | 60 | 80 |  | 12796207.4885 |  |  |  | 13647877.9226 |  | 11068558.4377 | 166185289.7652 | [13 empty] | 14198142.9386 | 36116356.4254 |  | 19006252.711 | 68839245.8991 |  | 43308701.2206 | 18904477.8288 | 59747605.15 | 75218695.5603 | 273385591.1974 | 17342323.2282 | 99589410.1221 | 313808745.8918 |  |  |  |  | 32067889.6864 |  |  |  | 58112846.8573
20 | ftalofyne | C14 H14 O4 | 246.0892 | -0.49 | 246.0891 | 245.0818 |  | CCC(C)(C#C)OC(=O)C1=CC=CC=C1C(=O)O | 2.153 | 2b |  | No | 20 | 20 | 20 | 20 | 20 | 20 | 0 | 20 | 20 | [27 empty] | 30951572.7551 | 82052563.1799 | 226028907.2473 | 187186926.2591 | 152975086.168 | 433751895.7634 |  | 300746499.0844 | 205357949.3499
21 | N-feruloylglycine | C12 H13 N O5 | 251.0794 | -0.92 | 251.0791 | 250.0719 |  | COC1=C(C=CC(=C1)C=CC(=O)NCC(=O)O)O | 0.871 | 2b |  | Glycine | 20 | 0 | 20 | 0 | 40 | 40 | 0 | 0 | 60 |  |  |  |  | 88632879.4108 |  |  |  | 110010710.2275 | [14 empty] | 44098428.3292 |  |  | 77613701.3559 | 25281273.6618 |  | 322847850.3787 |  |  | 87516107.7653 |  |  | 264248115.3173 |  |  |  |  | 45853664.9235
22 | Indicumenone | C15 H24 O3 | 252.1725 | 3.63 | 252.1724 | 251.1652 |  | CC1=CCC(CC1=O)C(C)(CC=CC(C)(C)O)O | 7.611 | 2b |  | No | 0 | 0 | 40 | 0 | 40 | 40 | 40 | 60 | 80 |  |  | 19744497.0787 | [5 empty] | 36607448.8194 | [8 empty] | 12225133.6706 | [5 empty] | 90046038.358 | 10542705.7162 | 16425612.7028 | 124168690.7248 |  |  | 33898875.134 |  | 26378445.2773 | 72930589.1931 | 15564996.6383 | 73572404.4986 | 62274491.1925 |  |  |  |  | 15412436.3281 |  |  | 11742594.4946
23 | Propyl paraben sulfate | C10 H12 O6 S | 260.0355 | -3.86 | 260.0355 | 259.0282 |  | C(C1=CC=C(C=C1)OS(O)(=O)=O)(=O)OCCC | 1.565 | 2b |  | Sulphate | 20 | 60 | 20 | 20 | 80 | 100 | 0 | 40 | 100 |  | 29310538.933 |  |  |  | 34931073.6562 |  | 12213772.7128 | 78196124.9632 |  | 20554235.5597 |  |  | 26237426.1605 | 38826997.0528 |  |  | 58399518.8602 | 42175094.798 |  | 10736826.329 |  | 322891681.5122 | 543869344.1498 |  | 10500326.7622 | 743543107.5386 |  |  |  | 23061527.5683 | 58279854.9859 | 108096495.342 |  |  | 69038781.02 |  | 17028210.0603 |  |  | 39586865.2563 | 18028731.7669 |  |  | 40760647.7304
24 | 2-phenyl-2-(sulfooxy)ethyl acetate | C10 H12 O6 S | 260.0355 | 0.16 | 260.0355 | 259.0282 |  | CC(=O)OCC(OS(O)(=O)=O)C1=CC=CC=C1 | 4.976 | 2b |  | Sulphate | 0 | 20 | 0 | 20 | 20 | 0 | 0 | 0 | 0 | [37 empty] | 94987617.0838 |  | 428193917.44 | 292419710.6152
25 | 4'-hydroxy-[1,1'-biphenyl]-4-yl hydrogen sulfate | C12 H10 O5 S | 266.0249 | 0.67 | 266.0251 | 265.0178 |  | C1(C2=CC=C(C=C2)O)=CC=C(C=C1)OS(O)(=O)=O | 2.235 | 2b |  | Sulphate | 20 | 20 | 0 | 20 | 20 | 20 | 0 | 20 | 20 | [27 empty] | 96143436.8796 | 548559782.0194 |  | 458697710.0166 | 778703817.3829 | 377988848.8882 |  | 369260101.6295 | 76986475.6675
26 | 3,4,5-trihydroxy-6-phenoxyoxane-2-carboxylic acid | C12 H14 O7 | 270.074 | -0.13 | 270.074 | 269.0667 |  | O(C1=CC=CC=C1)C2OC(C(O)C(O)C2O)C(O)=O | 0.872 | 2b |  | Glucuronide | 20 | 0 | 80 | 0 | 20 | 60 | 0 | 0 | 0 |  |  | 14196263.4962 |  | 26658541.6325 | [9 empty] | 29708290.5906 | [5 empty] | 39234456.5246 |  |  | 86654762.9707 |  |  |  | 11510839.0694 |  | 37041143.288 |  |  | 182468106.3411 | [5 empty] | 34725644.9539
27 | Ferulic acid 4-sulfate | C10 H10 O7 S | 274.0147 | -3.37 | 274.0149 | 273.0076 |  | O(C1=C(C=CC(=C1)C=CC(=O)O)OS(O)(=O)=O)C | 0.736 | 2b |  | Sulphate | 40 | 0 | 20 | 0 | 40 | 60 | 0 | 0 | 80 | 19590710.2207 |  | 185661544.2822 |  | 805925414.0024 | [9 empty] | 98939009.5119 |  |  | 231130493.4247 | [5 empty] | 71612042.1985 |  |  | 162191045.4037 | 53865261.5084 |  |  |  |  | 1481848148.8393 |  |  | 2312377380.2586 |  |  |  |  | 224372835.9677 |  |  |  | 548847361.012
28 | butyl 4-(sulfooxy)benzoate | C11 H14 O6 S | 274.0511 | 0.55 | 274.0513 | 273.044 |  | O=C(C1=CC=C(C=C1)OS(O)(=O)=O)OCCCC | 1.196 | 2b |  | Sulphate | 0 | 20 | 0 | 40 | 20 | 40 | 0 | 40 | 40 |  |  |  | 57876038.3745 |  | 21528499.8231 |  | 87251633.2669 | 152131034.8915 | [19 empty] | 138603020.5238 |  | 16336631.0645 | 191057393.1165 | 246418328.0465 |  | 330481746.6746 | 269615393.13
29 | [2-methoxy-4-(3-oxobutyl)phenyl] hydrogen sulfate | C11 H14 O6 S | 274.0511 | -4.29 | 274.0513 | 273.044 |  | C=1(C(=CC=C(C1)CCC(=O)C)OS(O)(=O)=O)OC | 2.519 | 2b |  | Sulphate | 0 | 60 | 0 | 0 | 40 | 40 | 0 | 0 | 60 | [8 empty] | 12191391.4141 | [10 empty] | 16285579.1652 |  |  | 35945903.9721 |  |  |  | 87650813.4517 |  | 28357223.7602 |  |  | 68113742.1288 | 133286866.2813 |  |  | 139933948.2381 |  | 32737371.3762 |  |  |  | 49201473.2586
30 | 3,5-dimethoxy-4-sulfooxybenzoic acid | C9 H10 O8 S | 278.0096 | -0.38 | 278.0095 | 277.0023 |  | COC1=CC(=CC(=C1OS(O)(=O)=O)OC)C(=O)O | 0.745 | 2b |  | Sulphate | 0 | 0 | 0 | 0 | 40 | 60 | 0 | 0 | 100 |  |  |  |  | 206969532.2968 |  |  |  | 169411706.0027 | [5 empty] | 74977953.1332 |  |  | 108990958.6891 | [5 empty] | 108451908.1506 |  |  | 253882827.9603 | [5 empty] | 312331276.1036 |  |  | 338523462.9994 |  |  |  |  | 49910227.8959 |  |  |  | 40622749.1005
31 | 2-[2-(6-methoxynaphthalen-2-yl)propanoylamino]acetic acid | C16 H17 N O4 | 287.1158 | -3.75 | 287.116 | 286.1087 |  | C=1(C=C2C=CC(=CC2=CC1)OC)[C@@H](C(=O)NCC(O)=O)C | 5.705 | 2b |  | Glycine | 0 | 0 | 0 | 0 | 0 | 0 | 0 | 20 | 0 | [34 empty] | 52942668.5648
32 | 2-[2-sulfooxy(ethoxy)]ethyl benzoate | C11 H14 O7 S | 290.046 | 3.81 | 290.0461 | 289.0388 |  | C(COCCOC(=O)C1=CC=CC=C1)OS(O)(=O)=O | 0.816 | 2b |  | Sulphate | 0 | 0 | 20 | 0 | 20 | 40 | 0 | 0 | 80 |  |  |  |  | 37743302.7843 |  |  |  | 43927794.4576 | [14 empty] | 31028614.8376 |  |  | 65031215.9504 |  |  | 40310851.3881 |  |  | 330360627.8845 |  |  | 358541833.9359 | [8 empty] | 17034851.8282
33 | Pecilocin | C17 H25 N O3 | 291.1834 | 4.55 | 291.1837 | 290.1765 |  | CCCC[C@H](/C=C(\C)/C=C/C=C/C(=O)N1CCCC1=O)O | 9.613 | 2b |  | No | 0 | 0 | 20 | 20 | 20 | 20 | 0 | 20 | 20 |  |  | 15684193.0598 | 10404934.7372 | 13124435.3707 | 15048003.9508 |  | 17561262.6093 | 22755063.9454
34 | (3Z)-3-Hydroxy-1-(4-hydroxy-3-methoxyphenyl)-3-decen-5-one | C17 H24 O4 | 292.1675 | 4.52 | 292.1678 | 291.1605 |  | CCCCCC(=O)/C=C(/CCc1ccc(c(c1)OC)O)\O | 6.703 | 2b |  | No | 0 | 0 | 0 | 0 | 0 | 0 | 0 | 0 | 40 | [8 empty] | 18315813.3844 | [17 empty] | 55982312.1566
35 | Alosetron | C17 H18 N4 O | 294.1481 | -3.71 | 294.147 | 293.1397 |  | CN1C2=C(C3=CC=CC=C13)C(=O)N(CC1=C(C)N=CN1)CC2 | 2.081 | 2b |  | No | 0 | 20 | 20 | 20 | 60 | 80 | 0 | 20 | 60 |  |  |  |  | 22391472.5354 | 12658666.1459 |  |  | 18839780.6746 | [13 empty] | 28004086.6073 | 61716236.108 |  | 17479171.4669 | 68117694.3216 |  |  | 31382049.5675 | 12181090.3992 | 13601627.3559 | 27928819.1527 |  |  | 42015656.0584 |  | 45247084.39 |  |  |  | 79623257.1171
36 | 2,4,4-trimethyl-3-(sulfooxy)pentyl isobutyrate | C12 H24 O6 S | 296.1294 | -0.77 | 296.1294 | 295.1221 |  | CC(COC(=O)C(C)C)C(OS(O)(=O)=O)C(C)(C)C | 3.4 | 2b |  | Sulphate | 0 | 20 | 0 | 0 | 20 | 20 | 0 | 20 | 20 | [28 empty] | 37581221.9816 |  |  | 72866059.3921 | 111083894.045 |  | 11227479.1946 | 241419749.5055
37 | 2-(2-octoxyethoxy)ethyl hydrogen sulfate | C12 H26 O6 S | 298.145 | 3.94 | 298.1451 | 297.1378 |  | O(CCCCCCCC)CCOCCOS(O)(=O)=O | 6.283 | 2b |  | Sulphate | 20 | 20 | 0 | 20 | 20 | 20 | 0 | 20 | 40 | [26 empty] | 28935519.382 | 72917925.5526 | 305336341.2431 |  | 92117914.5661 | 451626192.381 | 599835774.8832 |  | 155273591.4972 | 467359917.2466
38 | 6-(heptanoyloxy)-3,4,5-trihydroxytetrahydro-2H-pyran-2-carboxylic acid | C13 H22 O8 | 306.1315 | -4.14 | 306.1315 | 305.1243 |  | O=C(OC1OC(C(O)C(O)C1O)C(O)=O)CCCCCC | 2.266 | 2b |  | Glucuronide | 0 | 0 | 0 | 0 | 20 | 60 | 0 | 0 | 40 |  |  |  |  | 69911598.285 |  |  |  | 10040991.2686 | [5 empty] | 45089015.1564 | [8 empty] | 166942883.3707 |  |  | 25190267.8082 | [5 empty] | 11983900.1113
39 | Bisphenol A sulfate | C15 H16 O5 S | 308.0718 | 1.19 | 308.0722 | 307.0649 |  | C(C1=CC=C(C=C1)O)(C2=CC=C(C=C2)OS(O)(=O)=O)(C)C | 5.727 | 2b |  | Sulphate | 0 | 20 | 0 | 20 | 0 | 20 | 0 | 40 | 0 |  | 32611800.9078 |  | 36099813.2911 |  | 41511583.8524 |  | 43362727.9708 | [17 empty] | 10010183.082
40 | 3,4,5-trihydroxy-6-naphthalen-2-yloxyoxane-2-carboxylic acid | C16 H16 O7 | 320.0896 | -4.1 | 320.0896 | 319.0824 |  | C12=C(C=CC=C1)C=CC(=C2)OC3OC(C(O)C(O)C3O)C(O)=O | 1.471 | 2b |  | Glucuronide | 0 | 0 | 20 | 0 | 40 | 40 | 0 | 0 | 80 |  |  |  |  | 24444565.7528 |  |  |  | 18355983.9283 | [14 empty] | 120503549.8732 |  |  | 87082968.1265 |  |  | 85252354.6238 |  |  | 70686964.9787 |  |  | 61819060.748 |  |  |  |  | 29121924.9295 |  |  |  | 15769956.1767
41 | 6-(2-ethylhexanoyloxy)-3,4,5-trihydroxyoxane-2-carboxylic acid | C14 H24 O8 | 320.1471 | -3.5 | 320.1473 | 319.1401 |  | O=C(OC1OC(C(O)C(O)C1O)C(O)=O)C(CCCC)CC | 5.365 | 2b |  | Glucuronide | 60 | 0 | 60 | 0 | 20 | 20 | 0 | 0 | 20 | 12243829.3274 |  | 191377847.2064 |  | 171842013.075 |  |  |  | 10867725.8029 | 13238172.9243 |  | 227584643.3238 | [8 empty] | 106885851.4851 |  |  | 143430227.2559 |  |  |  | 14560270.2972
42 | 3,4,5-trihydroxy-6-[(5-hydroxy-1H-indol-6-yl)oxy]oxane-2-carboxylic acid | C14 H15 N O8 | 325.0798 | 3.43 | 325.0798 | 324.0725 |  | O(C=1C=C2NC=CC2=CC1O)C3OC(C(O)C(O)C3O)C(O)=O | 0.847 | 2b |  | Glucuronide | 40 | 0 | 100 | 0 | 40 | 60 | 0 | 0 | 80 |  |  | 21937696.8589 |  | 784607261.4143 |  |  |  | 39082485.2488 |  |  | 51275026.8324 |  |  | 2003422841.0132 |  |  | 170171170.3233 |  |  | 24944595.715 |  |  | 1117664959.0954 |  |  | 51356261.8265 | 23860522.032 |  | 28798023.2501 |  |  | 1069055021.8987 |  |  | 28672420.2799 | 27011748.2866 |  | 42983690.3898 |  | 365445900.094
43 | [4-(7-hydroxy-4-oxochromen-3-yl)phenyl] hydrogen sulfate | C15 H10 O7 S | 334.0147 | 1.04 | 334.0151 | 333.0078 |  | C=1(C(C=2C=CC(=CC2OC1)O)=O)C3=CC=C(C=C3)OS(O)(=O)=O | 1.291 | 2b |  | Sulphate | 0 | 20 | 0 | 20 | 0 | 20 | 0 | 20 | 20 |  | 826739800.6195 |  | 897470799.922 |  | 13400350.1289 |  | 19176586.0028 | 301178028.177
44 | 1-[2-(sulfooxy)propoxy]propan-2-yl 2-hydroxybenzoate | C13 H18 O8 S | 334.0722 | 3.93 | 334.0725 | 333.0652 |  | C(=O)(C1=C(C=CC=C1)O)OC(COCC(C)OS(O)(=O)=O)C | 1.357 | 2b |  | Sulphate | 0 | 20 | 0 | 40 | 20 | 0 | 0 | 40 | 0 |  |  |  | 22717031.4009 |  |  |  | 32320468.9038 | [20 empty] | 34113969.033 |  | 32406926.5571 | 67085821.6633 |  |  | 59107718.7729
45 | 6-[(3,7-dimethyloct-6-enoyl)oxy]-3,4,5-trihydroxytetrahydro-2H-pyran-2-carboxylic acid | C16 H26 O8 | 346.1628 | -3.39 | 346.1629 | 345.1556 |  | C(=O)(CC(CCC=C(C)C)C)OC1OC(C(O)C(O)C1O)C(O)=O | 7.553 | 2b |  | Glucuronide | 80 | 80 | 80 | 100 | 100 | 100 | 60 | 80 | 80 | 20510404.5937 | 17746434.3973 | 292207527.859 | 17009920.3518 | 376034954.6384 | 42443967.1318 | 25342104.8103 | 27828486.442 | 331648926.7024 |  |  | 72139746.5967 | 17136419.6416 | 21474991.2152 | 103925689.6519 |  |  | 61296484.9385 | 81804839.2159 | 197405365.5305 | 135226661.0277 | 86714407.5774 | 277973179.5989 | 1337227723.3712 | 139955756.9774 | 157412727.7804 | 990381818.3009 | 36834463.9808 | 82892576.7466 | 451860723.4515 | 72896493.8369 | 164988250.739 | 654834612.2884 |  | 95916818.2353 | 700468070.8205 | 31943048.001 | 24979749.9463 |  | 21440702.2553 | 184293536.6512 | 45859584.8673 | 27759862.6419 | 36701368.5218
46 | [4-(5,7-dihydroxy-4-oxochromen-3-yl)phenyl] hydrogen sulfate | C15 H10 O8 S | 350.0096 | -2.52 | 350.0101 | 349.0028 |  | C1(C2=C(C=C(C=C2O)O)OC=C1C=3C=CC(=CC3)OS(O)(=O)=O)=O | 1.378 | 2b |  | Sulphate | 0 | 20 | 0 | 20 | 0 | 0 | 20 | 0 | 20 |  | 233497965.6999 |  | 350450213.003 |  |  | 100861237.1149 |  | 32888582.0112
47 | Genistein 4'-sulfate | C16 H21 N O6 S | 355.109 | 1.08 | 355.1093 | 354.1021 |  | C(C(C=1C=CC=CC1)OS(O)(=O)=O)(=O)O[C@H]2C[C@@H]3N([C@H](C2)CC3)C | 6.505 | 2b |  | Sulphate | 0 | 20 | 0 | 0 | 0 | 20 | 0 | 20 | 0 | [37 empty] | 37630717.7717 |  |  |  | 23087316.8309 |  | 10710237.5077
48 | 3,4,5-trihydroxy-6-[2-(isopropoxycarbonyl)phenoxy]tetrahydro-2H-pyran-2-carboxylic acid | C16 H20 O9 | 356.1107 | 0.64 | 356.111 | 355.1037 |  | CC(C)OC(=O)C1=CC=CC=C1OC2OC(C(O)C(O)C2O)C(O)=O | 1.524 | 2b |  | Glucuronide | 0 | 0 | 20 | 0 | 20 | 60 | 0 | 0 | 80 |  |  |  |  | 28372004.3583 |  |  |  | 22601310.818 | [5 empty] | 24590390.0257 |  |  | 20679354.8598 |  |  | 11625747.808 |  |  | 158549910.5179 |  |  | 154991479.6025 | [5 empty] | 32909400.1162 |  |  | 30201474.3821
49 | (9,10,16-trihydroxyhexadecanoyl)glycine | C18 H35 N O6 | 361.2464 | -2.98 | 361.2467 | 360.2394 |  | OCCCCCCC(O)C(O)CCCCCCCC(=O)NCC(O)=O | 6.079 | 2b |  | Glycine | 20 | 0 | 40 | 0 | 20 | 20 | 0 | 0 | 20 |  |  | 20910080.7272 |  | 18831022.6036 | [15 empty] | 16531028.0811 |  |  | 117407273.544 |  |  | 111445338.8369 | 16577578.7397
50 | 6-(4-benzoylphenoxy)-3,4,5-trihydroxyoxane-2-carboxylic acid | C19 H18 O8 | 374.1002 | -3.21 | 374.1003 | 373.093 |  | C1(C(=O)C2=CC=CC=C2)=CC=C(C=C1)OC3OC(C(O)C(O)C3O)C(O)=O | 2.125 | 2b |  | Glucuronide | 0 | 0 | 0 | 0 | 0 | 20 | 0 | 0 | 20 | [14 empty] | 88099612.2899 |  |  | 79627755.3554
51 | 3,4,5-trihydroxy-6-[2-[4-(2-methylpropyl)phenyl]propanoyloxy]oxane-2-carboxylic acid | C19 H26 O8 | 382.1628 | 2.95 | 382.163 | 381.1558 |  | CC(C1=CC=C(C=C1)CC(C)C)C(=O)OC2OC(C(O)C(O)C2O)C(O)=O | 7.628 | 2b |  | Glucuronide | 0 | 20 | 20 | 20 | 20 | 20 | 0 | 0 | 20 | [28 empty] | 12493075.5561 | 53708630.9798 | 15129918.9312 | 28057518.0541 | 71640042.8441 |  |  | 80331977.2845
52 | 6-[2,2-bis(allyloxy)methylbutoxy]-3,4,5-trihydroxytetrahydro-2H-pyran-2-carboxylic acid | C18 H30 O9 | 390.189 | -2.65 | 390.1893 | 389.182 |  | C(C(CC)(COCC=C)COCC=C)OC1OC(C(O)=O)C(C(C1O)O)O | 5.442 | 2b |  | Glucuronide | 60 | 40 | 80 | 0 | 60 | 80 | 0 | 0 | 80 | 29593164.2228 | 16431595.864 | 344238385.7888 |  | 660809581.4954 | 17665512.365 |  |  | 237748600.9822 |  |  | 21544707.4866 |  |  | 120818631.8737 |  |  | 31684299.4632 | 12505684.0505 | 42988945.3769 | 292580061.5601 |  | 51511487.7719 | 227340333.8312 |  |  | 514441460.6655 | 17954493.8022 |  | 35786201.2421 |  |  | 57764537.847 |  |  | 28865066.9651 |  |  |  |  | 46271002.0007
53 | 3,4,5-trihydroxy-6-[2-(naphthalen-1-yloxy)propanoyloxy]tetrahydro-2H-pyran-2-carboxylic acid | C19 H20 O9 | 392.1107 | -2.51 | 392.1111 | 391.1038 |  | C(=O)(OC1OC(C(O)C(O)C1O)C(O)=O)C(C)OC=2C3=C(C=CC=C3)C=CC2 | 1.459 | 2b |  | Glucuronide | 0 | 20 | 20 | 0 | 20 | 20 | 0 | 20 | 20 | [28 empty] | 2716433655.5948 | 81831644034.4357 |  | 9162770034.8874 | 94676028007.9961 |  | 2930402027.2444 | 89668785989.7494
54 | (Z)-6-[2-(hex-3-en-1-yloxy)carbonylphenoxy]-3,4,5-trihydroxytetrahydro-2H-pyran-2-carboxylic acid | C19 H24 O9 | 396.142 | -2.77 | 396.1423 | 395.135 |  | C=1C(=C(C=CC1)OC2OC(C(O)C(O)C2O)C(O)=O)C(=O)OCC/C=C\CC | 7.295 | 2b |  | Glucuronide | 0 | 0 | 20 | 0 | 0 | 20 | 0 | 0 | 20 | [29 empty] | 22822723.5963 |  |  | 30658545.0623 |  |  | 33241039.2117
55 | 3,4,5-trihydroxy-6-[2-(p-tolyloxy)carbonylphenoxy]tetrahydro-2H-pyran-2-carboxylic acid | C20 H20 O9 | 404.1107 | 3.25 | 404.1109 | 403.1037 |  | C1(C(=O)OC2=CC=C(C=C2)C)=C(OC3OC(C(O)C(O)C3O)C(O)=O)C=CC=C1 | 4.825 | 2b |  | Glucuronide | 0 | 20 | 20 | 0 | 20 | 20 | 0 | 0 | 20 | [19 empty] | 10976588.4017 | 116129957.274 |  | 20086875.5624 | 153930995.4689 |  |  | 147370497.5849
56 | Oxybenzone glucuronide | C20 H20 O9 | 404.1107 | -2.78 | 404.111 | 403.1037 |  | O=C(OCC1=CC=CC=C1)C2=C(OC3OC(C(O)C(O)C3O)C(O)=O)C=CC=C2 | 6.242 | 2b |  | Glucuronide | 0 | 40 | 20 | 0 | 20 | 60 | 0 | 20 | 20 |  | 11558347.463 |  |  | 119471895.7884 | 33644672.7727 |  | 10942627.4926 | 113280565.3674 | [5 empty] | 11654788.6286 |  |  |  |  | 10276454.765 | 67305662.0648 | [20 empty] | 10107527.9236
57 | 6-(2,6-di-tert-butyl-4-formylphenoxy)-3,4,5-trihydroxytetrahydro-2H-pyran-2-carboxylic acid | C21 H30 O8 | 410.1941 | 2.57 | 410.1943 | 409.187 |  | CC(C)(C)C1=CC(=CC(=C1OC2OC(C(O)C(O)C2O)C(O)=O)C(C)(C)C)C=O | 7.174 | 2b |  | Glucuronide | 0 | 0 | 0 | 0 | 20 | 20 | 0 | 20 | 20 | [22 empty] | 16798160.6237 |  |  | 19682156.1601 | 128115077.5057 | [5 empty] | 10431853.1869
58 | 6-[2,6-di-tert-butyl-4-(hydroxymethyl)phenoxy]-3,4,5-trihydroxytetrahydro-2H-pyran-2-carboxylic acid | C21 H32 O8 | 412.2097 | -2.03 | 412.2102 | 411.2029 |  | O(C1=C(C=C(C=C1C(C)(C)C)CO)C(C)(C)C)C2OC(C(O)C(O)C2O)C(O)=O | 10.757 | 2b |  | Glucuronide | 20 | 40 | 80 | 60 | 40 | 0 | 0 | 0 | 0 |  | 44116511.144 |  | 38060992.4447 | 55110869.8526 | [6 empty] | 16410748.4659 | [8 empty] | 107652062.4214 | 30651537.952 | [7 empty] | 52241582.7728 | [6 empty] | 15024251.2708 | 83773526.1978 | 187090034.6238 | 78154425.9066 | 177404482.0468
59 | 6-[5-chloro-2-(2,4-dichlorophenoxy)phenoxy]-3,4,5-trihydroxyoxane-2-carboxylic acid | C18 H15 Cl3 O8 | 463.9832 | -0.56 | 463.9841 | 462.9768 |  | O(C=1C(=CC(=CC1)Cl)Cl)C2=C(C=C(C=C2)Cl)OC3OC(C(O)C(O)C3O)C(O)=O | 9.039 | 2b |  | Glucuronide | 20 | 20 | 20 | 20 | 20 | 20 | 20 | 20 | 20 | [36 empty] | 38889231.0563 | 215375381.0683 | 399756117.4307 | 253857524.8704 | 489108214.5738 | 95151018.8388 | 344829495.2124 | 124202914 | 343775097.5472
60 | 3,6,9,12,15,18,21,24,27,30,33,36-Dodecaoxaoctatriacontane-1,38-diol | C26 H54 O14 | 590.3514 | -2.79 | 590.3521 | 589.3448 |  | OCCOCCOCCOCCOCCOCCOCCOCCOCCOCCOCCOCCOCCO | 7.768 | 2b |  | No | 0 | 40 | 0 | 0 | 60 | 60 | 0 | 0 | 60 | [13 empty] | 13306942.1708 | 39892024.9686 |  |  | 33594831.5529 |  | 18708547.2802 |  |  | 28325383.8604 | 34475288.4852 |  |  | 31974783.9097 |  | 12137413.7809 |  |  | 23971756.1434 | 24596196.979 |  |  | 33273841.7018
61 | (3-methylphenyl) hydrogen sulfate | C7 H8 O4 S | 188.0143 | -4.72 | 188.0134 | 187.0062 |  | C=1C(OS(O)(=O)=O)=CC=CC1C | 1.169 | 3 |  | Sulphate | 80 | 100 | 80 | 40 | 100 | 100 | 40 | 60 | 100 | 8665493203.4548 | 30085203524.5933 |  | 3444719241.2352 | 91803463572.0982 | 33023142718.495 | 2161040280.6134 | 3417406693.5648 | 98868303983.9494 | 4506137358.2787 | 3400931014.7145 | 132872031.5298 |  | 35058062099.4628 | 71781902336.7539 |  |  | 82105050740.1858 |  | 71158606668.4794 | 585376124.4449 |  | 77114475582.203 | 125460841275.8466 |  | 18752500641.7682 | 132012797146.497 | 6270973821.3276 | 25082339692.283 | 3426692031.3673 | 14394477601.6344 | 27653697299.9597 | 53876450134.5502 | 2102054314.3237 | 16483261412.5255 | 54622557331.7442 | 1333857121.5214 | 10322334044.9554 | 371931040.298 |  | 29131703176.3967 | 11146596797.9284 |  |  | 32765808531.9321
| (4-methylphenyl) hydrogen sulfate | [6 empty] | O(C1=CC=C(C)C=C1)S(O)(=O)=O | [22 empty] | 4506137358.2787 | 3400931014.7145 | 132872031.5298 |  | 35058062099.4628 | 71781902336.7539 |  |  | 82105050740.1858 |  | 71158606668.4794 | 585376124.4449 |  | 77114475582.203 | 125460841275.8466 |  | 18752500641.7682 | 132012797146.497 | 6270973821.3276 | 25082339692.283 | 3426692031.3673 | 14394477601.6344 | 27653697299.9597 | 53876450134.5502 | 2102054314.3237 | 16483261412.5255 | 54622557331.7442 | 1333857121.5214 | 10322334044.9554 | 371931040.298 |  | 29131703176.3967 | 11146596797.9284 |  |  | 32765808531.9321
62 | (3-methylphenyl) hydrogen sulfate | C7 H8 O4 S | 188.0143 | -4.5 | 188.0135 | 187.0062 |  | C=1C(OS(O)(=O)=O)=CC=CC1C | 1.397 | 3 |  | Sulphate | 80 | 80 | 0 | 80 | 100 | 100 | 100 | 100 | 100 | 884192736.6051 | 1861266775.4423 |  | 5723413612.2296 | 12790121311.7106 | 3138201081.2306 | 343729597.1782 | 5369631652.1135 | 14746019512.5073 | 549281866.1538 |  |  |  | 1123620399.2403 | 4171430854.4658 | 1461861803.9234 | 3257901261.8238 | 4825041888.4164 |  | 28279349872.7758 |  | 68437397898.0874 | 37639086996.4148 | 37040674015.3833 | 794144371.9744 | 26474606079.2999 | 39792479022.2293 | 5307808506.4673 | 4276526023.4965 |  | 1672586486.3999 | 12920046247.4532 | 7940759539.0269 | 142769057.0778 | 1336801652.22 | 8665419253.6259 | 47333446.6233 | 540230115.0588 |  | 4235450877.5974 | 925020853.1367 | 580463558.4114 | 574610779.6775 | 2214727380.4648 | 1194691367.7244
62 | (4-methylphenyl) hydrogen sulfate | C7 H8 O4 S | 188.0143 | -4.5 | 188.0135 | 187.0062 |  | O(C1=CC=C(C)C=C1)S(O)(=O)=O | 1.397 | 3 |  | Sulphate | 80 | 80 | 0 | 80 | 100 | 100 | 100 | 100 | 100 | 884192736.6051 | 1861266775.4423 |  | 5723413612.2296 | 12790121311.7106 | 3138201081.2306 | 343729597.1782 | 5369631652.1135 | 14746019512.5073 | 549281866.1538 |  |  |  | 1123620399.2403 | 4171430854.4658 | 1461861803.9234 | 3257901261.8238 | 4825041888.4164 |  | 28279349872.7758 |  | 68437397898.0874 | 37639086996.4148 | 37040674015.3833 | 794144371.9744 | 26474606079.2999 | 39792479022.2293 | 5307808506.4673 | 4276526023.4965 |  | 1672586486.3999 | 12920046247.4532 | 7940759539.0269 | 142769057.0778 | 1336801652.22 | 8665419253.6259 | 47333446.6233 | 540230115.0588 |  | 4235450877.5974 | 925020853.1367 | 580463558.4114 | 574610779.6775 | 2214727380.4648 | 1194691367.7244
63 | (3-aminophenyl) hydrogen sulfate | C6 H7 N O4 S | 189.0096 | -4.35 | 189.0088 | 188.0015 |  | O(C1=CC=CC(N)=C1)S(O)(=O)=O | 0.843 | 3 |  | Sulphate | 60 | 20 | 60 | 20 | 40 | 80 | 0 | 20 | 60 | 304533086.8291 |  |  |  | 56985877.0093 | 81981612.4324 |  |  | 1088687191.8465 | [5 empty] | 410061518.4025 |  |  | 550080631.3702 |  | 66109694.7805 | 70098587.145 |  | 111836828.0295 | 126202874.208 |  |  |  | 329495004.9432 |  | 10758538.2977 | 26294975.7779 |  | 10557750.556 |  | 22850822.9964 | 19805292.9536 | 111932838.3194 |  | 64004685.3009
63 | (4-aminophenyl) hydrogen sulfate | C6 H7 N O4 S | 189.0096 | -4.35 | 189.0088 | 188.0015 |  | O(C1=CC=C(N)C=C1)S(O)(=O)=O | 0.843 | 3 |  | Sulphate | 60 | 20 | 60 | 20 | 40 | 80 | 0 | 20 | 60 | 304533086.8291 |  |  |  | 56985877.0093 | 81981612.4324 |  |  | 1088687191.8465 | [5 empty] | 410061518.4025 |  |  | 550080631.3702 |  | 66109694.7805 | 70098587.145 |  | 111836828.0295 | 126202874.208 |  |  |  | 329495004.9432 |  | 10758538.2977 | 26294975.7779 |  | 10557750.556 |  | 22850822.9964 | 19805292.9536 | 111932838.3194 |  | 64004685.3009
64 | octyl hydrogen sulfate | C8 H18 O4 S | 210.0926 | 4.13 | 210.0921 | 209.0848 |  | CCCCCCCCOS(O)(=O)=O | 7.218 | 3 |  | Sulphate | 0 | 20 | 0 | 20 | 20 | 20 | 0 | 20 | 0 | [37 empty] | 31922331.4289 |  | 30035078.7364 | 30903010.782 | 44922691.5209 |  | 52759162.7291
| 2-ethylhexyl hydrogen sulfate | [6 empty] | CCCCC(COS(O)(=O)=O)CC | [50 empty] | 31922331.4289 |  | 30035078.7364 | 30903010.782 | 44922691.5209 |  | 52759162.7291
| octan-3-yl hydrogen sulfate | [6 empty] | CCCCCC(OS(O)(=O)=O)CC | [50 empty] | 31922331.4289 |  | 30035078.7364 | 30903010.782 | 44922691.5209 |  | 52759162.7291
| octan-2-yl hydrogen sulfate | [6 empty] | CC(CCCCCC)OS(O)(=O)=O | [50 empty] | 31922331.4289 |  | 30035078.7364 | 30903010.782 | 44922691.5209 |  | 52759162.7291
| 2,4-dimethylhexan-3-yl hydrogen sulfate | [6 empty] | CC(C)C(OS(O)(=O)=O)C(C)CC | [50 empty] | 31922331.4289 |  | 30035078.7364 | 30903010.782 | 44922691.5209 |  | 52759162.7291
| 2-propylpentyl hydrogen sulfate | [6 empty] | O(CC(CCC)CCC)S(O)(=O)=O | [50 empty] | 31922331.4289 |  | 30035078.7364 | 30903010.782 | 44922691.5209 |  | 52759162.7291
| 6-methylheptyl hydrogen sulfate | [6 empty] | O(CCCCCC(C)C)S(O)(=O)=O | [50 empty] | 31922331.4289 |  | 30035078.7364 | 30903010.782 | 44922691.5209 |  | 52759162.7291
| 3-methylheptan-2-yl hydrogen sulfate | [6 empty] | CCCCC(C)C(C)OS(O)(=O)=O | [50 empty] | 31922331.4289 |  | 30035078.7364 | 30903010.782 | 44922691.5209 |  | 52759162.7291
| (2-ethyl-4-methylpentyl) hydrogen sulfate | [6 empty] | CC(C)CC(COS(O)(=O)=O)CC | [50 empty] | 31922331.4289 |  | 30035078.7364 | 30903010.782 | 44922691.5209 |  | 52759162.7291
| 3,4-dimethylhexan-2-yl hydrogen sulfate | [6 empty] | CCC(C)C(C)C(C)OS(O)(=O)=O | [50 empty] | 31922331.4289 |  | 30035078.7364 | 30903010.782 | 44922691.5209 |  | 52759162.7291
65 | 3-hydroxybenzoic acid-3-o-sulphate | C7 H6 O6 S | 217.9885 | -2.77 | 217.9879 | 216.9806 |  | O=C(C1=CC(OS(O)(=O)=O)=CC=C1)O | 0.692 | 3 |  | Sulphate | 80 | 20 | 20 | 0 | 60 | 60 | 0 | 0 | 100 | 39064931.9108 |  |  |  | 732339815.6644 |  |  |  | 673368247.6553 | 40237128.7022 |  |  |  |  | 440257024.5822 |  |  | 592335040.6139 | 76286515.3946 | 14896105.1072 | 40366678.0547 |  | 10411272.3438 | 1443761244.5705 |  |  | 1644759442.4228 | 24165436.7712 |  |  |  |  | 800335245.0468 |  |  | 126812493.8567 |  |  |  |  | 289411077.3343 |  |  |  | 302031156.4115
65 | 4-hydroxybenzoic acid-4-o-sulphate | C7 H6 O6 S | 217.9885 | -2.77 | 217.9879 | 216.9806 |  | C(=O)(C1=CC=C(C=C1)OS(O)(=O)=O)O | 0.692 | 3 |  | Sulphate | 80 | 20 | 20 | 0 | 60 | 60 | 0 | 0 | 100 | 39064931.9108 |  |  |  | 732339815.6644 |  |  |  | 673368247.6553 | 40237128.7022 |  |  |  |  | 440257024.5822 |  |  | 592335040.6139 | 76286515.3946 | 14896105.1072 | 40366678.0547 |  | 10411272.3438 | 1443761244.5705 |  |  | 1644759442.4228 | 24165436.7712 |  |  |  |  | 800335245.0468 |  |  | 126812493.8567 |  |  |  |  | 289411077.3343 |  |  |  | 302031156.4115
66 | 2-methoxy-4-(prop-1-en-1-yl)phenyl hydrogen sulfate | C10 H12 O5 S | 244.0405 | -0.65 | 244.0404 | 243.0331 |  | C=1(C(=CC=C(C1)C=CC)OS(O)(=O)=O)OC | 2.75 | 3 |  | Sulphate | 80 | 100 | 40 | 60 | 80 | 80 | 0 | 40 | 100 | 16465468.91 | 103689999.8346 |  |  |  | 91514851.0344 |  |  | 186934841.2984 |  | 34712683.6258 |  | 35363740.2783 | 10347972.4345 |  |  |  | 33885242.9741 | 18548661.4915 | 135443015.188 |  | 13287819.4763 | 107199036.5958 | 164719943.5019 |  | 54964689.7435 | 237122859.57 | 23252675.6466 | 112628458.4582 | 11368646.5687 | 132878242.4291 | 123640693.0787 | 298976849.1783 |  |  | 199148499.0454 | 42578403.3634 | 257281580.7082 | 15989105.8007 |  | 248865283.1152 | 199438803.639 |  | 48129869.0841 | 293699939.7882
66 | 3-allyl-2-methoxyphenyl hydrogen sulfate | C10 H12 O5 S | 244.0405 | -0.65 | 244.0404 | 243.0331 |  | C1(OS(O)(=O)=O)=C(C(=CC=C1)CC=C)OC | 2.75 | 3 |  | Sulphate | 80 | 100 | 40 | 60 | 80 | 80 | 0 | 40 | 100 | 16465468.91 | 103689999.8346 |  |  |  | 91514851.0344 |  |  | 186934841.2984 |  | 34712683.6258 |  | 35363740.2783 | 10347972.4345 |  |  |  | 33885242.9741 | 18548661.4915 | 135443015.188 |  | 13287819.4763 | 107199036.5958 | 164719943.5019 |  | 54964689.7435 | 237122859.57 | 23252675.6466 | 112628458.4582 | 11368646.5687 | 132878242.4291 | 123640693.0787 | 298976849.1783 |  |  | 199148499.0454 | 42578403.3634 | 257281580.7082 | 15989105.8007 |  | 248865283.1152 | 199438803.639 |  | 48129869.0841 | 293699939.7882
67 | [2-(3,4-dihydroxy-5-oxo-2H-furan-2-yl)-2-hydroxyethyl] hydrogen sulfate | C6 H8 O9 S | 255.9889 | 0.01 | 255.9889 | 254.9816 |  | [C@@H]1(OC(C(=C1O)O)=O)[C@H](COS(O)(=O)=O)O | 0.7 | 3 |  | Sulphate | 100 | 60 | 0 | 0 | 80 | 100 | 0 | 0 | 80 | 242706537.8429 | 52979871.7988 |  |  | 16764257.3802 | 97056685.3387 |  |  |  | 180321601.2329 |  |  |  | 50136202.0871 | 88283824.414 |  |  | 35287876.3737 | 150222721.6344 | 26605248.7903 |  |  | 69011087.7018 | 17455669.6935 |  |  | 28139427.49 | 213319796.2037 | 48947571.3672 |  |  | 134559913.3151 | 13847472.548 |  |  | 24838288.7765 | 176549405.7182 |  |  |  |  | 131421959.4147 |  |  | 99968076.5473
67 | 3,4-dihydroxy-5-oxo-2,5-dihydrofuran-2-yl-2-hydroxyethyl hydrogen sulfate | C6 H8 O9 S | 255.9889 | 0.01 | 255.9889 | 254.9816 |  | [C@@H]1(OC(C(=C1O)O)=O)[C@H](CO)OS(O)(=O)=O | 0.7 | 3 |  | Sulphate | 100 | 60 | 0 | 0 | 80 | 100 | 0 | 0 | 80 | 242706537.8429 | 52979871.7988 |  |  | 16764257.3802 | 97056685.3387 |  |  |  | 180321601.2329 |  |  |  | 50136202.0871 | 88283824.414 |  |  | 35287876.3737 | 150222721.6344 | 26605248.7903 |  |  | 69011087.7018 | 17455669.6935 |  |  | 28139427.49 | 213319796.2037 | 48947571.3672 |  |  | 134559913.3151 | 13847472.548 |  |  | 24838288.7765 | 176549405.7182 |  |  |  |  | 131421959.4147 |  |  | 99968076.5473
68 | 2-hydroxydodecyl hydrogen sulfate | C12 H26 O5 S | 282.1501 | 0.55 | 282.1503 | 281.143 |  | CCCCCCCCCCC(O)COS(O)(=O)=O | 8.352 | 3 |  | Sulphate | 20 | 40 | 20 | 40 | 40 | 40 | 20 | 40 | 40 | [19 empty] | 37632193.4414 |  | 41839535.8886 | 51721647.9006 | 56085246.7225 |  | 63884676.3565 | 85929606.433 | 55597077.0182 | 278568917.8349 | 32198760.2681 | 363304214.1347 | 492501073.9521 | 734594790.6581 | 35702378.7531 | 615326843.6018 | 870015145.6347
68 | 1-hydroxydodecan-2-yl hydrogen sulfate | C12 H26 O5 S | 282.1501 | 0.55 | 282.1503 | 281.143 |  | CCCCCCCCCCC(OS(O)(=O)=O)CO | 8.352 | 3 |  | Sulphate | 20 | 40 | 20 | 40 | 40 | 40 | 20 | 40 | 40 | [19 empty] | 37632193.4414 |  | 41839535.8886 | 51721647.9006 | 56085246.7225 |  | 63884676.3565 | 85929606.433 | 55597077.0182 | 278568917.8349 | 32198760.2681 | 363304214.1347 | 492501073.9521 | 734594790.6581 | 35702378.7531 | 615326843.6018 | 870015145.6347
69 | 3,4,5-trihydroxy-6-(3-hydroxyphenoxy)oxane-2-carboxylic acid | C12 H14 O8 | 286.0689 | -4.71 | 286.0689 | 285.0616 |  | O(C1=CC(=CC=C1)O)C2OC(C(O)C(O)C2O)C(O)=O | 0.738 | 3 |  | Glucuronide | 0 | 0 | 60 | 0 | 40 | 60 | 0 | 0 | 20 |  |  |  |  | 117947036.9515 | [6 empty] | 11681221.6094 |  |  | 176380224.6745 |  |  | 18894292.9876 |  |  | 52093148.6762 |  |  | 373585329.6952 | [5 empty] | 14076394.1844 |  |  | 286532457.0149 | [7 empty] | 132817770.9798
69 | 3,4,5-trihydroxy-6-(2-hydroxyphenoxy)oxane-2-carboxylic acid | C12 H14 O8 | 286.0689 | -4.71 | 286.0689 | 285.0616 |  | O(C1=C(C=CC=C1)O)C2OC(C(O)C(O)C2O)C(O)=O | 0.738 | 3 |  | Glucuronide | 0 | 0 | 60 | 0 | 40 | 60 | 0 | 0 | 20 |  |  |  |  | 117947036.9515 | [6 empty] | 11681221.6094 |  |  | 176380224.6745 |  |  | 18894292.9876 |  |  | 52093148.6762 |  |  | 373585329.6952 | [5 empty] | 14076394.1844 |  |  | 286532457.0149 | [7 empty] | 132817770.9798
69 | 3,4,5-trihydroxy-6-(4-hydroxyphenoxy)oxane-2-carboxylic acid | C12 H14 O8 | 286.0689 | -4.71 | 286.0689 | 285.0616 |  | O(C1=CC=C(C=C1)O)C2OC(C(O)C(O)C2O)C(O)=O | 0.738 | 3 |  | Glucuronide | 0 | 0 | 60 | 0 | 40 | 60 | 0 | 0 | 20 |  |  |  |  | 117947036.9515 | [6 empty] | 11681221.6094 |  |  | 176380224.6745 |  |  | 18894292.9876 |  |  | 52093148.6762 |  |  | 373585329.6952 | [5 empty] | 14076394.1844 |  |  | 286532457.0149 | [7 empty] | 132817770.9798
70 | 2-ethyl-3-(sulfooxy)hexyl isobutyrate | C12 H24 O6 S | 296.1294 | 0.45 | 296.1295 | 295.1222 |  | O(C(C(CC)COC(=O)C(C)C)CCC)S(O)(=O)=O | 8.493 | 3 |  | Sulphate | 20 | 20 | 20 | 20 | 20 | 20 | 20 | 20 | 40 | [26 empty] | 14847899.812 | 22067104.336 | 110209401.3413 | 48965383.1308 | 139321998.1093 | 172704177.5587 | 237943173.0483 | 47311329.7055 | 230346255.4976 | 329061419.1625
70 | 2,4,4-trimethyl-1-(sulfooxy)pentan-3-yl isobutyrate | C12 H24 O6 S | 296.1294 | 0.45 | 296.1295 | 295.1222 |  | CC(C)C(=O)OC(C(C)COS(O)(=O)=O)C(C)(C)C | 8.493 | 3 |  | Sulphate | 20 | 20 | 20 | 20 | 20 | 20 | 20 | 20 | 40 | [26 empty] | 14847899.812 | 22067104.336 | 110209401.3413 | 48965383.1308 | 139321998.1093 | 172704177.5587 | 237943173.0483 | 47311329.7055 | 230346255.4976 | 329061419.1625
71 | 6-(2,5-dimethylphenoxy)-3,4,5-trihydroxyoxane-2-carboxylic acid | C14 H18 O7 | 298.1053 | -4.6 | 298.1052 | 297.0979 |  | O(C1=C(C=CC(C)=C1)C)C2OC(C(O)C(O)C2O)C(O)=O | 1.298 | 3 |  | Glucuronide | 20 | 20 | 0 | 0 | 60 | 80 | 20 | 20 | 80 | 64114840.3977 | 23992540.2606 |  |  | 2327904426.2091 | 47338525.5854 | 36541655.0458 | 10805098.6252 | 2008408731.258 | [5 empty] | 13578515.7963 |  |  | 12081547.4744 |  |  |  |  | 15330789.5453 | 594504742.6583 |  |  | 495326175.6527 | [5 empty] | 23368186.2631 | [7 empty] | 19816426.7603 |  |  |  | 15618975.7538
| 6-(2,3-dimethylphenoxy)-3,4,5-trihydroxyoxane-2-carboxylic acid | [6 empty] | CC1=C(C)C=CC=C1OC2OC(C(O)C(O)C2O)C(O)=O | [27 empty] | 13578515.7963 |  |  | 12081547.4744 |  |  |  |  | 15330789.5453 | 594504742.6583 |  |  | 495326175.6527 | [5 empty] | 23368186.2631 | [7 empty] | 19816426.7603 |  |  |  | 15618975.7538
| 6-(2,4-dimethylphenoxy)-3,4,5-trihydroxyoxane-2-carboxylic acid | [6 empty] | O(C1=C(C)C=C(C)C=C1)C2OC(C(O)C(O)C2O)C(O)=O | [27 empty] | 13578515.7963 |  |  | 12081547.4744 |  |  |  |  | 15330789.5453 | 594504742.6583 |  |  | 495326175.6527 | [5 empty] | 23368186.2631 | [7 empty] | 19816426.7603 |  |  |  | 15618975.7538
| 6-(2,6-dimethylphenoxy)-3,4,5-trihydroxyoxane-2-carboxylic acid | [6 empty] | C=1(C=CC=C(C1OC2OC(C(O)C(O)C2O)C(O)=O)C)C | [27 empty] | 13578515.7963 |  |  | 12081547.4744 |  |  |  |  | 15330789.5453 | 594504742.6583 |  |  | 495326175.6527 | [5 empty] | 23368186.2631 | [7 empty] | 19816426.7603 |  |  |  | 15618975.7538
| 6-(3-ethylphenoxy)-3,4,5-trihydroxyoxane-2-carboxylic acid | [6 empty] | C1=C(OC2OC(C(O)C(O)C2O)C(O)=O)C=CC=C1CC | [27 empty] | 13578515.7963 |  |  | 12081547.4744 |  |  |  |  | 15330789.5453 | 594504742.6583 |  |  | 495326175.6527 | [5 empty] | 23368186.2631 | [7 empty] | 19816426.7603 |  |  |  | 15618975.7538
| 6-(4-ethylphenoxy)-3,4,5-trihydroxyoxane-2-carboxylic acid | [6 empty] | O(C1=CC=C(CC)C=C1)C2OC(C(O)C(O)C2O)C(O)=O | [27 empty] | 13578515.7963 |  |  | 12081547.4744 |  |  |  |  | 15330789.5453 | 594504742.6583 |  |  | 495326175.6527 | [5 empty] | 23368186.2631 | [7 empty] | 19816426.7603 |  |  |  | 15618975.7538
| 6-(3,4-dimethylphenoxy)-3,4,5-trihydroxyoxane-2-carboxylic acid | [6 empty] | C=1C(=C(C=CC1OC2OC(C(O)C(O)C2O)C(O)=O)C)C | [27 empty] | 13578515.7963 |  |  | 12081547.4744 |  |  |  |  | 15330789.5453 | 594504742.6583 |  |  | 495326175.6527 | [5 empty] | 23368186.2631 | [7 empty] | 19816426.7603 |  |  |  | 15618975.7538
72 | 6-(2,4-dihydroxyphenoxy)-3,4,5-trihydroxyoxane-2-carboxylic acid | C12 H14 O9 | 302.0638 | 4.36 | 302.0638 | 301.0565 |  | C1(=CC=C(C=C1O)OC2OC(C(O)C(O)C2O)C(O)=O)O | 0.756 | 3 |  | Glucuronide | 0 | 0 | 40 | 0 | 20 | 60 | 0 | 0 | 20 |  |  | 46978665.6435 |  | 282092633.625 | [6 empty] | 55759954.3308 |  |  | 396483903.1499 |  |  | 126373674.0351 | [5 empty] | 106825646.5634 | [8 empty] | 155493002.4587
| 6-(2,5-dihydroxyphenoxy)-3,4,5-trihydroxyoxane-2-carboxylic acid | [6 empty] | C1(=CC=C(C=C1OC2OC(C(O)C(O)C2O)C(O)=O)O)O | [24 empty] | 55759954.3308 |  |  | 396483903.1499 |  |  | 126373674.0351 | [5 empty] | 106825646.5634 | [8 empty] | 155493002.4587
| 6-(2,6-dihydroxyphenoxy)-3,4,5-trihydroxyoxane-2-carboxylic acid | [6 empty] | O(C1=C(O)C=CC=C1O)C2OC(C(O)C(O)C2O)C(O)=O | [24 empty] | 55759954.3308 |  |  | 396483903.1499 |  |  | 126373674.0351 | [5 empty] | 106825646.5634 | [8 empty] | 155493002.4587
| 6-(2,3-dihydroxyphenoxy)-3,4,5-trihydroxyoxane-2-carboxylic acid | [6 empty] | OC1=C(O)C=CC=C1OC2OC(C(O)C(O)C2O)C(O)=O | [24 empty] | 55759954.3308 |  |  | 396483903.1499 |  |  | 126373674.0351 | [5 empty] | 106825646.5634 | [8 empty] | 155493002.4587
73 | 6-(3-tert-butyl-4-hydroxyphenoxy)-3,4,5-trihydroxyoxane-2-carboxylic acid | C16 H22 O8 | 342.1315 | -3.85 | 342.1315 | 341.1242 |  | O(C1=CC=C(C(=C1)C(C)(C)C)O)C2OC(C(O)C(O)C2O)C(O)=O | 3.752 | 3 |  | Glucuronide | 40 | 60 | 60 | 20 | 80 | 80 | 20 | 40 | 60 | 28049006.9157 | 49747064.2218 |  | 18431715.8527 | 1402419994.0903 | 65446873.7532 | 27959791.0911 | 14723441.7949 | 859740939.5153 |  | 15126789.6042 | 101739352.9843 |  | 12647376.1416 | 353694250.0533 |  |  | 160993914.5651 |  |  | 92444626.7217 |  | 23031816.6983 | 258662245.9248 |  |  | 166161120.6159 | 17234788.4651 | 15935189.8436 | 79989659.054 |  |  | 55266218.3605 |  | 10638949.4765 | [5 empty] | 151358397.6957
| 6-[2-(tert-butyl)-4-hydroxyphenoxy]-3,4,5-trihydroxytetrahydro-2H-pyran-2-carboxylic acid | [6 empty] | OC1=CC=C(C(=C1)C(C)(C)C)OC2OC(C(O)C(O)C2O)C(O)=O | [23 empty] | 15126789.6042 | 101739352.9843 |  | 12647376.1416 | 353694250.0533 |  |  | 160993914.5651 |  |  | 92444626.7217 |  | 23031816.6983 | 258662245.9248 |  |  | 166161120.6159 | 17234788.4651 | 15935189.8436 | 79989659.054 |  |  | 55266218.3605 |  | 10638949.4765 | [5 empty] | 151358397.6957
| 6-[4-(tert-butyl)-2-hydroxyphenoxy]-3,4,5-trihydroxytetrahydro-2H-pyran-2-carboxylic acid | [6 empty] | O(C1=C(O)C=C(C=C1)C(C)(C)C)C2OC(C(O)C(O)C2O)C(O)=O | [23 empty] | 15126789.6042 | 101739352.9843 |  | 12647376.1416 | 353694250.0533 |  |  | 160993914.5651 |  |  | 92444626.7217 |  | 23031816.6983 | 258662245.9248 |  |  | 166161120.6159 | 17234788.4651 | 15935189.8436 | 79989659.054 |  |  | 55266218.3605 |  | 10638949.4765 | [5 empty] | 151358397.6957
| 3,4,5-trihydroxy-6-(2-methoxy-4-propylphenoxy)tetrahydro-2H-pyran-2-carboxylic acid | [6 empty] | C1(OC2OC(C(O)C(O)C2O)C(O)=O)=C(C=C(C=C1)CCC)OC | [23 empty] | 15126789.6042 | 101739352.9843 |  | 12647376.1416 | 353694250.0533 |  |  | 160993914.5651 |  |  | 92444626.7217 |  | 23031816.6983 | 258662245.9248 |  |  | 166161120.6159 | 17234788.4651 | 15935189.8436 | 79989659.054 |  |  | 55266218.3605 |  | 10638949.4765 | [5 empty] | 151358397.6957
| 6-[5-(tert-butyl)-2-hydroxyphenoxy]-3,4,5-trihydroxytetrahydro-2H-pyran-2-carboxylic acid | [6 empty] | OC1=C(OC2OC(C(O)C(O)C2O)C(O)=O)C=C(C=C1)C(C)(C)C | [23 empty] | 15126789.6042 | 101739352.9843 |  | 12647376.1416 | 353694250.0533 |  |  | 160993914.5651 |  |  | 92444626.7217 |  | 23031816.6983 | 258662245.9248 |  |  | 166161120.6159 | 17234788.4651 | 15935189.8436 | 79989659.054 |  |  | 55266218.3605 |  | 10638949.4765 | [5 empty] | 151358397.6957
74 | 6-[(2-hexyl-1,3-dioxolan-4-yl)methoxy]-3,4,5-trihydroxytetrahydro-2H-pyran-2-carboxylic acid | C16 H28 O9 | 364.1733 | -2.87 | 364.1736 | 363.1664 |  | CCCCCCC1OCC(COC2OC(C(O)=O)C(C(C2O)O)O)O1 | 1.798 | 3 |  | Glucuronide | 60 | 0 | 40 | 0 | 40 | 60 | 0 | 0 | 100 | 11749823.7738 |  |  |  | 286369135.2589 |  |  |  | 255870943.4617 | [5 empty] | 127856318.2594 |  |  | 107388612.6476 |  |  | 26388286.3989 |  |  | 420923652.534 |  |  | 340598785.9677 | 113040936.995 |  | 70593220.5283 |  |  | 2216147949.8547 |  |  | 2051255541.5745 | 19481459.0336 |  |  |  | 514150436.2086 |  |  |  | 396726753.3591
74 | 6-[(2-hexyl-1,3-dioxan-5-yl)oxy]-3,4,5-trihydroxytetrahydro-2H-pyran-2-carboxylic acid | C16 H28 O9 | 364.1733 | -2.87 | 364.1736 | 363.1664 |  | O1CC(OC2OC(C(O)=O)C(C(C2O)O)O)COC1CCCCCC | 1.798 | 3 |  | Glucuronide | 60 | 0 | 40 | 0 | 40 | 60 | 0 | 0 | 100 | 11749823.7738 |  |  |  | 286369135.2589 |  |  |  | 255870943.4617 | [5 empty] | 127856318.2594 |  |  | 107388612.6476 |  |  | 26388286.3989 |  |  | 420923652.534 |  |  | 340598785.9677 | 113040936.995 |  | 70593220.5283 |  |  | 2216147949.8547 |  |  | 2051255541.5745 | 19481459.0336 |  |  |  | 514150436.2086 |  |  |  | 396726753.3591
75 | 1,3,4-trihydroxy-5-[(E)-3-(4-hydroxy-3-methoxyphenyl)prop-2-enoyl]oxycyclohexane-1-carboxylic acid | C17 H20 O9 | 368.1107 | -3.64 | 368.1107 | 367.1035 |  | O(C1=C(C=CC(=C1)C=CC(=O)O[C@H]2[C@@H]([C@@H](C[C@@](C2)(O)C(=O)O)O)O)O)C | 0.847 | 3 |  | Glucuronide | 20 | 0 | 20 | 0 | 20 | 40 | 0 | 0 | 60 |  |  |  |  | 314440656.1628 |  |  |  | 346818038.5634 | [5 empty] | 53570794.1892 |  |  | 82342136.9058 | [9 empty] | 37983447.7717 |  | 383133870.8127 |  |  | 151948450.718 |  |  | 348185079.8347
75 | 1,3,4-trihydroxy-5-[(E)-3-(3-hydroxy-4-methoxyphenyl)prop-2-enoyl]oxycyclohexane-1-carboxylic acid | C17 H20 O9 | 368.1107 | -3.64 | 368.1107 | 367.1035 |  | OC1=C(C=CC(=C1)C=CC(=O)O[C@H]2[C@@H]([C@@H](C[C@@](C2)(O)C(=O)O)O)O)OC | 0.847 | 3 |  | Glucuronide | 20 | 0 | 20 | 0 | 20 | 40 | 0 | 0 | 60 |  |  |  |  | 314440656.1628 |  |  |  | 346818038.5634 | [5 empty] | 53570794.1892 |  |  | 82342136.9058 | [9 empty] | 37983447.7717 |  | 383133870.8127 |  |  | 151948450.718 |  |  | 348185079.8347
76 | 6-[2-(2-ethylhexyl)oxycarbonylphenoxy]-3,4,5-trihydroxytetrahydro-2H-pyran-2-carboxylic acid | C21 H30 O9 | 426.189 | 0.98 | 426.1894 | 425.1821 |  | C(=O)(C1=C(C=CC=C1)OC2OC(C(O)C(O)C2O)C(O)=O)OCC(CCCC)CC | 6.131 | 3 |  | Glucuronide | 0 | 0 | 20 | 0 | 20 | 20 | 0 | 0 | 40 |  |  | 20389158.046 |  | 32637804.5736 |  |  |  | 34253310.805 | [8 empty] | 13719690.2322 | [5 empty] | 49149816.9986
76 | 3,4,5-trihydroxy-6-[2-(octyloxy)carbonylphenoxy]tetrahydro-2H-pyran-2-carboxylic acid | C21 H30 O9 | 426.189 | 0.98 | 426.1894 | 425.1821 |  | C1(C(=O)OCCCCCCCC)=C(OC2OC(C(O)C(O)C2O)C(O)=O)C=CC=C1 | 6.131 | 3 |  | Glucuronide | 0 | 0 | 20 | 0 | 20 | 20 | 0 | 0 | 40 |  |  | 20389158.046 |  | 32637804.5736 |  |  |  | 34253310.805 | [8 empty] | 13719690.2322 | [5 empty] | 49149816.9986
76 | 6-[(3,5-di-tert-butyl-4-hydroxybenzoyl)oxy]-3,4,5-trihydroxytetrahydro-2H-pyran-2-carboxylic acid | C21 H30 O9 | 426.189 | 0.98 | 426.1894 | 425.1821 |  | C1(=C(C(=CC(=C1)C(OC2OC(C(O)C(O)C2O)C(O)=O)=O)C(C)(C)C)O)C(C)(C)C | 6.131 | 3 |  | Glucuronide | 0 | 0 | 20 | 0 | 20 | 20 | 0 | 0 | 40 |  |  | 20389158.046 |  | 32637804.5736 |  |  |  | 34253310.805 | [8 empty] | 13719690.2322 | [5 empty] | 49149816.9986
77 | 3,4,5-trihydroxy-6-[5-hydroxy-2-(2-(4-hydroxyphenyl)propanoyl)phenoxy]tetrahydro-2H-pyran-2-carboxylic acid | C21 H22 O10 | 434.1213 | -2.64 | 434.1215 | 433.1142 |  | C(C(C)C1=CC=C(C=C1)O)(=O)C2=CC=C(C=C2OC3OC(C(O)C(O)C3O)C(O)=O)O | 1.582 | 3 |  | Glucuronide | 0 | 20 | 0 | 0 | 20 | 40 | 20 | 0 | 40 |  | 103765246.8663 |  |  | 2676602036.2721 | 199620696.651 | 312997573.9404 |  | 1815192932.3422 | [5 empty] | 63614132.1214 |  |  | 42282046.9062
77 | 6-[4-(1-(2,4-dihydroxyphenyl)-1-oxopropan-2-yl)phenoxy]-3,4,5-trihydroxytetrahydro-2H-pyran-2-carboxylic acid | C21 H22 O10 | 434.1213 | -2.64 | 434.1215 | 433.1142 |  | C(C(C)C1=CC=C(C=C1)OC2OC(C(O)C(O)C2O)C(O)=O)(=O)C3=CC=C(C=C3O)O | 1.582 | 3 |  | Glucuronide | 0 | 20 | 0 | 0 | 20 | 40 | 20 | 0 | 40 |  | 103765246.8663 |  |  | 2676602036.2721 | 199620696.651 | 312997573.9404 |  | 1815192932.3422 | [5 empty] | 63614132.1214 |  |  | 42282046.9062
78 | 3,4,5-trihydroxy-6-[4-(3-hydroxybenzyl)-5-oxotetrahydrofuran-3-ylmethylphenoxy]tetrahydro-2H-pyran-2-carboxylic acid | C24 H26 O10 | 474.1526 | -2.09 | 474.1529 | 473.1457 |  | C1([C@@H]([C@@H](CC=2C=C(OC3OC(C(O)C(O)C3O)C(O)=O)C=CC2)CO1)CC4=CC(O)=CC=C4)=O | 2.146 | 3 |  | Glucuronide | 60 | 80 | 80 | 0 | 80 | 100 | 80 | 60 | 100 | 60174613.5598 | 124690444.1834 |  |  | 1597352183.9453 | 302725713.967 | 21395705.6258 | 37620037.0644 | 1499722402.314 | 23976787.924 | 35507081.7595 | 231691712.2091 |  | 74644890.9581 | 512812535.0852 | 11043210.2983 |  | 424841792.2208 |  | 112134149.2854 | 353916460.249 |  | 266662518.4599 | 1700500581.7945 | 47945241.1278 | 30052634.5654 | 1525567051.3921 |  |  | 25061972.414 |  |  | 38608749.8775 |  |  | 24613247.8366 | 39603515.0923 | 54972334.3053 | 423928615.8368 |  | 921801114.3795 | 122015052.353 | 22743598.0268 | 15526743.4314 | 661186448.9759
78 | 3,4,5-trihydroxy-6-[4-(3-hydroxybenzyl)-2-oxotetrahydrofuran-3-ylmethyl)phenoxy]tetrahydro-2H-pyran-2-carboxylic acid | C24 H26 O10 | 474.1526 | -2.09 | 474.1529 | 473.1457 |  | C1([C@@H]([C@@H](CC=2C=C(O)C=CC2)CO1)CC3=CC(OC4OC(C(O)C(O)C4O)C(O)=O)=CC=C3)=O | 2.146 | 3 |  | Glucuronide | 60 | 80 | 80 | 0 | 80 | 100 | 80 | 60 | 100 | 60174613.5598 | 124690444.1834 |  |  | 1597352183.9453 | 302725713.967 | 21395705.6258 | 37620037.0644 | 1499722402.314 | 23976787.924 | 35507081.7595 | 231691712.2091 |  | 74644890.9581 | 512812535.0852 | 11043210.2983 |  | 424841792.2208 |  | 112134149.2854 | 353916460.249 |  | 266662518.4599 | 1700500581.7945 | 47945241.1278 | 30052634.5654 | 1525567051.3921 |  |  | 25061972.414 |  |  | 38608749.8775 |  |  | 24613247.8366 | 39603515.0923 | 54972334.3053 | 423928615.8368 |  | 921801114.3795 | 122015052.353 | 22743598.0268 | 15526743.4314 | 661186448.9759
79 |  | C9 H10 O4 | 182.0579 | -4.91 | 182.057 | 181.0497 |  |  | 0.989 | 4 |  | No | 20 | 20 | 80 | 20 | 60 | 100 | 40 | 20 | 100 |  |  | 67352168.9114 |  | 79474867.3381 | 26806547.3336 |  |  | 84912995.0659 | [5 empty] | 31349363.7693 |  |  | 30991014.2123 | 38073003.2667 | 53890837.8974 | 108160832.3625 |  |  | 65444783.9661 | 894603937.7552 |  | 138465408.363 |  |  | 167797836.3377 | 128598574.2502 | 46796571.1753 | 28841569.431 | 558445240.8536 | 171086414.0772 | 45626408.8862 |  |  | 68282637.3518 |  | 33076919.2882 | 21939646.72 |  |  | 29603280.8509
80 |  | C10 H11 N O3 | 193.0739 | -4.31 | 193.0731 | 192.0658 |  |  | 0.892 | 4 |  | No | 80 | 40 | 60 | 0 | 60 | 60 | 20 | 20 | 40 | 47203981.8728 | 13258643.031 |  |  |  | 26295021.4037 |  |  |  | 18499061.0649 |  | 159678146.3871 |  |  | 229962305.3733 |  |  | 221824104.4742 | 84371164.7592 | 16173080.8253 | 1291442450.4841 |  | 29328950.7321 | 923057152.7052 |  |  |  | 72300429.6106 |  | 517223471.6456 |  | 16457677.088 |  | 60907978.7523 | 29847436.7377 | 380187529.9404 |  |  |  |  | 74130175.0135
81 |  | C8 H10 O4 S | 202.03 | -3.54 | 202.0293 | 201.022 |  |  | 1.902 | 4 |  | Sulphate | 60 | 100 | 20 | 40 | 60 | 80 | 60 | 60 | 100 | 880439299.2698 | 5748390288.9572 |  | 5730963111.0609 |  | 6243482004.1278 | 536803371.0671 |  | 11991773421.7941 |  | 60693971.5211 |  |  | 79252585.6284 |  |  |  | 100012178.214 |  | 983769120.8848 |  |  |  | 922149401.9039 | 54958796.656 | 929292832.2743 | 1186395828.5291 | 72045295.1397 | 327151641.8158 | 50195311.9572 | 494801227.8202 | 545454044.7274 | 1031946977.2143 | 48664333.9851 | 572803510.2091 | 1025102666.6893 | 19003680.6392 | 118814450.2244 |  |  | 194187508.5366 | 120689925.5579 |  | 16415130.326 | 209876100.3017
82 |  | C7 H9 N O4 S | 203.0252 | -3.47 | 203.0245 | 202.0172 |  |  | 1.064 | 4 |  | Sulphate | 40 | 40 | 0 | 0 | 80 | 60 | 0 | 0 | 80 | 55066895.5338 |  |  |  | 318212881.3038 |  |  |  | 399611043.6478 | [5 empty] | 27089212.206 |  |  | 22249261.1528 |  | 35765080.8058 |  |  | 42341445.3773 | 129598018.7855 |  |  | 136890275.816 | 103210918.0057 | 58085959.9305 |  |  | 73932403.2479 | 207647269.9716 |  |  | 216992923.8457 |  |  |  |  | 15802993.0898
83 |  | C10 H11 N O4 | 209.0688 | -3.18 | 209.0681 | 208.0609 |  |  | 1.054 | 4 |  | Glycine | 0 | 20 | 80 | 0 | 60 | 60 | 40 | 0 | 100 |  |  |  |  | 86626737.2075 |  |  |  | 82419218.7053 |  |  | 12350860.641 |  |  | 184593103.7567 |  |  | 227522875.765 |  |  | 40559880.9474 |  |  | 123547047.7023 |  |  | 118889932.1896 |  | 20964902.7585 | 309092834.8596 |  | 37020460.8283 | 777411606.9184 | 32720865.426 |  | 927533841.5839 |  |  | 33718330.9645 |  | 51989172.4628 |  | 20238918.3774 |  | 43360732.3405
84 |  | C9 H12 O4 S | 216.0456 | -2.47 | 216.0451 | 215.0378 |  |  | 2.686 | 4 |  | Sulphate | 20 | 20 | 0 | 0 | 20 | 20 | 0 | 0 | 20 | [18 empty] | 16140521.3299 | 84506565.4296 |  |  | 159533053.7364 | 153611565.7873 |  |  | 272284555.9462
85 |  | C9 H12 O4 S | 216.0456 | -2.51 | 216.0451 | 215.0378 |  |  | 3.23 | 4 |  | Sulphate | 20 | 20 | 0 | 20 | 20 | 20 | 0 | 40 | 60 | [8 empty] | 16360193.4055 | [9 empty] | 25863688.9923 | 178989571.5665 |  | 136763996.1943 | 337199846.3731 | 257318175.3942 |  | 183103790.219 | 410968401.7351 | [7 empty] | 14526226.9203 | 81478457.863
86 |  | C8 H10 O5 S | 218.0249 | -2.55 | 218.0243 | 217.0171 |  |  | 1.265 | 4 |  | Sulphate | 40 | 100 | 40 | 40 | 80 | 100 | 60 | 40 | 100 | 10069637.0989 | 1923195261.1116 |  | 1285697866.2046 |  | 1729413154.4352 | 404604891.6478 | 1395930375.0841 | 3153761232.3943 |  | 61059599.6162 |  |  | 70395345.5475 | 111301685.3777 |  |  | 151658579.7338 |  | 836379854.2091 | 41434824.8731 |  | 596614105.344 | 766641944.392 | 156716780.5418 |  | 861787413.2694 | 69779478.396 | 2127964316.766 | 454000699.9696 | 2295671255.2909 | 2251432085.6544 | 3568077142.3 | 474965040.2379 | 2177810316.1527 | 3167867697.536 |  | 52351780.9438 |  |  | 51986444.6977 | 38695951.6235 |  |  | 66530408.7824
87 |  | C8 H8 O6 S | 232.0042 | -1.96 | 232.0037 | 230.9964 |  |  | 0.75 | 4 |  | Sulphate | 80 | 20 | 60 | 0 | 60 | 60 | 20 | 0 | 100 | 29057166.6973 | 124170503.9453 | 41756148.1904 |  | 271663309.8193 | 115761184.6597 |  |  | 942381402.6572 | 38367237.4201 |  | 22514981.575 |  | 35434077.6901 | 590697706.0555 |  |  | 925436883.8186 | [8 empty] | 374398555.2523 | 107648041.7652 |  | 30612554.9484 |  |  | 1129988412.5416 | 52107079.1538 |  | 895539138.1359 | 10875360.1475 |  |  |  | 362158139.6772 |  |  |  | 148825973.8685
88 |  | C9 H12 O5 S | 232.0405 | -1.62 | 232.0402 | 231.0329 |  |  | 2.033 | 4 |  | Sulphate | 60 | 60 | 60 | 40 | 40 | 60 | 20 | 20 | 80 | 57850956.1815 | 358774040.5332 |  | 285591961.2939 |  | 362094253.9826 |  | 88461446.0053 | 779961265.5121 |  |  | 79935218.1416 | [6 empty] | 75928493.081 | 435676645.6493 | 75878478.6381 |  | 424445408.6951 | 926673430.874 |  |  | 977580507.1719 | 70292765.3567 | 311844758.2023 | 26550701.3301 | 278118656.7394 | 409208979.8412 | 1138383854.3777 | 21216633.1873 |  | 1387868278.381 | [8 empty] | 13688772.0354
89 |  | C8 H10 O6 S | 234.0198 | 0.49 | 234.0193 | 233.012 |  |  | 0.843 | 4 |  | Sulphate | 80 | 40 | 40 | 0 | 20 | 80 | 0 | 0 | 100 | 11100108.1006 | 52777577.8241 | 11052252.6135 |  | 269602591.9926 | 68097767.2946 |  |  | 224463897.8926 | 10107740.7973 |  |  |  |  | 799681378.509 |  |  | 542696108.2898 | [5 empty] | 450361416.9991 |  |  | 292897913.7584 | 33099307.5961 | [7 empty] | 11371732.7501 | 73397072.8917 | 49636979.5118 | 26482667.1957 |  |  | 68660057.85 |  |  | 1365126734.9158
90 |  | C11 H13 N O5 | 239.0794 | -1.2 | 239.0791 | 238.0718 |  |  | 0.788 | 4 |  | Glycine | 0 | 0 | 60 | 0 | 0 | 20 | 0 | 0 | 20 | [11 empty] | 12008090.0803 |  |  | 15738963.9937 | [5 empty] | 206633981.9546 | [8 empty] | 10432999.5459 | [5 empty] | 11786877.0359
91 |  | C11 H13 N O5 | 239.0794 | -1.51 | 239.079 | 238.0717 |  |  | 0.847 | 4 |  | Glycine | 0 | 0 | 20 | 0 | 0 | 40 | 0 | 0 | 20 | [23 empty] | 110911265.8771 |  |  | 230872010.8271 |  |  | 14413539.0197 |  |  | 24623969.9773
92 |  | C9 H10 O6 S | 246.0198 | 3.53 | 246.0196 | 245.0123 |  |  | 1.085 | 4 |  | Sulphate | 20 | 80 | 40 | 40 | 80 | 80 | 60 | 60 | 100 |  | 61185771.0458 | 33045210.0945 | 114144006.9903 | 817884106.9121 | 54744300.165 | 12702415.911 | 137038883.3726 | 211053833.7618 | [5 empty] | 230803083.3236 |  |  | 372836508.1544 |  | 220922316.2048 |  |  | 236328122.2188 | 618523738.5828 | 11392728.6485 | 28484974.5263 | 755982234.2513 | 48928768.7155 | 161918492.8971 | 44650885.8845 | 152009106.6125 | 228859180.5444 | 1332544543.9642 | 34870081.3838 | 214155913.6106 | 1544978193.1768 |  | 12147455.1374 |  |  | 89682313.3094 |  |  |  | 140629054.6744
93 |  | C9 H13 N O5 S | 247.0514 | -0.74 | 247.0513 | 246.044 |  |  | 0.812 | 4 |  | Sulphate | 40 | 0 | 20 | 0 | 40 | 40 | 0 | 0 | 0 | 59315070.2923 |  |  |  | 15200575.3254 | [15 empty] | 13698273.974 |  |  | 36167840.2406 |  |  |  | 43199016.6 |  |  |  | 18286153.7476 | 19810115.5367
94 |  | C14 H18 O4 | 250.1205 | -0.72 | 250.1203 | 249.113 |  |  | 1.728 | 4 |  | No | 20 | 20 | 20 | 0 | 80 | 80 | 0 | 0 | 80 | 11681695.8216 | 77511425.6652 |  |  | 220622964.8444 | 148079419.2099 |  |  | 254106473.9884 |  |  |  |  | 31067846.7976 | 47586577.3822 |  |  | 45920160.6863 | [5 empty] | 175137049.675 |  |  | 290457809.0983 |  |  | 33420567.1815 |  | 17482371.0246 | 40597770.4821 |  |  | 62596614.8067 |  |  |  |  | 26235372.0633
95 |  | C10 H14 O6 S | 262.0511 | -4.03 | 262.0511 | 261.0438 |  |  | 1.07 | 4 |  | Sulphate | 0 | 20 | 0 | 0 | 40 | 80 | 0 | 20 | 80 |  |  |  |  | 48392901.2027 | 10993397.1261 |  |  | 49508436.1305 | [5 empty] | 33900767.8328 |  |  | 46830133.238 | [5 empty] | 20968841.6309 |  |  | 21300110.5682 |  | 33198494.221 |  |  | 60539307.0229 | 158731769.8737 |  | 17067423.6487 | 187747910.214
96 |  | C10 H12 O7 S | 276.0304 | 0.12 | 276.0304 | 275.0231 |  |  | 0.747 | 4 |  | Sulphate | 20 | 0 | 0 | 0 | 40 | 20 | 0 | 0 | 80 |  |  |  |  | 451335521.9916 | [12 empty] | 77207331.4345 | [8 empty] | 98093148.878 | 33543542.3521 |  |  |  |  | 1857655786.0715 |  |  | 2091212825.579 |  |  |  |  | 141912249.6838 |  |  |  | 225001773.2917
97 |  | C13 H16 O7 | 284.0896 | 3.82 | 284.0896 | 283.0823 |  |  | 1.026 | 4 |  | Glucuronide | 20 | 0 | 40 | 0 | 40 | 60 | 0 | 0 | 80 |  |  |  |  | 527421886.4837 |  |  |  | 544977224.8271 | [5 empty] | 550575423.9767 |  |  | 488747507.5519 |  |  | 43053666.0768 |  | 19014423.2119 | 1971176232.9178 |  |  | 1824779470.5587 | 18369501.2191 |  | 53932382.9789 |  |  | 105034616.9146 |  |  | 120956150.5393
98 |  | C14 H18 O8 | 314.1002 | -4.02 | 314.1002 | 313.093 |  |  | 0.773 | 4 |  | Glucuronide | 40 | 0 | 20 | 0 | 40 | 40 | 0 | 0 | 20 | 12367877.3107 |  |  |  | 15431689.02 |  |  |  |  | 11136461.2955 |  | 24603968.5306 |  |  | 870775118.1064 |  |  | 14260543.6081 | [5 empty] | 12330996.9264 | [16 empty] | 15953042.0908
99 |  | C14 H18 O8 | 314.1002 | 3.98 | 314.1003 | 313.093 |  |  | 1.034 | 4 |  | Glucuronide | 0 | 0 | 20 | 0 | 20 | 60 | 0 | 0 | 80 |  |  |  |  | 233364090.9266 |  |  |  | 191808090.9639 | [5 empty] | 43384818.6117 |  |  | 20466150.3457 | [5 empty] | 102254950.2167 |  |  | 88035080.695 |  |  | 114936853.7959 |  |  | 181179265.8718 |  |  | 162675942.1867
100 |  | C14 H26 O8 | 322.1628 | -4.13 | 322.1628 | 321.1555 |  |  | 1.455 | 4 |  | Glucuronide | 0 | 0 | 0 | 0 | 40 | 60 | 0 | 0 | 100 |  |  |  |  | 59936313.8232 |  |  |  | 44541398.7324 | [5 empty] | 35665558.9973 |  |  | 33679151.2011 | [5 empty] | 185111971.6749 |  |  | 151796046.9361 | [5 empty] | 52739138.9482 |  |  | 76144217.9316 |  |  |  |  | 58991857.2727 |  |  |  | 43890194.1178
101 |  | C15 H18 O8 | 326.1002 | -3.79 | 326.1003 | 325.093 |  |  | 1.283 | 4 |  | Glucuronide | 40 | 40 | 40 | 0 | 80 | 80 | 60 | 20 | 100 | 31574220.56 |  |  |  | 1337267895.9165 | 23520449.1442 | 10322973.8709 |  | 1108842309.2571 | [5 empty] | 204511486.618 |  |  | 142901084.1208 |  | 11048137.6148 | 32493999.3382 |  | 23904508.9187 | 1062536135.3422 | 14422739.4881 |  | 914839218.6262 | 189818472.6546 | 35412583.1256 | 817717216.2453 |  | 76469913.0138 | 2166461142.5043 | 35418363.0393 | 13280440.5228 | 2309632851.016 |  |  |  |  | 126520354.6878 |  |  |  | 86745122.1009
102 |  | C16 H22 O7 | 326.1365 | -3.57 | 326.1367 | 325.1295 |  |  | 2.46 | 4 |  | Glucuronide | 20 | 0 | 40 | 0 | 40 | 40 | 0 | 0 | 100 |  |  |  |  | 60858501.8083 |  |  |  | 62857821.2411 | [8 empty] | 18867629.477 |  |  | 44049062.7619 |  |  | 95165276.231 |  |  | 99697559.3652 | 14569900.0517 |  | 222062079.1024 |  | 14417239.1325 | 583349143.2359 |  |  | 602108782.7371 | [8 empty] | 39369756.5846
103 |  | C16 H22 O7 | 326.1365 | -3.65 | 326.1367 | 325.1294 |  |  | 3.982 | 4 |  | Glucuronide | 20 | 20 | 40 | 20 | 40 | 40 | 20 | 0 | 40 | [9 empty] | 116750783.4426 | 177539801.4784 | 1368664382.0474 | 125920832.5944 | 317896782.9577 | 3172275103.2584 | 23990860.6035 |  | 3179862701.9843 | [5 empty] | 33824098.1756 |  |  | 32800704.9012 | [11 empty] | 23632121.5911 |  | 13172986.0136
104 |  | C15 H20 O8 | 328.1158 | -3.7 | 328.1159 | 327.1087 |  |  | 1.592 | 4 |  | Glucuronide | 40 | 0 | 40 | 0 | 40 | 40 | 0 | 0 | 60 | 14354623.8935 |  |  |  | 384448045.8337 |  |  |  | 355502775.3858 | [11 empty] | 14248573.6648 |  |  | 381011690.9193 |  |  | 313318220.9544 | 28007182.0172 |  | 183540786.4703 |  | 14345063.3308 | 527087532.9745 |  |  | 447144171.1259
105 |  | C15 H26 O8 | 334.1628 | -3.29 | 334.163 | 333.1557 |  |  | 6.434 | 4 |  | Glucuronide | 0 | 20 | 0 | 0 | 20 | 40 | 0 | 20 | 20 | [23 empty] | 42549647.3533 |  |  | 33899224.7523 | [10 empty] | 12784043.276 |  |  | 253698414.4243 | 14975097.9317 |  | 14303757.9008
106 |  | C15 H14 O7 S | 338.046 | 1.56 | 338.0466 | 337.0393 |  |  | 2.459 | 4 |  | Glucuronide | 0 | 20 | 0 | 20 | 0 | 0 | 0 | 0 | 0 |  | 46340286.1221 |  | 71045203.0026
107 |  | C15 H18 O9 | 342.0951 | -4.16 | 342.095 | 341.0877 |  |  | 0.944 | 4 |  | Glucuronide | 0 | 0 | 20 | 0 | 0 | 20 | 0 | 0 | 20 | [23 empty] | 190829430.0828 |  |  | 137012124.2538 |  |  | 15258910.2992
108 |  | C16 H22 O8 | 342.1315 | 3.53 | 342.1316 | 341.1243 |  |  | 5.034 | 4 |  | Glucuronide | 40 | 40 | 60 | 0 | 60 | 60 | 40 | 40 | 80 | 15833575.5957 | 14782012.5336 | 119920522.768 |  | 171561781.0081 | 88784608.4649 | 31794563.6681 | 18726876.1108 | 588716073.2022 |  |  |  |  | 19910741.0468 | 53316130.2901 |  |  | 142396596.0701 | 16306070.5272 | 18270741.0357 | 183828714.4371 |  | 31679284.8129 | 217834710.5468 | 11768680.1105 | 10445288.0781 | 207797475.9098 | [11 empty] | 17433057.8123 | [5 empty] | 34283635.0638
109 |  | C14 H16 O10 | 344.0743 | 3.42 | 344.0744 | 343.0671 |  |  | 0.643 | 4 |  | Glucuronide | 20 | 0 | 80 | 0 | 40 | 60 | 0 | 0 | 80 |  |  | 31762483.2007 |  | 221304493.4162 | [6 empty] | 26791993.9865 |  |  | 221623211.505 |  |  | 142546105.1183 | 40331142.7047 |  | 273308545.7801 |  |  | 1517201367.4137 |  |  | 1360423196.6193 |  |  | 45727060.3789 |  |  | 410740279.0815 |  |  | 246004269.3766 |  |  |  |  | 96495125.9704 |  |  |  | 56976141.559
110 |  | C16 H24 O8 | 344.1471 | 3.59 | 344.1472 | 343.14 |  |  | 3.552 | 4 |  | Glucuronide | 0 | 0 | 20 | 0 | 0 | 20 | 0 | 0 | 40 | [8 empty] | 27370163.9461 | [17 empty] | 14666368.1743 |  |  | 1243262710.1837 |  |  | 1711968601.2918
111 |  | C15 H26 O9 | 350.1577 | -3.74 | 350.1577 | 349.1504 |  |  | 1.274 | 4 |  | Glucuronide | 0 | 0 | 0 | 0 | 40 | 40 | 0 | 0 | 60 |  |  |  |  | 97769123.4117 |  |  |  | 26921016.6684 | [5 empty] | 39009492.2343 | [17 empty] | 164800966.1267 |  |  | 80400885.5466 |  |  |  |  | 246508010.0527 |  |  |  | 128044827.085
112 |  | C15 H18 O10 | 358.09 | -3.12 | 358.0902 | 357.0829 |  |  | 0.783 | 4 |  | Glucuronide | 0 | 0 | 20 | 0 | 40 | 60 | 0 | 0 | 40 |  |  |  |  | 32801441.4845 | [9 empty] | 48783179.2135 |  |  | 24667002.5567 |  |  | 1664822453.2529 |  |  | 4965124711.9044 |  |  | 4367289635.1616 | [5 empty] | 59036771.2571 | [7 empty] | 166371893.9998
113 |  | C17 H20 O9 | 368.1107 | -3.43 | 368.1108 | 367.1035 |  |  | 1.499 | 4 |  | Glucuronide | 0 | 0 | 20 | 0 | 20 | 40 | 0 | 0 | 60 |  |  |  |  | 193861269.8301 |  |  |  | 125931643.5297 | [14 empty] | 76107940.0849 |  |  | 52938400.8348 |  |  | 56312981.2813 |  |  | 137355151.2738 |  |  | 99542250.1924
114 |  | C16 H20 O10 | 372.1057 | 3.14 | 372.1057 | 371.0984 |  |  | 0.712 | 4 |  | Glucuronide | 0 | 0 | 20 | 0 | 40 | 40 | 0 | 0 | 80 |  |  |  |  | 151748544.5927 | [9 empty] | 45589731.4557 |  |  | 38117650.1477 | [8 empty] | 41004321.8691 |  |  | 36966563.7673 |  |  | 660082223.3911 |  |  | 937168143.9917 |  |  |  |  | 80732615.532 |  |  |  | 68088814.1579

## TZ14
Table Z14 - Annotated suspects (identification confidence levels 1 - 3) in the human biofluids at the positive ionization mode.
[10 empty] | ANNOTATION |  |  |  |  | RETENTION TIME (RT, min) |  | RETENTION TIME INDICES |  |  | BIOFLUIDS
Feature number | Compound name | Phase II metabolite | Formula | [M+H]+ | ∆Mass (ppm) | Smile | Spiked suspect | Real spiked | Endogen | Without any endogenous list | With inclusion endogenous list | With exclusion endogenous list | mzCloud match (%) | Confidence level | Measured | Predicted | Experimental | Predicted | Confidence (box) | Follicular fluid | Milk | Saliva | Urine
1 | Caprolactam |  | C6 H11 N O | 114.0915 | 1.46 | O=C1CCCCCN1 | ✓ | ✓ | x | ✓ | ✓ | ✓ |  | 1 | 3.539 |  |  |  |  | ✓ | x | x | ✓
2 | 1,2,3-Benzotriazole |  | C6 H5 N3 | 120.0558 | 1.2 | N1N=NC2=C1C=CC=C2 | ✓ | ✓ | x | ✓ | ✓ | ✓ |  | 1 | 4.693 |  |  |  |  | ✓ | ✓ | ✓ | ✓
3 | Benzothiazole |  | C7 H5 N S | 136.0216 | 0.08 | S1C=NC2=CC=CC=C12 | ✓ | ✓ | x | ✓ | ✓ | ✓ |  | 1 | 7.252 |  |  |  |  | ✓ | x | x | x
4 | Naphthol |  | C10 H8 O | 145.0648 | 0.09 | OC1=CC=CC2=CC=CC=C12 | ✓ | ✓ | x | ✓ | ✓ | x |  | 1 | 8.093 |  |  |  |  | ✓ | ✓ | ✓ | ✓
5 | Diethyl phosphate |  | C4 H11 O4 P | 155.0468 | -0.04 | CCOP(O)(=O)OCC | ✓ | ✓ | x | ✓ | ✓ | ✓ |  | 1 | 6.742 |  |  |  |  | ✓ | x | x | x
6 | Nicotine |  | C10 H14 N2 | 163.1229 | -0.51 | CN1CCC[CH]1C1=CN=CC=C1 | ✓ | ✓ | x | ✓ | ✓ | x |  | 1 | 0.797 |  |  |  |  | ✓ | x | x | x
7 | Carbofuran phenol |  | C10 H12 O2 | 165.091 | 0.2 | CC1(CC2=C(O1)C(=CC=C2)O)C | ✓ | ✓ | x | ✓ | ✓ | ✓ |  | 1 | 7.746 |  |  |  |  | x | ✓ | ✓ | x
8 | Cotinine |  | C10 H12 N2 O | 177.1022 | -0.1 | CN1[CH](CCC1=O)C1=CN=CC=C1 | ✓ | ✓ | x | ✓ | ✓ | x |  | 1 | 0.985 |  |  |  |  | ✓ | x | ✓ | ✓
9 | Carbendazim |  | C9 H9 N3 O2 | 192.0767 | -0.18 | COC(=O)NC1=NC2=CC=CC=C2N1 | ✓ | ✓ | x | ✓ | ✓ | ✓ |  | 1 | 3.418 |  |  |  |  | ✓ | ✓ | ✓ | x
10 | Diethyltoluamide |  | C12 H17 N O | 192.1383 | -0.03 | CCN(CC)C(=O)C1=CC=CC(C)=C1 | ✓ | ✓ | x | ✓ | ✓ | ✓ |  | 1 | 8.767 |  |  |  |  | ✓ | ✓ | ✓ | ✓
11 | Ethyl 4-Dimethylaminobenzoate |  | C11 H15 N O2 | 194.1176 | 0.3 | CCOC(=O)C1=CC=C(C=C1)N(C)C | ✓ | ✓ | x | ✓ | ✓ | ✓ |  | 1 | 10.272 |  |  |  |  | ✓ | ✓ | ✓ | ✓
12 | Caffeine |  | C8 H10 N4 O2 | 195.0877 | 0.21 | CN1C=NC2=C1C(=O)N(C)C(=O)N2C | ✓ | ✓ | x | ✓ | ✓ | x |  | 1 | 4.437 |  |  |  |  | ✓ | ✓ | ✓ | ✓
13 | 4-Methylbenzophenone |  | C14 H12 O | 197.0961 | -0.04 | CC1=CC=C(C=C1)C(=O)C1=CC=CC=C1 | ✓ | ✓ | x | ✓ | ✓ | ✓ |  | 1 | 11.029 |  |  |  |  | ✓ | ✓ | ✓ | ✓
14 | Thiabendazole |  | C10 H7 N3 S | 202.0433 | -0.12 | N1C2=C(C=CC=C2)N=C1C1=CSC=N1 | ✓ | ✓ | x | ✓ | ✓ | ✓ |  | 1 | 4.138 |  |  |  |  | ✓ | ✓ | ✓ | ✓
15 | Simazine |  | C7 H12 Cl N5 | 202.0854 | -0.09 | CCNC1=NC(NCC)=NC(Cl)=N1 | ✓ | ✓ | x | ✓ | ✓ | ✓ |  | 1 | 7.647 |  |  |  |  | ✓ | ✓ | ✓ | ✓
16 | Metamitron |  | C10 H10 N4 O | 203.0927 | -0.19 | CC1=NN=C(C(=O)N1N)C1=CC=CC=C1 | ✓ | ✓ | x | ✓ | ✓ | ✓ |  | 1 | 5.447 |  |  |  |  | ✓ | ✓ | ✓ | ✓
17 | Crotamiton |  | C13 H17 N O | 204.1383 | 0.07 | CCN(C(=O)C=CC)C1=CC=CC=C1C | ✓ | ✓ | x | ✓ | ✓ | ✓ |  | 1 | 9.621 |  |  |  |  | ✓ | ✓ | ✓ | ✓
18 | Isoproturon |  | C12 H18 N2 O | 207.1492 | -0.01 | CC(C)C1=CC=C(NC(=O)N(C)C)C=C1 | ✓ | ✓ | x | ✓ | ✓ | x |  | 1 | 8.814 |  |  |  |  | ✓ | ✓ | ✓ | ✓
19 | N-Desmethylacetamiprid |  | C9 H9 Cl N4 | 209.0588 | -0.06 | CC(=NCC1=CN=C(C=C1)Cl)NC#N | ✓ | ✓ | x | ✓ | ✓ | ✓ |  | 1 | 5.616 |  |  |  |  | ✓ | ✓ | x | x
20 | Propachlor |  | C11 H14 Cl N O | 212.0836 | -0.43 | CC(C)N(C(=O)CCl)C1=CC=CC=C1 | ✓ | ✓ | x | ✓ | ✓ | ✓ |  | 1 | 8.808 |  |  |  |  | ✓ | ✓ | ✓ | ✓
21 | Chlortoluron |  | C10 H13 Cl N2 O | 213.0789 | -0.06 | CN(C)C(=O)NC1=CC(Cl)=C(C)C=C1 | ✓ | ✓ | x | ✓ | ✓ | ✓ |  | 1 | 8.503 |  |  |  |  | ✓ | ✓ | ✓ | ✓
22 | Metribuzin |  | C8 H14 N4 O S | 215.0962 | 0.47 | CSC1=NN=C(C(=O)N1N)C(C)(C)C | ✓ | ✓ | x | ✓ | ✓ | ✓ |  | 1 | 7.524 |  |  |  |  | ✓ | x | x | x
23 | Atrazine |  | C8 H14 Cl N5 | 216.101 | -0.22 | CCNC1=NC(NC(C)C)=NC(Cl)=N1 | ✓ | ✓ | x | ✓ | ✓ | ✓ |  | 1 | 8.706 |  |  |  |  | ✓ | ✓ | ✓ | ✓
24 | Propanil |  | C9 H9 Cl2 N O | 218.0134 | -0.02 | CCC(=O)NC1=CC=C(Cl)C(Cl)=C1 | ✓ | ✓ | x | ✓ | ✓ | ✓ |  | 1 | 9.651 |  |  |  |  | ✓ | ✓ | ✓ | ✓
25 | Quinmerac |  | C11 H8 Cl N O2 | 222.0316 | -0.23 | CC1=CC2=C(N=C1)C(C(O)=O)=C(Cl)C=C2 | ✓ | ✓ | x | ✓ | ✓ | ✓ |  | 1 | 5.969 |  |  |  |  | ✓ | ✓ | ✓ | ✓
26 | Chloridazon |  | C10 H8 Cl N3 O | 222.0428 | -0.21 | NC1=C(Cl)C(=O)N(N=C1)C1=CC=CC=C1 | ✓ | ✓ | x | ✓ | ✓ | ✓ |  | 1 | 5.804 |  |  |  |  | ✓ | ✓ | ✓ | ✓
27 | Carbofuran |  | C12 H15 N O3 | 222.1124 | -0.33 | CNC(=O)OC1=CC=CC2=C1OC(C)(C)C2 | ✓ | ✓ | x | ✓ | ✓ | ✓ |  | 1 | 7.646 |  |  |  |  | ✓ | x | x | ✓
28 | Mexacarbate |  | C12 H18 N2 O2 | 223.144 | -0.39 | CNC(=O)OC1=CC(C)=C(N(C)C)C(C)=C1 | ✓ | ✓ | x | ✓ | ✓ | ✓ |  | 1 | 3.99 |  |  |  |  | ✓ | ✓ | ✓ | ✓
29 | Methiocarb |  | C11 H15 N O2 S | 226.0896 | -0.26 | CNC(=O)OC1=CC(C)=C(SC)C(C)=C1 | ✓ | ✓ | x | ✓ | ✓ | ✓ |  | 1 | 9.721 |  |  |  |  | ✓ | ✓ | ✓ | ✓
30 | Ametryn |  | C9 H17 N5 S | 228.1277 | -0.25 | CCNC1=NC(SC)=NC(NC(C)C)=N1 | ✓ | ✓ | x | ✓ | ✓ | ✓ |  | 1 | 7.864 |  |  |  |  | ✓ | ✓ | ✓ | ✓
31 | Dimethoate |  | C5 H12 N O3 P S2 | 230.0068 | -0.3 | CNC(=O)CSP(=S)(OC)OC | ✓ | ✓ | x | ✓ | ✓ | ✓ |  | 1 | 5.611 |  |  |  |  | ✓ | ✓ | ✓ | ✓
32 | Terbutylazine |  | C9 H16 Cl N5 | 230.1167 | -0.19 | CCNC1=NC(NC(C)(C)C)=NC(Cl)=N1 | ✓ | ✓ | x | ✓ | ✓ | ✓ |  | 1 | 9.777 |  |  |  |  | ✓ | ✓ | ✓ | ✓
33 | Naproxen |  | C14 H14 O3 | 231.1015 | -0.32 | COC1=CC2=CC=C(C=C2C=C1)[CH](C)C(O)=O | ✓ | ✓ | x | ✓ | ✓ | ✓ |  | 1 | 9.637 |  |  |  |  | ✓ | ✓ | x | x
34 | Propyphenazone |  | C14 H18 N2 O | 231.1491 | -0.39 | CC(C)C1=C(C)N(C)N(C1=O)C1=CC=CC=C1 | ✓ | ✓ | x | ✓ | ✓ | ✓ |  | 1 | 8.169 |  |  |  |  | ✓ | ✓ | ✓ | ✓
35 | Diuron |  | C9 H10 Cl2 N2 O | 233.0242 | -0.46 | CN(C)C(=O)NC1=CC(Cl)=C(Cl)C=C1 | ✓ | ✓ | x | ✓ | ✓ | ✓ |  | 1 | 8.958 |  |  |  |  | ✓ | ✓ | ✓ | ✓
36 | Lidocaine |  | C14 H22 N2 O | 235.1804 | -0.39 | CCN(CC)CC(=O)NC1=C(C)C=CC=C1C | ✓ | ✓ | x | ✓ | ✓ | ✓ |  | 1 | 3.881 |  |  |  |  | ✓ | ✓ | ✓ | x
37 | Pirimicarb |  | C11 H18 N4 O2 | 239.1501 | -0.49 | CN(C)C(=O)OC1=C(C)C(C)=NC(=N1)N(C)C | ✓ | ✓ | x | ✓ | ✓ | ✓ |  | 1 | 5.641 |  |  |  |  | ✓ | x | x | x
38 | Clomazone |  | C12 H14 Cl N O2 | 240.0785 | -0.46 | CC1(C)CON(CC2=C(Cl)C=CC=C2)C1=O | ✓ | ✓ | x | ✓ | ✓ | ✓ |  | 1 | 9.36 |  |  |  |  | ✓ | ✓ | ✓ | ✓
39 | Terbutryn |  | C10 H19 N5 S | 242.1432 | -0.6 | CCNC1=NC(SC)=NC(NC(C)(C)C)=N1 | ✓ | ✓ | x | ✓ | ✓ | ✓ |  | 1 | 8.901 |  |  |  |  | ✓ | ✓ | ✓ | ✓
40 | Linuron |  | C9 H10 Cl2 N2 O2 | 249.0191 | -0.4 | CON(C)C(=O)NC1=CC=C(Cl)C(Cl)=C1 | ✓ | ✓ | x | ✓ | ✓ | ✓ |  | 1 | 9.664 |  |  |  |  | ✓ | ✓ | ✓ | ✓
41 | Pindolol |  | C14 H20 N2 O2 | 249.1596 | -0.52 | CC(C)NCC(O)COC1=C2C=CNC2=CC=C1 | ✓ | ✓ | x | ✓ | ✓ | ✓ |  | 1 | 3.45 |  |  |  |  | ✓ | ✓ | ✓ | x
42 | Sulfapyridine |  | C11 H11 N3 O2 S | 250.0643 | -0.7 | NC1=CC=C(C=C1)S(=O)(=O)NC1=CC=CC=N1 | ✓ | ✓ | x | ✓ | ✓ | ✓ |  | 1 | 3.385 |  |  |  |  | ✓ | ✓ | ✓ | x
43 | Sulfonyldiphenol |  | C12 H10 O4 S | 251.0371 | -0.6 | OC1=CC=C(C=C1)S(=O)(=O)C1=CC=C(O)C=C1 | ✓ | ✓ | x | ✓ | ✓ | ✓ |  | 1 | 6.049 |  |  |  |  | ✓ | ✓ | x | x
44 | Sulfadiazine |  | C10 H10 N4 O2 S | 251.0596 | -0.32 | NC1=CC=C(C=C1)S(=O)(=O)NC1=NC=CC=N1 | ✓ | ✓ | x | ✓ | ✓ | ✓ |  | 1 | 2.814 |  |  |  |  | ✓ | x | x | x
45 | Thiacloprid |  | C10 H9 Cl N4 S | 253.0307 | -0.72 | ClC1=CC=C(CN2CCSC2=NC#N)C=N1 | ✓ | ✓ | x | ✓ | ✓ | ✓ |  | 1 | 6.32 |  |  |  |  | ✓ | ✓ | ✓ | ✓
46 | Hexazinone |  | C12 H20 N4 O2 | 253.1658 | -0.55 | CN(C)C1=NC(=O)N(C2CCCCC2)C(=O)N1C | ✓ | ✓ | x | ✓ | ✓ | ✓ |  | 1 | 7.685 |  |  |  |  | ✓ | ✓ | ✓ | ✓
47 | Sulfamethoxazole |  | C10 H11 N3 O3 S | 254.0592 | -0.54 | CC1=CC(NS(=O)(=O)C2=CC=C(N)C=C2)=NO1 | ✓ | ✓ | x | ✓ | ✓ | ✓ |  | 1 | 5.002 |  |  |  |  | ✓ | ✓ | ✓ | ✓
48 | Isopropyl-9H-thioxanthen-9-one |  | C16 H14 O S | 255.0837 | -0.34 | CC(C)C1=CC2=C(C=C1)SC3=CC=CC=C3C2=O | ✓ | ✓ | x | ✓ | ✓ | ✓ |  | 1 | 13.99 |  |  |  |  | ✓ | x | x | x
49 | Ketoprofen |  | C16 H14 O3 | 255.1014 | -0.64 | CC(C(O)=O)C1=CC(=CC=C1)C(=O)C1=CC=CC=C1 | ✓ | ✓ | x | ✓ | ✓ | ✓ |  | 1 | 9.29 |  |  |  |  | ✓ | ✓ | ✓ | ✓
50 | Sulfathiazole |  | C9 H9 N3 O2 S2 | 256.0208 | -0.51 | NC1=CC=C(C=C1)S(=O)(=O)NC1=NC=CS1 | ✓ | ✓ | x | ✓ | ✓ | ✓ |  | 1 | 3.222 |  |  |  |  | ✓ | ✓ | ✓ | x
51 | Propyzamide |  | C12 H11 Cl2 N O | 256.029 | -0.38 | CC(C)(NC(=O)C1=CC(Cl)=CC(Cl)=C1)C#C | ✓ | ✓ | x | ✓ | ✓ | ✓ |  | 1 | 10.055 |  |  |  |  | ✓ | ✓ | ✓ | ✓
52 | Imidacloprid |  | C9 H10 Cl N5 O2 | 256.0595 | -0.44 | [O-][N+](=O)N=C1NCCN1CC1=CN=C(Cl)C=C1 | ✓ | ✓ | x | ✓ | ✓ | ✓ |  | 1 | 5.17 |  |  |  |  | ✓ | ✓ | ✓ | ✓
53 | Dimethachlor |  | C13 H18 Cl N O2 | 256.1097 | -0.54 | COCCN(C(=O)CCl)C1=C(C)C=CC=C1C | ✓ | ✓ | x | ✓ | ✓ | ✓ |  | 1 | 9.118 |  |  |  |  | ✓ | ✓ | ✓ | ✓
54 | Diphenhydramine |  | C17 H21 N O | 256.1694 | -0.64 | CN(C)CCOC(C1=CC=CC=C1)C1=CC=CC=C1 | ✓ | ✓ | x | ✓ | ✓ | ✓ |  | 1 | 6.637 |  |  |  |  | ✓ | x | ✓ | ✓
55 | Benzoylbiphenyl |  | C19 H14 O | 259.1116 | -0.46 | O=C(C1=CC=CC=C1)C1=CC=C(C=C1)C1=CC=CC=C1 | ✓ | ✓ | x | ✓ | ✓ | ✓ |  | 1 | 13.126 |  |  |  |  | ✓ | ✓ | x | x
56 | Propranolol |  | C16 H21 N O2 | 260.1643 | -0.7 | CC(C)NCC(O)COC1=C2C=CC=CC2=CC=C1 | ✓ | ✓ | x | ✓ | ✓ | ✓ |  | 1 | 6.4 |  |  |  |  | ✓ | x | x | x
57 | Tramadol |  | C16 H25 N O2 | 264.1957 | -0.46 | COC1=CC=CC(=C1)[C]1(O)CCCC[CH]1CN(C)C | ✓ | ✓ | x | ✓ | ✓ | ✓ |  | 1 | 4.806 |  |  |  |  | ✓ | ✓ | ✓ | x
58 | Genistein |  | C15 H10 O5 | 271.06 | -0.44 | OC1=CC=C(C=C1)C1=COC2=C(C(O)=CC(O)=C2)C1=O | x | x | x | ✓ | ✓ | x |  | 1 | 6.744 |  |  |  |  | x | x | x | ✓
59 | Fenpropidin |  | C19 H31 N | 274.2528 | -0.63 | CC(CN1CCCCC1)CC1=CC=C(C=C1)C(C)(C)C | ✓ | ✓ | x | ✓ | ✓ | ✓ |  | 1 | 8.077 |  |  |  |  | ✓ | x | ✓ | ✓
60 | Metazachlor |  | C14 H16 Cl N3 O | 278.1053 | -0.58 | CC1=CC=CC(C)=C1N(CN1C=CC=N1)C(=O)CCl | ✓ | ✓ | x | ✓ | ✓ | ✓ |  | 1 | 8.762 |  |  |  |  | ✓ | ✓ | ✓ | ✓
61 | Sulfamethazine |  | C12 H14 N4 O2 S | 279.0909 | -0.54 | CC1=CC(C)=NC(NS(=O)(=O)C2=CC=C(N)C=C2)=N1 | ✓ | ✓ | x | ✓ | ✓ | ✓ |  | 1 | 4.396 |  |  |  |  | ✓ | ✓ | ✓ | ✓
62 | Metalaxyl |  | C15 H21 N O4 | 280.1542 | -0.68 | COCC(=O)N(C(C)C(=O)OC)C1=C(C)C=CC=C1C | ✓ | ✓ | x | ✓ | ✓ | ✓ |  | 1 | 8.841 |  |  |  |  | ✓ | ✓ | ✓ | ✓
63 | Metolachlor |  | C15 H22 Cl N O2 | 284.141 | -0.59 | CCC1=C(N(C(C)COC)C(=O)CCl)C(C)=CC=C1 | ✓ | ✓ | x | ✓ | ✓ | ✓ |  | 1 | 10.805 |  |  |  |  | ✓ | ✓ | ✓ | ✓
64 | Diazepam |  | C16 H13 Cl N2 O | 285.0788 | -0.6 | CN1C2=C(C=C(Cl)C=C2)C(=NCC1=O)C1=CC=CC=C1 | ✓ | ✓ | x | ✓ | ✓ | ✓ |  | 1 | 9.7 |  |  |  |  | ✓ | ✓ | ✓ | ✓
65 | Myclobutanil |  | C15 H17 Cl N4 | 289.1213 | -0.62 | CCCCC(CN1C=NC=N1)(C#N)C1=CC=C(Cl)C=C1 | ✓ | ✓ | x | ✓ | ✓ | ✓ |  | 1 | 10.124 |  |  |  |  | ✓ | ✓ | ✓ | ✓
66 | Thiamethoxam |  | C8 H10 Cl N5 O3 S | 292.0263 | -0.79 | CN1COCN(CC2=CN=C(Cl)S2)C1=N[N+]([O-])=O | ✓ | ✓ | x | ✓ | ✓ | ✓ |  | 1 | 4.237 |  |  |  |  | ✓ | x | x | x
67 | Diclofenac |  | C14 H11 Cl2 N O2 | 296.0238 | -0.69 | OC(=O)CC1=C(NC2=C(Cl)C=CC=C2Cl)C=CC=C1 | ✓ | ✓ | x | ✓ | ✓ | ✓ |  | 1 | 11.275 |  |  |  |  | ✓ | ✓ | x | ✓
68 | Mebendazole |  | C16 H13 N3 O3 | 296.1028 | -0.56 | COC(=O)NC1=NC2=C(N1)C=CC(=C2)C(=O)C1=CC=CC=C1 | ✓ | ✓ | x | ✓ | ✓ | ✓ |  | 1 | 8.303 |  |  |  |  | ✓ | ✓ | ✓ | ✓
69 | Imazalil |  | C14 H14 Cl2 N2 O | 297.0555 | -0.3 | ClC1=CC(Cl)=C(C=C1)C(CN1C=CN=C1)OCC=C | ✓ | ✓ | x | ✓ | ✓ | ✓ |  | 1 | 7.491 |  |  |  |  | ✓ | x | ✓ | ✓
70 | Fenoxycarb |  | C17 H19 N O4 | 302.1385 | -0.69 | CCOC(=O)NCCOC1=CC=C(OC2=CC=CC=C2)C=C1 | ✓ | ✓ | x | ✓ | ✓ | ✓ |  | 1 | 11.127 |  |  |  |  | ✓ | ✓ | x | ✓
71 | Fenpropimorph |  | C20 H33 N O | 304.2633 | -0.69 | CC(CN1C[C@H](C)O[C@H](C)C1)CC1=CC=C(C=C1)C(C)(C)C | ✓ | ✓ | x | ✓ | ✓ | ✓ |  | 1 | 8.248 |  |  |  |  | ✓ | x | ✓ | ✓
72 | Pirimiphos-methyl |  | C11 H20 N3 O3 P S | 306.1033 | -0.9 | CCN(CC)C1=NC(OP(=S)(OC)OC)=CC(C)=N1 | ✓ | ✓ | x | ✓ | ✓ | ✓ |  | 1 | 11.715 |  |  |  |  | ✓ | ✓ | ✓ | ✓
73 | Fluconazole |  | C13 H12 F2 N6 O | 307.111 | -2.35 | OC(CN1C=NC=N1)(CN1C=NC=N1)C1=C(F)C=C(F)C=C1 | ✓ | ✓ | x | ✓ | ✓ | ✓ |  | 1 | 5.727 |  |  |  |  | ✓ | x | x | x
74 | Quinoxyfen |  | C15 H8 Cl2 F N O | 308.0038 | -0.72 | FC1=CC=C(OC2=CC=NC3=CC(Cl)=CC(Cl)=C23)C=C1 | ✓ | ✓ | x | ✓ | ✓ | ✓ |  | 1 | 13.462 |  |  |  |  | ✓ | x | x | ✓
75 | Tebuconazole |  | C16 H22 Cl N3 O | 308.1522 | -0.8 | CC(C)(C)C(O)(CCC1=CC=C(Cl)C=C1)CN1C=NC=N1 | ✓ | ✓ | x | ✓ | ✓ | ✓ |  | 1 | 11.344 |  |  |  |  | ✓ | ✓ | ✓ | ✓
76 | Triclocarban |  | C13 H9 Cl3 N2 O | 314.9851 | -0.79 | ClC1=CC=C(NC(=O)NC2=CC=C(Cl)C(Cl)=C2)C=C1 | ✓ | ✓ | x | ✓ | ✓ | ✓ |  | 1 | 12.592 |  |  |  |  | ✓ | ✓ | x | x
77 | Flusilazole |  | C16 H15 F2 N3 Si | 316.1074 | -0.58 | C[Si](CN1C=NC=N1)(C1=CC=C(F)C=C1)C1=CC=C(F)C=C1 | ✓ | ✓ | x | ✓ | ✓ | ✓ |  | 1 | 10.93 |  |  |  |  | ✓ | ✓ | ✓ | ✓
78 | Metconazole |  | C17 H22 Cl N3 O | 320.1522 | -0.75 | CC1(C)CCC(CC2=CC=C(Cl)C=C2)C1(O)CN1C=NC=N1 | ✓ | ✓ | x | ✓ | ✓ | ✓ |  | 1 | 11.742 |  |  |  |  | ✓ | ✓ | x | ✓
79 | Lorazepam |  | C15 H10 Cl2 N2 O2 | 321.019 | -0.77 | OC1N=C(C2=CC=CC=C2Cl)C2=CC(Cl)=CC=C2NC1=O | ✓ | ✓ | x | ✓ | ✓ | ✓ |  | 1 | 8.857 |  |  |  |  | ✓ | ✓ | ✓ | ✓
80 | Bisoprolol |  | C18 H31 N O4 | 326.2324 | -0.62 | CC(C)NC[CH](O)COC1=CC=C(COCCOC(C)C)C=C1 | ✓ | ✓ | x | ✓ | ✓ | ✓ |  | 1 | 6.035 |  |  |  |  | ✓ | x | x | x
81 | Triphenyl phosphate |  | C18 H15 O4 P | 327.0778 | -0.91 | O=P(OC1=CC=CC=C1)(OC1=CC=CC=C1)OC1=CC=CC=C1 | ✓ | ✓ | x | ✓ | ✓ | ✓ |  | 1 | 11.729 |  |  |  |  | ✓ | ✓ | x | ✓
82 | Propiconazole |  | C15 H17 Cl2 N3 O2 | 342.0768 | -0.75 | CCCC1COC(CN2C=NC=N2)(O1)C1=C(Cl)C=C(Cl)C=C1 | ✓ | ✓ | x | ✓ | ✓ | ✓ |  | 1 | 11.507 |  |  |  |  | ✓ | ✓ | ✓ | ✓
83 | Boscalid |  | C18 H12 Cl2 N2 O | 343.0397 | -0.62 | ClC1=CC=C(C=C1)C1=C(NC(=O)C2=C(Cl)N=CC=C2)C=CC=C1 | ✓ | ✓ | x | ✓ | ✓ | ✓ |  | 1 | 9.849 |  |  |  |  | ✓ | ✓ | ✓ | ✓
84 | Omeprazole |  | C17 H19 N3 O3 S | 346.1215 | -1.33 | COC1=CC2=C(NC(=N2)S(=O)CC2=C(C)C(OC)=C(C)C=N2)C=C1 | ✓ | ✓ | x | ✓ | ✓ | ✓ |  | 1 | 6.815 |  |  |  |  | x | ✓ | x | x
85 | Oryzalin |  | C12 H18 N4 O6 S | 347.1017 | -0.89 | CCCN(CCC)C1=C(C=C(C=C1[N+]([O-])=O)S(N)(=O)=O)[N+]([O-])=O | ✓ | ✓ | x | ✓ | ✓ | ✓ |  | 1 | 10.699 |  |  |  |  | ✓ | ✓ | x | x
86 | Chlorpyrifos |  | C9 H11 Cl3 N O3 P S | 349.9334 | -0.57 | CCOP(=S)(OCC)OC1=NC(Cl)=C(Cl)C=C1Cl | ✓ | ✓ | x | ✓ | ✓ | ✓ |  | 1 | 13.794 |  |  |  |  | ✓ | x | x | x
87 | Indometacin |  | C19 H16 Cl N O4 | 358.0838 | -0.67 | COC1=CC2=C(C=C1)N(C(=O)C1=CC=C(Cl)C=C1)C(C)=C2CC(O)=O | ✓ | ✓ | x | ✓ | ✓ | ✓ |  | 1 | 11.307 |  |  |  |  | ✓ | ✓ | x | ✓
88 | Laudanosine |  | C21 H27 N O4 | 358.201 | -0.67 | COC1=C(OC)C=C(C[CH]2N(C)CCC3=CC(OC)=C(OC)C=C23)C=C1 | ✓ | ✓ | x | ✓ | ✓ | ✓ |  | 1 | 5.148 |  |  |  |  | ✓ | ✓ | ✓ | ✓
89 | Bezafibrate |  | C19 H20 Cl N O4 | 362.1151 | -0.69 | CC(C)(OC1=CC=C(CCNC(=O)C2=CC=C(Cl)C=C2)C=C1)C(O)=O | ✓ | ✓ | x | ✓ | ✓ | ✓ |  | 1 | 9.8 |  |  |  |  | ✓ | ✓ | ✓ | ✓
90 | Rimexolone |  | C24 H34 O3 | 371.2578 | -0.79 | COC(=O)[C]1(C)[CH](C)C[CH]2[CH]3CCC4=CC(=O)C=C[C]4(C)[CH]3[CH](O)C[C]12C | ✓ | ✓ | x | ✓ | ✓ | ✓ |  | 1 | 11.942 |  |  |  |  | ✓ | ✓ | x | ✓
91 | Finasteride |  | C23 H36 N2 O2 | 373.2847 | -0.65 | CC(C)(C)NC(=O)[CH]1CC[CH]2[CH]3CC[CH]4NC(=O)C=C[C]4(C)[CH]3CC[C]12C | ✓ | ✓ | x | ✓ | ✓ | ✓ |  | 1 | 10.221 |  |  |  |  | ✓ | ✓ | ✓ | ✓
92 | Pyrazophos |  | C14 H20 N3 O5 P S | 374.0932 | -0.66 | CCOC(=O)C1=CN2N=C(OP(=S)(OCC)OCC)C=C2N=C1C | ✓ | ✓ | x | ✓ | ✓ | ✓ |  | 1 | 12.123 |  |  |  |  | ✓ | ✓ | x | ✓
93 | Prochloraz |  | C15 H16 Cl3 N3 O2 | 376.0379 | -0.48 | CCCN(CCOC1=C(Cl)C=C(Cl)C=C1Cl)C(=O)N1C=CN=C1 | ✓ | ✓ | x | ✓ | ✓ | ✓ |  | 1 | 11.043 |  |  |  |  | ✓ | ✓ | ✓ | ✓
94 | Celecoxib |  | C17 H14 F3 N3 O2 S | 382.0829 | -0.63 | CC1=CC=C(C=C1)C1=CC(=NN1C1=CC=C(C=C1)S(N)(=O)=O)C(F)(F)F | ✓ | ✓ | x | ✓ | ✓ | ✓ |  | 1 | 10.723 |  |  |  |  | ✓ | ✓ | x | ✓
95 | Azelastine |  | C22 H24 Cl N3 O | 382.1679 | -4.58 | CN1CCCC(CC1)N1N=C(CC2=CC=C(Cl)C=C2)C2=CC=CC=C2C1=O | ✓ | ✓ | x | ✓ | ✓ | ✓ |  | 1 | 7.56 |  |  |  |  | ✓ | x | ✓ | ✓
96 | Ethion |  | C9 H22 O4 P2 S4 | 384.9947 | -0.52 | CCOP(=S)(OCC)SCSP(=S)(OCC)OCC | ✓ | ✓ | x | ✓ | ✓ | ✓ |  | 1 | 13.577 |  |  |  |  | ✓ | ✓ | x | x
97 | Cetirizine |  | C21 H25 Cl N2 O3 | 389.1624 | -0.59 | OC(=O)COCCN1CCN(CC1)C(C1=CC=CC=C1)C1=CC=C(Cl)C=C1 | ✓ | ✓ | x | ✓ | ✓ | ✓ |  | 1 | 8.627 |  |  |  |  | ✓ | ✓ | ✓ | ✓
98 | Diflufenican |  | C19 H11 F5 N2 O2 | 395.0811 | -0.68 | FC1=CC=C(NC(=O)C2=C(OC3=CC(=CC=C3)C(F)(F)F)N=CC=C2)C(F)=C1 | ✓ | ✓ | x | ✓ | ✓ | ✓ |  | 1 | 12.579 |  |  |  |  | ✓ | ✓ | x | ✓
99 | Azoxystrobin |  | C22 H17 N3 O5 | 404.1239 | -0.45 | COC=C(C(=O)OC)C1=CC=CC=C1OC1=CC(OC2=CC=CC=C2C#N)=NC=N1 | ✓ | ✓ | x | ✓ | ✓ | ✓ |  | 1 | 9.567 |  |  |  |  | ✓ | ✓ | ✓ | ✓
100 | Losartan |  | C22 H23 Cl N6 O | 423.1692 | -0.55 | CCCCC1=NC(Cl)=C(CO)N1CC1=CC=C(C=C1)C1=CC=CC=C1C1=NN=NN1 | ✓ | ✓ | x | ✓ | ✓ | ✓ |  | 1 | 9.013 |  |  |  |  | ✓ | ✓ | ✓ | ✓
101 | Eprosartan |  | C23 H24 N2 O4 S | 425.1528 | -0.43 | CCCCC1=NC=C(\C=C(/CC2=CC=CS2)C(O)=O)N1CC1=CC=C(C=C1)C(O)=O | ✓ | ✓ | x | ✓ | ✓ | ✓ |  | 1 | 6.734 |  |  |  |  | x | ✓ | ✓ | ✓
102 | Irbesartan |  | C25 H28 N6 O | 429.2396 | -0.42 | CCCCC1=NC2(CCCC2)C(=O)N1CC1=CC=C(C=C1)C1=CC=CC=C1C1=NN=NN1 | ✓ | ✓ | x | ✓ | ✓ | ✓ |  | 1 | 9.22 |  |  |  |  | ✓ | ✓ | ✓ | ✓
103 | Valsartan |  | C24 H29 N5 O3 | 436.2342 | -0.37 | CCCCC(=O)N(CC1=CC=C(C=C1)C1=CC=CC=C1C1=NN=NN1)[CH](C(C)C)C(O)=O | ✓ | ✓ | x | ✓ | ✓ | ✓ |  | 1 | 10.093 |  |  |  |  | ✓ | ✓ | x | ✓
104 | Glycitin |  | C22 H22 O10 | 447.1284 | -3.43 | COC1=C(O[CH]2O[CH](CO)[CH](O)[CH](O)[CH]2O)C=C2OC=C(C(=O)C2=C1)C1=CC=C(O)C=C1 | ✓ | ✓ | x | ✓ | ✓ | ✓ |  | 1 | 5.553 |  |  |  |  | ✓ | ✓ | x | ✓
105 | Loperamide |  | C29 H33 Cl N2 O2 | 477.2303 | -0.16 | CN(C)C(=O)C(CCN1CCC(O)(CC1)C1=CC=C(Cl)C=C1)(C1=CC=CC=C1)C1=CC=CC=C1 | ✓ | ✓ | x | ✓ | ✓ | ✓ |  | 1 | 8.248 |  |  |  |  | ✓ | x | ✓ | ✓
106 | Glimepiride |  | C24 H34 N4 O5 S | 491.2321 | -0.32 | CCC1=C(C)CN(C(=O)NCCC2=CC=C(C=C2)S(=O)(=O)NC(=O)N[CH]2CC[CH](C)CC2)C1=O | ✓ | ✓ | x | ✓ | ✓ | ✓ |  | 1 | 11.208 |  |  |  |  | ✓ | ✓ | x | ✓
107 | Glybenclamide |  | C23 H28 Cl N3 O5 S | 494.1509 | -0.33 | COC1=C(C=C(Cl)C=C1)C(=O)NCCC1=CC=C(C=C1)S(=O)(=O)NC(=O)NC1CCCCC1 | ✓ | ✓ | x | ✓ | ✓ | ✓ |  | 1 | 10.674 |  |  |  |  | ✓ | ✓ | x | ✓
108 | Telmisartan |  | C33 H30 N4 O2 | 515.244 | -0.25 | CCCC1=NC2=C(C)C=C(C=C2N1CC1=CC=C(C=C1)C1=CC=CC=C1C(O)=O)C1=NC2=CC=CC=C2N1C | ✓ | ✓ | x | ✓ | ✓ | ✓ |  | 1 | 8.795 |  |  |  |  | ✓ | ✓ | x | ✓
109 | Ketoconazole |  | C26 H28 Cl2 N4 O4 | 531.156 | 0.01 | CC(=O)N1CCN(CC1)C1=CC=C(OC[CH]2CO[C](CN3C=CN=C3)(O2)C2=CC=C(Cl)C=C2Cl)C=C1 | ✓ | ✓ | x | ✓ | ✓ | ✓ |  | 1 | 7.845 |  |  |  |  | ✓ | x | ✓ | ✓
110 | Bosentan |  | C27 H29 N5 O6 S | 552.1911 | -0.04 | COC1=CC=CC=C1OC1=C(NS(=O)(=O)C2=CC=C(C=C2)C(C)(C)C)N=C(N=C1OCCO)C1=NC=CC=N1 | ✓ | ✓ | x | ✓ | ✓ | ✓ |  | 1 | 10.492 |  |  |  |  | ✓ | ✓ | x | ✓
111 | Atorvastatin |  | C33 H35 F N2 O5 | 559.2602 | -0.19 | CC(C)C1=C(C(=O)NC2=CC=CC=C2)C(=C(N1CC[CH](O)C[CH](O)CC(O)=O)C1=CC=C(F)C=C1)C1=CC=CC=C1 | ✓ | ✓ | x | ✓ | ✓ | ✓ |  | 1 | 10.81 |  |  |  |  | ✓ | ✓ | x | ✓
112 | 4,6-Dimethylpyrimidin-2-ol |  | C6 H8 N2 O | 125.071 | 0.64 | CC1=CC(C)=NC(=O)N1 | x | x | x | ✓ | ✓ | ✓ | 77 | 2a | 2.501 | 3.67 | 129.03 | 201.68 | 1 | x | x | x | ✓
113 | Dimethadione |  | C5 H7 N O3 | 130.0499 | 0.25 | CC1(C)OC(=O)NC1=O | x | x | ✓ | ✓ | x | x | 99.4 | 2a | 4.23 | 4.69 | 236.71 | 265.51 | 1 | x | x | x | ✓
114 | 6-Methylindole |  | C9 H9 N | 132.0807 | -0.2 | CC1=CC2=C(C=C1)C=CN2 | x | x | x | ✓ | ✓ | ✓ | 95.3 | 2a | 3.309 | 6.21 | 179.35 | 359.92 | 2 | x | x | x | ✓
115 | 3-Phenylprop-2-enal |  | C9 H8 O | 133.0649 | 0.52 | O=CC=CC1=CC=CC=C1 | x | x | x | ✓ | ✓ | ✓ | 76 | 2a | 6.859 | 8.48 | 400.44 | 501.43 | 2 | x | x | x | ✓
116 | Phthaldialdehyde |  | C8 H6 O2 | 135.0441 | 0.09 | O=CC1=CC=CC=C1C=O | x | x | x | ✓ | ✓ | ✓ | 89.3 | 2a | 4.933 | 6.57 | 280.49 | 382.37 | 2 | x | x | x | ✓
117 | Naphthalenediamine |  | C10 H10 N2 | 159.0916 | -0.52 | NC1=CC=CC2=C(N)C=CC=C12 | x | x | x | ✓ | ✓ | ✓ | 73.6 | 2a | 3.307 | 4.54 | 179.23 | 256.04 | 1 | x | x | x | ✓
118 | Carnitine |  | C7 H15 N O3 | 162.1124 | -2.95 | C[N+](C)(C)CC(CC(=O)[O-])O | x | x | x | ✓ | ✓ | ✓ | 98.6 | 2a | 0.759 | 0.46 | 20.54 | 2.22 | 1 | x | x | x | ✓
119 | Indole-3-acetic acid |  | C10 H9 N O2 | 176.0706 | 0.07 | OC(=O)CC1=CNC2=C1C=CC=C2 | x | x | ✓ | ✓ | x | x | 99.3 | 2a | 6.39 | 3.95 | 371.23 | 219.32 | 2 | ✓ | x | ✓ | ✓
120 | Theobromine |  | C7 H8 N4 O2 | 181.0719 | -0.28 | CN1C=NC2=C1C(=O)NC(=O)N2C | x | x | ✓ | ✓ | x | x | 98.6 | 2a | 2.755 | 2.96 | 144.85 | 157.87 | 1 | x | x | ✓ | ✓
121 | Indolylacrylic acid |  | C11 H9 N O2 | 188.0706 | -0.24 | OC(=O)C=CC1=CNC2=CC=CC=C12 | x | x | ✓ | ✓ | x | x | 94.4 | 2a | 3.315 | 6.1 | 179.73 | 352.99 | 2 | x | x | x | ✓
122 | Xanthurenic acid |  | C10 H7 N O4 | 206.0447 | -0.24 | OC(=O)C1=CC(=O)C2=C(N1)C(O)=CC=C2 | x | x | ✓ | ✓ | x | x | 97.6 | 2a | 4.099 | 3.94 | 228.55 | 218.38 | 1 | x | x | x | ✓
123 | Nootkatone |  | C15 H22 O | 219.1743 | -0.07 | C[CH]1CC(=O)C=C2CC[CH](C[C]12C)C(C)=C | x | x | x | ✓ | ✓ | ✓ | 88.6 | 2a | 9.42 | 11.02 | 559.93 | 659.53 | 2 | x | x | x | ✓
124 | 3,7-dimethylocta-2,6-dienamidoacetic acid | Glycine | C12 H19 N O3 | 226.1437 | -0.55 | C(C=C(CCC=C(C)C)C)(=O)NCC(O)=O | x | x | ✓ | ✓ | x | x | 85 | 2a | 7.202 | 7.63 | 421.8 | 448.44 | 1 | x | x | x | ✓
125 | N-Phenylacetylglutamine |  | C13 H16 N2 O4 | 265.1181 | -0.75 | NC(=O)CC[CH](NC(=O)CC1=CC=CC=C1)C(O)=O | x | x | x | ✓ | ✓ | x | 97.4 | 2a | 4.229 | 4.17 | 236.65 | 232.96 | 1 | x | x | x | ✓
126 | Metoprolol |  | C15 H25 N O3 | 268.1905 | -0.69 | COCCC1=CC=C(OCC(O)CNC(C)C)C=C1 | x | x | x | ✓ | ✓ | ✓ | 98.1 | 2a | 4.99 | 4.87 | 284.04 | 276.72 | 1 | ✓ | ✓ | ✓ | ✓
127 | Dihydrotestosterone |  | C19 H30 O2 | 291.2316 | -0.78 | [H][C]12CC[CH](O)[C]1(C)CC[C]1([H])[C]2([H])CC[C]2([H])CC(=O)CC[C]12C | x | x | ✓ | ✓ | x | x | 78.7 | 2a | 10.502 | 13.18 | 627.31 | 794.27 | 2 | x | x | x | ✓
128 | Fenthion sulfoxide |  | C10 H15 O4 P S2 | 295.022 | -0.87 | COP(=S)(OC)OC1=CC(C)=C(C=C1)S(C)=O | x | x | x | ✓ | ✓ | ✓ | 95.5 | 2a | 8.056 | 7.74 | 474.98 | 455.18 | 1 | x | x | ✓ | x
129 | Spiroxamine |  | C18 H35 N O2 | 298.2739 | -0.58 | CCCN(CC)CC1COC2(CCC(CC2)C(C)(C)C)O1 | x | x | x | ✓ | ✓ | ✓ | 91.7 | 2a | 8.525 | 9.78 | 504.19 | 582.5 | 1 | ✓ | x | ✓ | x
130 | Arachidonic acid |  | C20 H32 O2 | 305.2472 | -1.01 | CCCCCC=CCC=CCC=CCC=CCCCC(O)=O | x | x | ✓ | ✓ | x | x | 85.6 | 2a | 13.97 | 14.77 | 843.29 | 893.19 | 1 | ✓ | x | x | x
131 | Dihexyl phthalate |  | C20 H30 O4 | 335.2215 | -0.53 | CCCCCCOC(=O)C1=C(C=CC=C1)C(=O)OCCCCCC | x | x | x | ✓ | ✓ | ✓ | 97 | 2a | 15.122 | 15.15 | 915.04 | 916.64 | 1 | ✓ | x | x | x
132 | Hydrocortisone |  | C21 H30 O5 | 363.2162 | -1.11 | C[C]12C[CH](O)[CH]3[CH](CCC4=CC(=O)CC[C]34C)[CH]1CC[C]2(O)C(=O)CO | x | x | ✓ | ✓ | x | x | 90 | 2a | 8.26 | 8.54 | 487.69 | 505.41 | 1 | x | x | x | ✓
133 | 17-((1-Oxohexyl)oxy)pregn-4-ene-3,20-dione |  | C27 H40 O4 | 429.3 | 0.09 | CCCCCC(=O)O[C]1(CC[CH]2[CH]3CCC4=CC(=O)CC[C]4(C)[CH]3CC[C]12C)C(C)=O | x | x | x | ✓ | ✓ | ✓ | 88 | 2a | 13.419 | 14.83 | 808.98 | 897.08 | 1 | ✓ | x | x | x
134 | 3,4,5-trihydroxy-6-{[3-(4-hydroxyphenyl)-4-oxo-4H-chromen-7-yl]oxy}oxane-2-carboxylic acid | Glucuronide | C21 H18 O10 | 431.0969 | -0.76 | C=1(C(C=2C=CC(=CC2OC1)OC3C(C(O)C(C(O3)C(O)=O)O)O)=O)C4=CC=C(C=C4)O | x | x | x | ✓ | ✓ | ✓ | 92.8 | 2a | 5.368 | 5.82 | 307.58 | 335.87 | 1 | x | x | x | ✓
135 | Benzaldehyde |  | C7 H6 O | 107.0494 | 2.08 | O=CC1=CC=CC=C1 | x | x | x | ✓ | ✓ | ✓ |  | 2b | 7.29 | 7.35 | 427.28 | 430.77 | 1 | x | x | x | ✓
136 | Niacinamide |  | C6 H6 N2 O | 123.0554 | 0.71 | NC(=O)C1=CC=CN=C1 | x | x | ✓ | ✓ | x | x |  | 2b | 1.079 | 2.17 | 40.47 | 108.38 | 1 | ✓ | x | x | x
137 | 1,2,4-Triazole-1-acetic acid |  | C4 H5 N3 O2 | 128.0455 | 0.64 | OC(=O)CN1C=NC=N1 | x | x | x | ✓ | ✓ | ✓ |  | 2b | 1.74 | 0.28 | 81.64 | -9.36 | 1 | x | x | x | ✓
138 | 2-Amino-5,6-dimethyl-1H-pyrimidin-4-one |  | C6 H9 N3 O | 140.0818 | -0.35 | CC1=C(C)C(=O)N=C(N)N1 | x | x | x | ✓ | ✓ | ✓ |  | 2b | 1.071 | 2.75 | 39.97 | 144.59 | 2 | x | x | x | ✓
139 | 7a-Ethyldihydro-1H,3H,5H-oxazolo(3,4-c)oxazole |  | C7 H13 N O2 | 144.1019 | -0.13 | CCC12COCN1COC2 | x | x | x | ✓ | ✓ | ✓ |  | 2b | 2.383 | 3.87 | 121.68 | 214.57 | 1 | x | x | x | ✓
140 | Phthalic anhydride |  | C8 H4 O3 | 149.0233 | 0.05 | O=C1OC(=O)C2=C1C=CC=C2 | x | x | x | ✓ | ✓ | ✓ |  | 2b | 4.575 | 5.48 | 258.19 | 314.81 | 1 | x | x | x | ✓
141 | Tetrahydronaphthalenol |  | C10 H12 O | 149.0961 | 0.22 | OC1CCCC2=C1C=CC=C2 | x | x | x | ✓ | ✓ | ✓ |  | 2b | 5.883 | 6.75 | 339.65 | 393.63 | 1 | x | x | x | ✓
142 | Methyl 2-octynoate |  | C9 H14 O2 | 155.1067 | 0.02 | CCCCCC#CC(=O)OC | x | x | x | ✓ | ✓ | ✓ |  | 2b | 11.925 | 10.2 | 715.94 | 608.76 | 2 | x | ✓ | x | x
143 | Methyl coumarin |  | C10 H8 O2 | 161.0597 | -0.02 | CC1=CC=C2OC(=O)C=CC2=C1 | x | x | x | ✓ | ✓ | ✓ |  | 2b | 6.592 | 7.7 | 383.81 | 452.53 | 1 | x | x | x | ✓
144 | Indole-2-carboxylic acid |  | C9 H7 N O2 | 162.0549 | -0.31 | OC(=O)C1=CC2=CC=CC=C2N1 | x | x | ✓ | ✓ | x | x |  | 2b | 4.81 | 5.63 | 272.83 | 323.76 | 1 | x | x | x | ✓
145 | 2-Amino-1,4-naphthalenedione |  | C10 H7 N O2 | 174.0549 | -0.05 | NC1=CC(=O)C2=C(C=CC=C2)C1=O | x | x | x | ✓ | ✓ | ✓ |  | 2b | 5.125 | 5.07 | 292.45 | 289.06 | 1 | x | x | x | ✓
146 | Hexahydrohippuric acid | Glycine | C9 H15 N O3 | 186.1125 | 0.1 | C1(CCCCC1)C(=O)NCC(O)=O | x | x | x | ✓ | ✓ | ✓ |  | 2b | 5.629 | 5.7 | 323.84 | 328.13 | 1 | x | x | x | ✓
147 | 2-(3-Phenylpropyl)tetrahydrofuran |  | C13 H18 O | 191.143 | -0.09 | C(CC1CCCO1)CC1=CC=CC=C1 | x | x | x | ✓ | ✓ | x |  | 2b | 6.737 | 9.67 | 392.84 | 575.71 | 2 | x | x | x | ✓
148 | N-cinnamoylglycine | Glycine | C11 H11 N O3 | 206.0811 | -0.34 | C=1(C=CC(=O)NCC(O)=O)C=CC=CC1 | x | x | x | ✓ | ✓ | x |  | 2b | 6.308 | 5.36 | 366.12 | 306.95 | 1 | x | x | x | ✓
149 | Pilocarpine |  | C11 H16 N2 O2 | 209.1284 | -0.32 | CC[CH]1[CH](CC2=CN=CN2C)COC1=O | x | x | x | ✓ | ✓ | ✓ |  | 2b | 5.403 | 4.42 | 309.76 | 248.7 | 1 | x | x | x | ✓
150 | Mephenytoin |  | C12 H14 N2 O2 | 219.1127 | -0.53 | CC[C]1(NC(=O)N(C)C1=O)C1=CC=CC=C1 | x | x | x | ✓ | ✓ | x |  | 2b | 5.214 | 6.29 | 297.99 | 364.74 | 1 | x | x | x | ✓
151 | 3,7-dimethyl-2,6-octadien-1-yl ester-2-butenoic acid |  | C14 H22 O2 | 223.1692 | -0.35 | CC=CC(=O)OCC=C(C)CCC=C(C)C | x | x | x | ✓ | ✓ | ✓ |  | 2b | 10.851 | 13.22 | 649.05 | 796.41 | 2 | x | ✓ | x | ✓
152 | Caprylic diethanolamide |  | C12 H25 N O3 | 232.1906 | -0.43 | CCCCCCCC(=O)N(CCO)CCO | x | x | x | ✓ | ✓ | ✓ |  | 2b | 5.67 | 7.7 | 326.39 | 452.56 | 2 | x | x | x | ✓
153 | Allyl-alpha-ionone |  | C16 H24 O | 233.1899 | -0.44 | CC1=CCCC(C)(C)C1C=CC(=O)CCC=C | x | x | x | ✓ | ✓ | ✓ |  | 2b | 13.772 | 12.21 | 830.96 | 733.84 | 2 | x | ✓ | x | x
154 | 1-(1-ethoxyethoxy)-2-methoxy-4-(1-propen-1-yl)-benzene |  | C14 H20 O3 | 237.1485 | -0.19 | CCOC(C)OC1=CC=C(C=CC)C=C1OC | x | x | x | ✓ | ✓ | ✓ |  | 2b | 9.471 | 10.81 | 563.11 | 646.54 | 1 | ✓ | x | x | ✓
155 | X,Y-Dihydroxy-Y-methoxybenzophenone |  | C14 H12 O4 | 245.0807 | -0.39 | COC1=CC=C(C(=O)C2=C(O)C=CC=C2)C(O)=C1 | x | x | x | ✓ | ✓ | ✓ |  | 2b | 9.932 | 10.07 | 591.82 | 600.61 | 1 | ✓ | ✓ | ✓ | ✓
156 | Cinoxate |  | C14 H18 O4 | 251.1276 | -0.62 | CCOCCOC(=O)C=CC1=CC=C(OC)C=C1 | x | x | x | ✓ | ✓ | ✓ |  | 2b | 9.847 | 9.05 | 586.52 | 536.73 | 1 | x | x | x | ✓
157 | 12-Oxahexadecanolide |  | C15 H28 O3 | 257.2109 | -0.87 | O=C1CCCCCCCCCCOCCCCO1 | x | x | x | ✓ | ✓ | ✓ |  | 2b | 13.129 | 12.46 | 790.92 | 749.44 | 1 | x | ✓ | x | x
158 | 2-Hydroxy-2-(4-phenoxyphenyl)propanoic acid |  | C15 H14 O4 | 259.0963 | -0.71 | CC(O)(C(O)=O)C1=CC=C(OC2=CC=CC=C2)C=C1 | x | x | x | ✓ | ✓ | x |  | 2b | 7.293 | 9.38 | 427.47 | 557.25 | 2 | x | x | x | ✓
159 | Trimethylcyclohexyl salicylate |  | C16 H22 O3 | 263.1641 | -0.43 | CC1CC(CC(C)(C)C1)OC(=O)C1=C(O)C=CC=C1 | x | x | x | ✓ | ✓ | ✓ |  | 2b | 10.834 | 11.84 | 647.99 | 710.66 | 1 | ✓ | x | x | x
160 | Cedr-8-en-15-yl acetate |  | C17 H26 O2 | 263.2004 | -0.62 | C[CH]1CC[CH]2C(C)(C)[CH]3C[C]12CC=C3COC(C)=O | x | x | x | ✓ | ✓ | ✓ |  | 2b | 10.65 | 10.65 | 636.53 | 636.37 | 1 | x | x | x | ✓
161 | Anisomycin |  | C14 H19 N O4 | 266.1384 | -0.88 | COC1=CC=C(C[CH]2NC[CH](O)[CH]2OC(C)=O)C=C1 | x | x | x | ✓ | ✓ | ✓ |  | 2b | 3.874 | 2.96 | 214.54 | 157.57 | 1 | x | x | x | ✓
162 | 3-1-Dodecen-1-yl]dihydro-2,5-furandione |  | C16 H26 O3 | 267.1952 | -0.89 | CCCCCCCCCCC=CC1CC(=O)OC1=O | x | x | x | ✓ | ✓ | ✓ |  | 2b | 11.855 | 13.87 | 711.58 | 836.99 | 2 | x | ✓ | x | x
163 | 2-Ethylhexyliminodipropionic acid |  | C14 H27 N O4 | 274.2011 | -0.55 | CCCCC(CC)CN(CCC(O)=O)CCC(O)=O | x | x | x | ✓ | ✓ | ✓ |  | 2b | 6.465 | 7.99 | 375.9 | 470.79 | 2 | x | x | x | ✓
164 | Phenylacetaldehyde diisoamyl acetal |  | C18 H30 O2 | 279.2317 | -0.64 | CC(C)CCOC(CC1=CC=CC=C1)OCCC(C)C | x | x | x | ✓ | ✓ | ✓ |  | 2b | 11.212 | 13.9 | 671.53 | 838.78 | 2 | x | x | x | ✓
165 | Gamolenic acid |  | C18 H30 O2 | 279.2317 | -0.56 | CCCCCC=CCC=CCC=CCCCCC(O)=O | x | x | x | ✓ | ✓ | ✓ |  | 2b | 13.558 | 14.33 | 817.64 | 865.71 | 1 | x | ✓ | x | x
166 | 1-Methylinosine |  | C11 H14 N4 O5 | 283.1034 | -0.92 | CN1C=NC2=C(N=CN2[CH]2O[CH](CO)[CH](O)[CH]2O)C1=O | x | x | ✓ | ✓ | x | x |  | 2b | 1.868 | 3.07 | 89.61 | 164.55 | 1 | x | x | x | ✓
167 | Trihydroxy-2-ethylhexyl ester benzoic acid |  | C15 H22 O5 | 283.1539 | -0.4 | CCCCC(CC)COC(=O)C1=CC(O)=C(O)C(O)=C1 | x | x | x | ✓ | ✓ | ✓ |  | 2b | 10.045 | 12.54 | 598.85 | 754.13 | 2 | x | x | x | ✓
168 | Retinal |  | C20 H28 O | 285.2211 | -0.67 | CC(C=CC=C(C)C=CC1=C(C)CCCC1(C)C)=CC=O | x | x | ✓ | ✓ | x | x |  | 2b | 14.616 | 13.78 | 883.53 | 831.76 | 1 | ✓ | x | x | x
169 | Retinol |  | C20 H30 O | 287.2367 | -0.94 | CC(=CCO)C=CC=C(C)C=CC1=C(C)CCCC1(C)C | x | x | x | ✓ | ✓ | ✓ |  | 2b | 15.213 | 13.31 | 920.71 | 802.42 | 2 | ✓ | x | x | x
170 | 4-hydroxy-6-[2-(2-methyl-1,2,4a,5,6,7,8,8a-octahydronaphthalen-1-yl)ethyl]oxan-2-one |  | C18 H28 O3 | 293.2109 | -0.74 | CC1C=CC2CCCCC2C1CCC3CC(CC(=O)O3)O | x | x | x | ✓ | ✓ | ✓ |  | 2b | 13.629 | 11.48 | 822.06 | 688.04 | 2 | x | ✓ | x | x
171 | Aspartame |  | C14 H18 N2 O5 | 295.1286 | -0.71 | COC(=O)[CH](CC1=CC=CC=C1)NC(=O)[CH](N)CC(O)=O | x | x | x | ✓ | ✓ | ✓ |  | 2b | 4.863 | 4.43 | 276.13 | 249.06 | 1 | x | x | x | ✓
172 | 13-hydroxyoctadeca-9,11-dienoic acid |  | C18 H32 O3 | 297.2421 | -0.91 | CCCCC[CH](O)C=CC=CCCCCCCCC(O)=O | x | x | x | ✓ | ✓ | ✓ |  | 2b | 13.735 | 13.92 | 828.66 | 840.07 | 1 | x | ✓ | x | ✓
173 | N-(2-Hydroxyethyl)palmitamide |  | C18 H37 N O2 | 300.2895 | -0.6 | CCCCCCCCCCCCCCCC(=O)NCCO | x | x | ✓ | ✓ | x | x |  | 2b | 15.233 | 13.86 | 921.95 | 836.49 | 1 | ✓ | x | x | x
174 | Adrenosterone |  | C19 H24 O3 | 301.1796 | -0.7 | [H][C]12CCC(=O)[C]1(C)CC(=O)[C]1([H])[C]2([H])CCC2=CC(=O)CC[C]12C | x | x | x | ✓ | ✓ | x |  | 2b | 10.53 | 10.87 | 629.06 | 650.02 | 1 | x | x | x | ✓
175 | Retinoic acid |  | C20 H28 O2 | 301.216 | -0.72 | CC(C=CC1=C(C)CCCC1(C)C)=CC=CC(C)=CC(O)=O | x | x | x | ✓ | x | x |  | 2b | 13.369 | 14.26 | 805.87 | 861.65 | 1 | ✓ | x | x | x
176 | Mono(2-ethyl-5-carboxypentyl) phthalate |  | C16 H20 O6 | 309.133 | -0.9 | CCC(CCCC(O)=O)COC(=O)C1=C(C=CC=C1)C(O)=O | x | x | x | ✓ | ✓ | ✓ |  | 2b | 9.012 | 9.8 | 534.52 | 583.34 | 1 | ✓ | x | x | x
177 | Mestranol |  | C21 H26 O2 | 311.2003 | -0.86 | COC1=CC2=C(C=C1)[CH]1CC[C]3(C)[CH](CC[C]3(O)C#C)[CH]1CC2 | x | x | x | ✓ | ✓ | ✓ |  | 2b | 8.959 | 10.98 | 531.22 | 656.95 | 2 | x | x | x | ✓
178 | Methoprene |  | C19 H34 O3 | 311.2577 | -1.02 | COC(C)(C)CCCC(C)CC=CC(C)=CC(=O)OC(C)C | x | x | x | ✓ | ✓ | ✓ |  | 2b | 13.555 | 13.82 | 817.45 | 833.69 | 1 | x | ✓ | x | x
179 | Pyrenophorol |  | C16 H24 O6 | 313.1644 | -0.53 | C[CH]1CC[CH](O)C=CC(=O)O[CH](C)CC[CH](O)C=CC(=O)O1 | x | x | x | ✓ | ✓ | ✓ |  | 2b | 8.098 | 7.8 | 477.6 | 459.2 | 1 | x | x | x | ✓
180 | Methyl ricinoleate |  | C19 H36 O3 | 313.2734 | -0.96 | CCCCCC[CH](O)CC=CCCCCCCCC(=O)OC | x | x | x | ✓ | ✓ | ✓ |  | 2b | 12.388 | 14.21 | 744.77 | 858.21 | 2 | x | x | x | ✓
181 | 12,13-dihydroxyoctadec-9-enoic acid |  | C18 H34 O4 | 315.2527 | -1.06 | CCCCCC(C(CC=CCCCCCCCC(=O)O)O)O | x | x | x | ✓ | ✓ | ✓ |  | 2b | 11.193 | 12.86 | 670.35 | 773.97 | 2 | x | x | x | ✓
182 | 6-{2-[bis(2-hydroxyethyl)amino]ethoxy}-3,4,5-trihydroxyoxane-2-carboxylic acid | Glucuronide | C12 H23 N O9 | 326.1456 | 3.17 | O(CCN(CCO)CCO)C1OC(C(O)=O)C(C(C1O)O)O | x | x | x | ✓ | ✓ | ✓ |  | 2b | 1.917 | 2.49 | 92.66 | 128.21 | 1 | x | x | x | ✓
183 | N-(2-Hydroxyethyl)oleamide |  | C20 H39 N O2 | 326.3051 | -0.81 | CCCCCCCCC=CCCCCCCCC(=O)NCCO | x | x | ✓ | ✓ | x | x |  | 2b | 15.484 | 13.39 | 937.58 | 807.13 | 2 | ✓ | x | x | x
184 | 14-hydroxydocosa-4,7,10,12,16,19-hexaenoic acid |  | C22 H32 O3 | 327.2316 | -0.83 | CCC=CCC=CCC(C=CC=CCC=CCC=CCCC(=O)O)O | x | x | x | ✓ | ✓ | ✓ |  | 2b | 14.217 | 13.95 | 858.68 | 841.9 | 1 | ✓ | x | x | x
185 | 3-[(2-{[(1H-Benzimidazol-2-yl)sulfanyl]methyl}-3-methylpyridin-4-yl)oxy]propan-1-ol |  | C17 H19 N3 O2 S | 330.1268 | -0.75 | CC1=C(OCCCO)C=CN=C1CSC1=NC2=CC=CC=C2N1 | x | x | x | ✓ | ✓ | ✓ |  | 2b | 6.543 | 7.55 | 380.76 | 443.21 | 1 | ✓ | x | x | x
186 | Gibberellin A4 |  | C19 H24 O5 | 333.1694 | -0.66 | [H][C]12CC[CH]3C[C]1(CC3=C)[CH](C(O)=O)[C]1([H])[C]3(C)[CH](O)CC[C]21OC3=O | x | x | x | ✓ | ✓ | ✓ |  | 2b | 11.061 | 8.12 | 662.13 | 479.02 | 2 | ✓ | x | x | ✓
187 | 1-(4-benzylpiperazino)-2-(pyridin-2-ylamino)propan-1-one |  | C19 H24 N4 O | 363.162 | -1.21 | CC(C(=O)N1CCN(CC1)CC2=CC=CC=C2)NC3=CC=CC=N3 | x | x | x | ✓ | ✓ | x |  | 2b | 4.661 | 4.58 | 263.55 | 258.39 | 1 | x | x | x | ✓
188 | Perindopril |  | C19 H32 N2 O5 | 369.2382 | -0.63 | [H][C]12C[CH](N(C(=O)[CH](C)N[CH](CCC)C(=O)OCC)[C]1([H])CCCC2)C(O)=O | x | x | x | ✓ | ✓ | ✓ |  | 2b | 6.635 | 7.98 | 386.49 | 470.41 | 1 | x | x | x | ✓
189 | Riboflavin |  | C17 H20 N4 O6 | 377.1452 | -0.82 | CC1=CC2=C(C=C1C)N(C[CH](O)[CH](O)[CH](O)CO)C1=NC(=O)NC(=O)C1=N2 | x | x | x | ✓ | ✓ | ✓ |  | 2b | 5.229 | 2.97 | 298.92 | 157.97 | 2 | x | x | x | ✓
190 | Calcifediol |  | C27 H44 O2 | 401.3412 | -0.45 | [H][C]1(CC[C]2([H])C(CCC[C]12C)=CC=C1C[CH](O)CCC1=C)[CH](C)CCCC(C)(C)O | x | x | ✓ | ✓ | x | x |  | 2b | 12.384 | 15.04 | 744.52 | 909.81 | 2 | x | x | x | ✓
191 | Rutarin |  | C20 H24 O10 | 447.1284 | -3.43 | CC(C)(C1CC2=C(O1)C(=C3C(=C2)C=CC(=O)O3)OC4C(C(C(C(O4)CO)O)O)O)O | x | x | x | ✓ | ✓ | ✓ |  | 2b | 5.553 | 6.53 | 319.1 | 380.17 | 1 | ✓ | ✓ | x | ✓
192 | 3,4,5-trihydroxy-6-{[4-methoxy-1-methyl-3-(3-methylbut-2-en-1-yl)-2-oxoquinolin-8-yl]oxy}oxane-2-carboxylic acid | Glucuronide | C22 H27 N O9 | 450.1755 | -0.73 | O(C1=C(C(=O)N(C2=C1C=CC=C2OC3OC(C(O)C(O)C3O)C(O)=O)C)CC=C(C)C)C | x | x | x | ✓ | ✓ | ✓ |  | 2b | 7.193 | 7.5 | 421.24 | 440.23 | 1 | x | x | x | ✓
193 | 3,4,5-trihydroxy-6-[2-({8-methyl-8-azabicyclo[3.2.1]octan-3-yl}oxy)-2-oxo-1-phenylethoxy]oxane-2-carboxylic acid | Glucuronide | C22 H29 N O9 | 452.1914 | -0.22 | C(C(C=1C=CC=CC1)OC2OC(C(O)=O)C(C(C2O)O)O)(=O)O[CH]3C[CH]4N([CH](C3)CC4)C | x | x | x | ✓ | ✓ | ✓ |  | 2b | 7.421 | 4.95 | 435.44 | 281.75 | 2 | x | x | x | ✓
194 | 7-Chloro-2-hydroxy-5-phenyl-3H-1,4-benzodiazepin-3-yl hexopyranosiduronic acid | Glucuronide | C21 H19 Cl N2 O8 | 463.0901 | -0.46 | [H][C]1(OC2([H])N=C(C3=CC=CC=C3)C3=C(C=CC(Cl)=C3)N=C2O)O[C]([H])(C(O)=O)[C]([H])(O)[C]([H])(O)[C]1([H])O | x | x | x | ✓ | ✓ | x |  | 2b | 7.945 | 5.81 | 468.07 | 335.38 | 2 | x | x | x | ✓
195 | 6-({9a,11a-dimethyl-7-oxo-1H,2H,3H,3aH,3bH,4H,5H,8H,9H,9bH,10H,11H-cyclopenta[a]phenanthren-1-yl}oxy)-3,4,5-trihydroxyoxane-2-carboxylic acid | Glucuronide | C25 H36 O8 | 465.2482 | -0.31 | [C]12([CH]([CH]3CCC=4[C]([CH]3CC1)(CCC(=O)C4)C)CC[CH]2OC5OC(C(C(C5O)O)O)C(O)=O)C | x | x | x | ✓ | ✓ | x |  | 2b | 9.313 | 10.75 | 553.27 | 642.82 | 1 | x | x | x | ✓
196 | 3,17-Dioxoandrost-4-en-4-yl hexopyranosiduronic acid |  | C25 H34 O9 | 479.2273 | -0.45 | [H]C12CCC(=O)[C]1(C)CCC1([H])C2([H])CCC2=C(O[C]3([H])O[C]([H])(C(O)=O)[C]([H])(O)[C]([H])(O)[C]3([H])O)C(=O)CC[C]12C | x | x | x | ✓ | ✓ | x |  | 2b | 7.649 | 9.98 | 449.64 | 594.77 | 2 | x | x | x | ✓
197 | 6-({8-formyl-7-hydroxy-1,9a,11a-trimethyl-2H,3H,3aH,3bH,4H,5H,5aH,6H,9H,9bH,10H,11H-cyclopenta[a]phenanthren-1-yl}oxy)-3,4,5-trihydroxyoxane-2-carboxylic acid | Glucuronide | C27 H40 O9 | 509.2742 | -0.53 | [C]12([CH]3[CH]([CH]4[C](CC3)([C](OC5OC(C(C(C5O)O)O)C(O)=O)(C)CC4)C)CC[CH]1CC(C(C2)=CO)=O)C | x | x | x | ✓ | ✓ | ✓ |  | 2b | 9.366 | 9.33 | 556.57 | 554.57 | 1 | x | x | x | ✓
198 | Benzoic acid |  | C7 H6 O2 | 123.0442 | 1.01 | OC(=O)C1=CC=CC=C1 | x | x | x | ✓ | ✓ | x |  | 3 | 7.741 | 6.48 | 455.37 | 377.08 | 1 | x | ✓ | ✓ | x
| Salicylaldehyde |  | C7 H6 O2 | 123.0442 | 1.01 | OC1=CC=CC=C1C=O | x | x | x |  |  |  |  | 3 | 7.741 | 6.44 | 455.37 | 374.04 | 1 | 0 | 1 | 1 | 0
| 3-(2-Furyl)acrolein |  | C7 H6 O2 | 123.0442 | 1.01 | O=CC=CC1=CC=CO1 | x | x | x |  |  |  |  | 3 | 7.741 | 6.32 | 455.37 | 366.85 | 1 | 0 | 1 | 1 | 0
199 | 1-Ethynylcyclohexanol |  | C8 H12 O | 125.0962 | 0.71 | OC1(CCCCC1)C#C | x | x | x | ✓ | ✓ | ✓ |  | 3 | 6.463 | 7.07 | 375.78 | 413.84 | 1 | x | x | x | ✓
| 6-Methylhepta-3,5-dien-2-one |  | C8 H12 O | 125.0962 | 0.71 | CC(C)=CC=CC(C)=O | x | x | x |  |  |  |  | 3 | 6.463 | 8.36 | 375.78 | 494.09 | 2 | 0 | 0 | 0 | 1
| 3-ethenyl-7-Oxabicyclo[4.1.0]heptane |  | C8 H12 O | 125.0962 | 0.71 | C=CC1CCC2OC2C1 | x | x | x |  |  |  |  | 3 | 6.463 | 6.84 | 375.78 | 399.44 | 1 | 0 | 0 | 0 | 1
200 | Octenal |  | C8 H14 O | 127.1118 | 0.74 | CCCCCC=CC=O | x | x | ✓ | ✓ | x | x |  | 3 | 8.761 | 9.07 | 518.89 | 538.35 | 1 | ✓ | ✓ | ✓ | ✓
| Oct-5-en-2-one |  | C8 H14 O | 127.1118 | 0.74 | CCC=CCCC(C)=O | x | x | x |  |  |  |  | 3 | 8.761 | 8.51 | 518.89 | 503.44 | 1 | 0 | 1 | 1 | 1
| 5-methyl-2-Hepten-4-one |  | C8 H14 O | 127.1118 | 0.74 | CCC(C)C(=O)C=CC | x | x | x |  |  |  |  | 3 | 8.761 | 8.85 | 518.89 | 524.7 | 1 | 0 | 1 | 1 | 1
201 | 5,5-Dimethylhydantoin |  | C5 H8 N2 O2 | 129.0659 | 0.58 | CC1(C)NC(=O)NC1=O | x | x | x | ✓ | x | x |  | 3 | 4.231 | 3.72 | 236.77 | 204.72 | 1 | x | x | x | ✓
| Dihydro-5-methyl-2,4(1H,3H)-pyrimidinedione |  | C5 H8 N2 O2 | 129.0659 | 0.58 | CC1CNC(=O)NC1=O | x | x | ✓ | ✓ | x | x |  | 3 | 4.231 | 3.04 | 236.77 | 162.31 | 1 | 0 | 0 | 0 | 1
202 | 3-Phenylpropanal |  | C9 H10 O | 135.0804 | -0.02 | O=CCCC1=CC=CC=C1 | x | x | x | ✓ | ✓ | ✓ |  | 3 | 6.611 | 8.66 | 384.99 | 512.41 | 2 | x | x | x | ✓
| 3-Phenyl-2-propen-1-ol |  | C9 H10 O | 135.0804 | -0.02 | OCC=CC1=CC=CC=C1 | x | x | x |  |  |  |  | 3 | 6.611 | 7.26 | 384.99 | 425.6 | 1 | 0 | 0 | 0 | 1
| Hydratropaldehyde |  | C9 H10 O | 135.0804 | -0.02 | CC(C=O)C1=CC=CC=C1 | x | x | x |  |  |  |  | 3 | 6.611 | 8.01 | 384.99 | 472.17 | 1 | 0 | 0 | 0 | 1
| 2,4-Dimethyl benzaldehyde |  | C9 H10 O | 135.0804 | -0.02 | CC1=CC(C)=C(C=O)C=C1 | x | x | x |  |  |  |  | 3 | 6.611 | 8.68 | 384.99 | 514.05 | 2 | 0 | 0 | 0 | 1
203 | Allopurinol |  | C5 H4 N4 O | 137.0458 | 0.28 | O=C1N=CNC2=C1C=NN2 | x | x | x | ✓ | x | x |  | 3 | 0.931 | 2.24 | 31.25 | 112.98 | 1 | ✓ | x | x | ✓
| Hypoxanthine |  | C5 H4 N4 O | 137.0458 | 0.28 | O=C1N=CNC2=C1NC=N2 | x | x | ✓ | ✓ | x | x |  | 3 | 0.931 | 2.84 | 31.25 | 149.88 | 2 | 0 | 0 | 0 | 1
204 | Hypoxanthine |  | C5 H4 N4 O | 137.0458 | 0.05 | O=C1N=CNC2=C1NC=N2 | x | x | ✓ | ✓ | x | x |  | 3 | 2.403 | 2.84 | 122.93 | 149.88 | 1 | ✓ | x | x | ✓
| Allopurinol |  | C5 H4 N4 O | 137.0458 | 0.05 | O=C1N=CNC2=C1C=NN2 | x | x | x |  |  |  |  | 3 | 2.403 | 2.24 | 122.93 | 112.98 | 1 | 0 | 0 | 0 | 1
205 | Hydroxyacetophenone |  | C8 H8 O2 | 137.0597 | 0.1 | OCC(=O)C1=CC=CC=C1 | x | x | ✓ | ✓ | x | x |  | 3 | 4.739 | 5.94 | 268.41 | 343.3 | 1 | x | x | x | ✓
| Methoxybenzaldehyde |  | C8 H8 O2 | 137.0597 | 0.1 | COC1=CC=C(C=O)C=C1 | x | x | x |  |  |  |  | 3 | 4.739 | 6.57 | 268.41 | 382.51 | 2 | 0 | 0 | 0 | 1
206 | 1H-Indole-3-carboxaldehyde |  | C9 H7 N O | 146.0599 | -0.67 | O=CC1=CNC2=CC=CC=C12 | x | x | ✓ | ✓ | x | x |  | 3 | 3.315 | 5.89 | 179.73 | 339.98 | 2 | x | x | x | ✓
| 4-Indolecarbaldehyde |  | C9 H7 N O | 146.0599 | -0.67 | C1=CC(=C2C=CNC2=C1)C=O | x | x | x |  |  |  |  | 3 | 3.315 | 5.26 | 179.73 | 300.99 | 2 | 0 | 0 | 0 | 1
207 | Hydroxyquinoline |  | C9 H7 N O | 146.06 | -0.19 | OC1=CC=CC2=CC=CN=C12 | x | x | x | ✓ | ✓ | ✓ |  | 3 | 3.807 | 5.15 | 210.37 | 293.7 | 1 | x | x | x | ✓
| 1H-Indole-3-carboxaldehyde |  | C9 H7 N O | 146.06 | -0.19 | O=CC1=CNC2=CC=CC=C12 | x | x | x |  |  |  |  | 3 | 3.807 | 5.89 | 210.37 | 339.98 | 2 | 0 | 0 | 0 | 1
208 | 1,3-Indandione |  | C9 H6 O2 | 147.044 | -0.34 | O=C1CC(=O)C2=C1C=CC=C2 | x | x | x | ✓ | ✓ | ✓ |  | 3 | 5.308 | 6.08 | 303.84 | 352.21 | 1 | x | x | x | ✓
| Coumarin |  | C9 H6 O2 | 147.044 | -0.34 | O=C1OC2=C(C=CC=C2)C=C1 | x | x | x |  |  |  |  | 3 | 5.308 | 6.27 | 303.84 | 363.88 | 1 | 0 | 0 | 0 | 1
209 | Quinoline, 1,2,3,4-tetrahydro-4-methyl- |  | C10 H13 N | 148.112 | -0.34 | CC1CCNC2=CC=CC=C12 | x | x | x | ✓ | ✓ | ✓ |  | 3 | 3.032 | 5.44 | 162.1 | 312.15 | 2 | x | x | x | ✓
| 1-Methyl-1,2,3,4-tetrahydroisoquinoline |  | C10 H13 N | 148.112 | -0.34 | CC1NCCC2=C1C=CC=C2 | x | x | x |  |  |  |  | 3 | 3.032 | 4.36 | 162.1 | 244.92 | 1 | 0 | 0 | 0 | 1
| 6-Methyl-1,2,3,4-tetrahydroquinoline |  | C10 H13 N | 148.112 | -0.34 | CC1=CC2=C(NCCC2)C=C1 | x | x | x |  |  |  |  | 3 | 3.032 | 5.05 | 162.1 | 287.95 | 2 | 0 | 0 | 0 | 1
210 | 2-(4-Methylphenyl)propanal |  | C10 H12 O | 149.0961 | 0.3 | CC(C=O)C1=CC=C(C)C=C1 | x | x | x | ✓ | ✓ | ✓ |  | 3 | 9.732 | 9.32 | 579.36 | 553.92 | 1 | x | x | x | ✓
| p-Ethylacetophenone |  | C10 H12 O | 149.0961 | 0.3 | CCC1=CC=C(C=C1)C(C)=O | x | x | x |  |  |  |  | 3 | 9.732 | 9.04 | 579.36 | 536.07 | 1 | 0 | 0 | 0 | 1
| p-Methylhydrocinnamic aldehyde |  | C10 H12 O | 149.0961 | 0.3 | CC1=CC=C(CCC=O)C=C1 | x | x | x |  |  |  |  | 3 | 9.732 | 8.9 | 579.36 | 527.72 | 1 | 0 | 0 | 0 | 1
| Butyrophenone |  | C10 H12 O | 149.0961 | 0.3 | CCCC(=O)C1=CC=CC=C1 | x | x | x |  |  |  |  | 3 | 9.732 | 8.76 | 579.36 | 518.54 | 1 | 0 | 0 | 0 | 1
| Benzylacetone |  | C10 H12 O | 149.0961 | 0.3 | CC(=O)CCC1=CC=CC=C1 | x | x | x |  |  |  |  | 3 | 9.732 | 8.98 | 579.36 | 532.53 | 1 | 0 | 0 | 0 | 1
| 3-Phenylbutyraldehyde |  | C10 H12 O | 149.0961 | 0.3 | CC(CC=O)C1=CC=CC=C1 | x | x | x |  |  |  |  | 3 | 9.732 | 9.15 | 579.36 | 543.32 | 1 | 0 | 0 | 0 | 1
211 | 1,2-Benzisothiazolin-3-one |  | C7 H5 N O S | 152.0164 | -0.1 | O=C1NSC2=C1C=CC=C2 | ✓ | x | x | ✓ | ✓ | ✓ |  | 1 | 6.976 |  |  |  |  | ✓ | ✓ | x | x
| 2-Hydroxybenzothiazole |  | C7 H5 N O S | 152.0164 | -0.1 | OC1=NC2=CC=CC=C2S1 | ✓ | ✓ | x |  |  |  |  | 3 | 6.976 |  |  |  |  | 0 | 1 | 0 | 0
212 | Ethoxymethyl-phenol |  | C9 H12 O2 | 153.091 | -0.03 | CCOC1=CC(C)=CC=C1O | x | x | x | ✓ | ✓ | ✓ |  | 3 | 6.613 | 7.58 | 385.12 | 445.47 | 1 | x | x | x | ✓
| 4-methyl-6-(1-methylethyl)-2H-pyran-2-one |  | C9 H12 O2 | 153.091 | -0.03 | CC(C)C1=CC(C)=CC(=O)O1 | x | x | x |  |  |  |  | 3 | 6.613 | 8.48 | 385.12 | 501.43 | 2 | 0 | 0 | 0 | 1
| 2,6,6-Trimethyl-2-cyclohexene-1,4-dione |  | C9 H12 O2 | 153.091 | -0.03 | CC1=CC(=O)CC(C)(C)C1=O | x | x | x |  |  |  |  | 3 | 6.613 | 7.3 | 385.12 | 428.19 | 1 | 0 | 0 | 0 | 1
213 | 4-Hydroxy-2-nonenal |  | C9 H16 O2 | 157.1223 | 0.15 | CCCCCC(O)C=CC=O | x | x | ✓ | ✓ | x | x |  | 3 | 9.824 | 7.8 | 585.09 | 459.03 | 2 | x | ✓ | x | x
| 3-methylbutyl ester 2-butenoic acid |  | C9 H16 O2 | 157.1223 | 0.15 | CC=CC(=O)OCCC(C)C | x | x | x |  |  |  |  | 3 | 9.824 | 9.48 | 585.09 | 563.5 | 1 | 0 | 1 | 0 | 0
| 6-butyltetrahydro-2H-Pyran-2-one |  | C9 H16 O2 | 157.1223 | 0.15 | CCCCC1CCCC(=O)O1 | x | x | x |  |  |  |  | 3 | 9.824 | 9.98 | 585.09 | 594.53 | 1 | 0 | 1 | 0 | 0
| Hex-3-en-1-yl propanoate |  | C9 H16 O2 | 157.1223 | 0.15 | CCC=CCCOC(=O)CC | x | x | x |  |  |  |  | 3 | 9.824 | 9.36 | 585.09 | 556.46 | 1 | 0 | 1 | 0 | 0
| 5-butyldihydro-4-methyl-2(3H)-furanone |  | C9 H16 O2 | 157.1223 | 0.15 | CCCCC1OC(=O)CC1C | x | x | x |  |  |  |  | 3 | 9.824 | 9.44 | 585.09 | 561.41 | 1 | 0 | 1 | 0 | 0
| 2-Hexenyl propanoate |  | C9 H16 O2 | 157.1223 | 0.15 | CCCC=CCOC(=O)CC | x | x | x |  |  |  |  | 3 | 9.824 | 9.8 | 585.09 | 583.79 | 1 | 0 | 1 | 0 | 0
| 2-methylpropyl 2-methylbut-2-enoate |  | C9 H16 O2 | 157.1223 | 0.15 | CC=C(C)C(=O)OCC(C)C | x | x | x |  |  |  |  | 3 | 9.824 | 9.06 | 585.09 | 537.46 | 1 | 0 | 1 | 0 | 0
214 | Indole-3-carboxylic acid |  | C9 H7 N O2 | 162.0549 | -0.36 | OC(=O)C1=CNC2=CC=CC=C12 | x | x | ✓ | ✓ | x | x |  | 3 | 4.264 | 5.3 | 238.83 | 303.18 | 1 | x | x | x | ✓
| 2,4-Quinolinediol |  | C9 H7 N O2 | 162.0549 | -0.36 | OC1=CC(=O)NC2=CC=CC=C12 | x | x | x |  |  |  |  | 3 | 4.264 | 5.69 | 238.83 | 327.36 | 1 | 0 | 0 | 0 | 1
215 | 1-Methylxanthine |  | C6 H6 N4 O2 | 167.0563 | -0.45 | CN1C(=O)NC2=C(NC=N2)C1=O | x | x | ✓ | ✓ | x | x |  | 3 | 2.124 | 1.41 | 105.55 | 61.39 | 1 | x | x | x | ✓
| 3-Methylxanthine |  | C6 H6 N4 O2 | 167.0563 | -0.45 | CN1C2=C(NC=N2)C(=O)NC1=O | x | x | x |  |  |  |  | 3 | 2.124 | 1.82 | 105.55 | 86.79 | 1 | 0 | 0 | 0 | 1
| 7-Methylxanthine |  | C6 H6 N4 O2 | 167.0563 | -0.45 | CN1C=NC2=C1C(=O)NC(=O)N2 | x | x | ✓ |  |  |  |  | 3 | 2.124 | 1.6 | 105.55 | 73.17 | 1 | 0 | 0 | 0 | 1
216 | 1-Phenylethyl propionate |  | C11 H14 O2 | 179.1066 | -0.39 | CCC(=O)OC(C)C1=CC=CC=C1 | x | x | x | ✓ | ✓ | ✓ |  | 3 | 8.195 | 7.97 | 483.64 | 469.35 | 1 | x | x | x | ✓
| 2-Phenylethyl propionate |  | C11 H14 O2 | 179.1066 | -0.39 | CCC(=O)OCCC1=CC=CC=C1 | x | x | x |  |  |  |  | 3 | 8.195 | 10.16 | 483.64 | 606.18 | 2 | 0 | 0 | 0 | 1
| (3,3-Dimethoxypropen-1-yl)benzene |  | C11 H14 O2 | 179.1066 | -0.39 | COC(OC)C=CC1=CC=CC=C1 | x | x | x |  |  |  |  | 3 | 8.195 | 9.97 | 483.64 | 594.3 | 2 | 0 | 0 | 0 | 1
| 3-(4-Methoxyphenyl)-2-methylpropanal |  | C11 H14 O2 | 179.1066 | -0.39 | COC1=CC=C(CC(C)C=O)C=C1 | x | x | x |  |  |  |  | 3 | 8.195 | 9.16 | 483.64 | 543.44 | 1 | 0 | 0 | 0 | 1
| Benzyl 2-methylpropanoate |  | C11 H14 O2 | 179.1066 | -0.39 | CC(C)C(=O)OCC1=CC=CC=C1 | x | x | x |  |  |  |  | 3 | 8.195 | 8.74 | 483.64 | 517.46 | 1 | 0 | 0 | 0 | 1
217 | Paraxanthine |  | C7 H8 N4 O2 | 181.072 | -0.01 | CN1C=NC2=C1C(=O)N(C)C(=O)N2 | x | x | ✓ | ✓ | x | x |  | 3 | 3.448 | 2.83 | 188.01 | 149.59 | 1 | x | x | ✓ | ✓
| Theophylline |  | C7 H8 N4 O2 | 181.072 | -0.01 | CN1C2=C(NC=N2)C(=O)N(C)C1=O | x | x | ✓ |  |  |  |  | 3 | 3.448 | 2.92 | 188.01 | 155.23 | 1 | 0 | 0 | 1 | 1
218 | 3-(m-Methoxyphenyl)propionic acid |  | C10 H12 O3 | 181.0859 | -0.05 | COC1=CC=CC(CCC(O)=O)=C1 | x | x | ✓ | ✓ | x | x |  | 3 | 6.613 | 5.85 | 385.12 | 337.67 | 1 | x | x | x | ✓
| 3,4-Dimethoxybenzeneacetaldehyde |  | C10 H12 O3 | 181.0859 | -0.05 | COC1=C(OC)C=C(CC=O)C=C1 | x | x | x |  |  |  |  | 3 | 6.613 | 6 | 385.12 | 346.86 | 1 | 0 | 0 | 0 | 1
219 | 2-(Diethylamino)-6-methyl-1H-pyrimidin-4-one |  | C9 H15 N3 O | 182.1288 | 0.17 | CCN(CC)C1=NC(=O)C=C(C)N1 | x | x | x | ✓ | ✓ | ✓ |  | 3 | 5.642 | 4.95 | 324.65 | 281.65 | 1 | ✓ | x | x | x
| 4-Pyrimidinol, 2-amino-5-butyl-6-methyl- (8CI) |  | C9 H15 N3 O | 182.1288 | 0.17 | CCCCC1=C(C)NC(N)=NC1=O | x | x | x |  |  |  |  | 3 | 5.642 | 5.11 | 324.65 | 291.4 | 1 | 0 | 0 | 0 | 0
220 | 2-ethoxy-4-(methoxymethyl)-phenol |  | C10 H14 O3 | 183.1016 | 0.07 | CCOC1=C(O)C=CC(COC)=C1 | x | x | x | ✓ | ✓ | ✓ |  | 3 | 6.558 | 5.85 | 381.69 | 337.73 | 1 | x | x | x | ✓
| 2-furanylmethyl ester pentanoic acid |  | C10 H14 O3 | 183.1016 | 0.07 | CCCCC(=O)OCC1=CC=CO1 | x | x | x |  |  |  |  | 3 | 6.558 | 8.49 | 381.69 | 501.71 | 2 | 0 | 0 | 0 | 1
221 | 4-(2-aminoethyl)-6-methoxybenzene-1,3-diol |  | C9 H13 N O3 | 184.0968 | -0.07 | NCCC1=CC(=C(O)C=C1O)OC | x | x | x | ✓ | x | x |  | 3 | 5.322 | 3.01 | 304.72 | 160.94 | 2 | x | x | x | ✓
| 2-(2-aminoethyl)-5-methoxybenzene-1,4-diol |  | C9 H13 N O3 | 184.0968 | -0.07 | O(C1=C(O)C=C(CCN)C(=C1)O)C | x | x | ✓ | ✓ | x | x |  | 3 | 5.322 | 2.93 | 304.72 | 155.47 | 2 | 0 | 0 | 0 | 1
222 | Methyl 2-(acetylamino)benzoate |  | C10 H11 N O3 | 194.0812 | 0.01 | COC(=O)C1=C(NC(C)=O)C=CC=C1 | x | x | x | ✓ | x | x |  | 3 | 5.178 | 5.88 | 295.75 | 339.33 | 1 | x | x | x | ✓
| 2-[(3-methylphenyl)formamido]acetic acid |  | C10 H11 N O3 | 194.0812 | 0.01 | O=C(C1=CC(C)=CC=C1)NCC(O)=O | x | x | x |  |  |  |  | 3 | 5.178 | 4.23 | 295.75 | 236.73 | 1 | 0 | 0 | 0 | 1
| 2-(2-phenylacetamido)acetic acid |  | C10 H11 N O3 | 194.0812 | 0.01 | C(CC1=CC=CC=C1)(=O)NCC(O)=O | x | x | x |  |  |  |  | 3 | 5.178 | 4.31 | 295.75 | 241.84 | 1 | 0 | 0 | 0 | 1
| 2-Methylhippuric acid |  | C10 H11 N O3 | 194.0812 | 0.01 | CC1=CC=CC=C1C(=O)NCC(O)=O | x | x | ✓ | ✓ | x | x |  | 3 | 5.178 | 4.87 | 295.75 | 276.51 | 1 | 0 | 0 | 0 | 1
| methyl 2-(benzoylamino)acetate |  | C10 H11 N O3 | 194.0812 | 0.01 | COC(=O)CNC(=O)C1=CC=CC=C1 | x | x | x |  |  |  |  | 3 | 5.178 | 5.12 | 295.75 | 292 | 1 | 0 | 0 | 0 | 1
223 | 1,3-Dimethyluric acid |  | C7 H8 N4 O3 | 197.0669 | -0.16 | CN1C2=C(NC(=O)N2)C(=O)N(C)C1=O | x | x | x | ✓ | x | x |  | 3 | 3.373 | 2.45 | 183.34 | 126.03 | 1 | x | x | x | ✓
| 3,7-Dimethyluric acid |  | C7 H8 N4 O3 | 197.0669 | -0.16 | CN1C(=O)NC2=C1C(=O)NC(=O)N2C | x | x | ✓ | ✓ | x | x |  | 3 | 3.373 | 2.51 | 183.34 | 129.87 | 1 | 0 | 0 | 0 | 1
| 1,7-Dimethyluric acid |  | C7 H8 N4 O3 | 197.0669 | -0.16 | CN1C(=O)NC2=C1C(=O)N(C)C(=O)N2 | x | x | x |  |  |  |  | 3 | 3.373 | 2.12 | 183.34 | 105.58 | 1 | 0 | 0 | 0 | 1
224 | Benzeneacetic acid, 3,4-dimethoxy- |  | C10 H12 O4 | 197.0809 | 0.29 | COC1=C(OC)C=C(CC(O)=O)C=C1 | x | x | ✓ | ✓ | x | x |  | 3 | 6.996 | 5.57 | 408.97 | 319.88 | 1 | x | x | x | ✓
| Dihydroferulic acid |  | C10 H12 O4 | 197.0809 | 0.29 | COC1=C(O)C=CC(CCC(O)=O)=C1 | x | x | x |  |  |  |  | 3 | 6.996 | 6.15 | 408.97 | 356.12 | 1 | 0 | 0 | 0 | 1
| 4-Hydroxy-3-methoxybenzoic acid ethyl ester |  | C10 H12 O4 | 197.0809 | 0.29 | CCOC(=O)C1=CC(OC)=C(O)C=C1 | x | x | x |  |  |  |  | 3 | 6.996 | 6.24 | 408.97 | 361.97 | 1 | 0 | 0 | 0 | 1
| 2-Methyl-4-oxo-4H-pyran-3-yl isobutyrate |  | C10 H12 O4 | 197.0809 | 0.29 | CC(C)C(=O)OC1=C(C)OC=CC1=O | x | x | x |  |  |  |  | 3 | 6.996 | 6.63 | 408.97 | 386.28 | 1 | 0 | 0 | 0 | 1
225 | 2-octanamidoacetic acid | Glycine | C10 H19 N O3 | 202.1438 | 0.21 | CCCCCCCC(=O)NCC(O)=O | x | x | ✓ | ✓ | x | x |  | 3 | 5.951 | 7.44 | 343.89 | 436.56 | 1 | x | x | x | ✓
| 2-(2-propylpentanamido)acetic acid | Glycine | C10 H19 N O3 | 202.1438 | 0.21 | C(=O)(C(CCC)CCC)NCC(O)=O | x | x | x |  |  |  |  | 3 | 5.951 | 7.55 | 343.89 | 443.76 | 2 | 0 | 0 | 0 | 1
| 2-(2-ethylhexanamido)acetic acid | Glycine | C10 H19 N O3 | 202.1438 | 0.21 | O=C(C(CCCC)CC)NCC(O)=O | x | x | x |  |  |  |  | 3 | 5.951 | 7.33 | 343.89 | 429.98 | 1 | 0 | 0 | 0 | 1
226 | 2-(2-propylpentanamido)acetic acid | Glycine | C10 H19 N O3 | 202.1438 | 0.12 | C(=O)(C(CCC)CCC)NCC(O)=O | x | x | x | ✓ | x | x |  | 3 | 8.326 | 7.55 | 491.8 | 443.76 | 1 | x | x | x | ✓
| 2-(2-ethylhexanamido)acetic acid | Glycine | C10 H19 N O3 | 202.1438 | 0.12 | O=C(C(CCCC)CC)NCC(O)=O | x | x | x |  |  |  |  | 3 | 8.326 | 7.33 | 491.8 | 429.98 | 1 | 0 | 0 | 0 | 1
| 2-octanamidoacetic acid | Glycine | C10 H19 N O3 | 202.1438 | 0.12 | CCCCCCCC(=O)NCC(O)=O | x | x | ✓ | ✓ | x | x |  | 3 | 8.326 | 7.44 | 491.8 | 436.56 | 1 | 0 | 0 | 0 | 1
227 | Phenethyl 2-methylcrotonate |  | C13 H16 O2 | 205.1223 | 0.11 | CC=C(C)C(=O)OCCC1=CC=CC=C1 | x | x | x | ✓ | ✓ | ✓ |  | 3 | 8.048 | 10.99 | 474.49 | 657.7 | 2 | x | x | x | ✓
| Butyl cinnamate |  | C13 H16 O2 | 205.1223 | 0.11 | CCCCOC(=O)C=CC1=CC=CC=C1 | x | x | x |  |  |  |  | 3 | 8.048 | 10.21 | 474.49 | 609.25 | 2 | 0 | 0 | 0 | 1
| Hex-3-en-1-yl benzoate |  | C13 H16 O2 | 205.1223 | 0.11 | CCC=CCCOC(=O)C1=CC=CC=C1 | x | x | x |  |  |  |  | 3 | 8.048 | 11 | 474.49 | 658.19 | 2 | 0 | 0 | 0 | 1
| 2,3,4,5-Bisbutylene tetrafurfural |  | C13 H16 O2 | 205.1223 | 0.11 | O=CC12CC=CCC1C1CC=CCC1O2 | x | x | x |  |  |  |  | 3 | 8.048 | 7.75 | 474.49 | 456.01 | 1 | 0 | 0 | 0 | 1
| Isobutyl 3-phenylacrylate |  | C13 H16 O2 | 205.1223 | 0.11 | CC(C)COC(=O)C=CC1=CC=CC=C1 | x | x | x |  |  |  |  | 3 | 8.048 | 10.56 | 474.49 | 631.14 | 2 | 0 | 0 | 0 | 1
| Cinnamyl butyrate |  | C13 H16 O2 | 205.1223 | 0.11 | CCCC(=O)OCC=CC1=CC=CC=C1 | x | x | x |  |  |  |  | 3 | 8.048 | 10.77 | 474.49 | 643.8 | 2 | 0 | 0 | 0 | 1
| 3-Phenylprop-2-en-1-yl 2-methylpropanoate |  | C13 H16 O2 | 205.1223 | 0.11 | CC(C)C(=O)OCC=CC1=CC=CC=C1 | x | x | x |  |  |  |  | 3 | 8.048 | 10.88 | 474.49 | 650.61 | 2 | 0 | 0 | 0 | 1
228 | Isoamyl salicylate |  | C12 H16 O3 | 209.1172 | -0.27 | CC(C)CCOC(=O)C1=C(O)C=CC=C1 | x | x | x | ✓ | ✓ | ✓ |  | 3 | 11.303 | 9.99 | 677.2 | 595.25 | 1 | x | x | x | ✓
| Pentyl 2-hydroxybenzoate |  | C12 H16 O3 | 209.1172 | -0.27 | CCCCCOC(=O)C1=C(O)C=CC=C1 | x | x | x |  |  |  |  | 3 | 11.303 | 10.09 | 677.2 | 601.57 | 1 | 0 | 0 | 0 | 1
| 2-Phenoxyethyl isobutyrate |  | C12 H16 O3 | 209.1172 | -0.27 | CC(C)C(=O)OCCOC1=CC=CC=C1 | x | x | x |  |  |  |  | 3 | 11.303 | 9.75 | 677.2 | 580.39 | 2 | 0 | 0 | 0 | 1
229 | 2-Ethyl-8-methyl-2,8-diazaspiro(4,5)decane-1,3-dione |  | C11 H18 N2 O2 | 211.144 | -0.28 | CCN1C(=O)CC2(CCN(C)CC2)C1=O | x | x | x | ✓ | ✓ | ✓ |  | 3 | 5.327 | 3.74 | 305.03 | 206.3 | 2 | ✓ | x | x | ✓
| Cyclo(leucylprolyl) |  | C11 H18 N2 O2 | 211.144 | -0.28 | [H][C]12CCCN1C(=O)[C]([H])(CC(C)C)NC2=O | x | x | x |  |  |  |  | 3 | 5.327 | 5.24 | 305.03 | 299.8 | 1 | 0 | 0 | 0 | 1
| 3-(2-methylpropyl)-octahydropyrrolo[1,2-a]pyrazine-1,4-dione |  | C11 H18 N2 O2 | 211.144 | -0.28 | CC(C)CC1C(=O)N2CCCC2C(=O)N1 | x | x | x |  |  |  |  | 3 | 5.327 | 5.37 | 305.03 | 307.58 | 1 | 0 | 0 | 0 | 1
230 | 2-Ethyl-8-methyl-2,8-diazaspiro(4,5)decane-1,3-dione |  | C11 H18 N2 O2 | 211.144 | -0.31 | CCN1C(=O)CC2(CCN(C)CC2)C1=O | x | x | x | ✓ | ✓ | ✓ |  | 3 | 5.45 | 3.74 | 312.69 | 206.3 | 2 | ✓ | x | x | ✓
| 3-(2-methylpropyl)-octahydropyrrolo[1,2-a]pyrazine-1,4-dione |  | C11 H18 N2 O2 | 211.144 | -0.31 | CC(C)CC1C(=O)N2CCCC2C(=O)N1 | x | x | x |  |  |  |  | 3 | 5.45 | 5.37 | 312.69 | 307.58 | 1 | 0 | 0 | 0 | 1
231 | 2-Ethyl-8-methyl-2,8-diazaspiro(4,5)decane-1,3-dione |  | C11 H18 N2 O2 | 211.1441 | -0.21 | CCN1C(=O)CC2(CCN(C)CC2)C1=O | x | x | x | ✓ | ✓ | ✓ |  | 3 | 5.546 | 3.74 | 318.67 | 206.3 | 2 | ✓ | x | x | x
| Cyclo(leucylprolyl) |  | C11 H18 N2 O2 | 211.1441 | -0.21 | [H][C]12CCCN1C(=O)[C]([H])(CC(C)C)NC2=O | x | x | x |  |  |  |  | 3 | 5.546 | 5.24 | 318.67 | 299.8 | 1 | 0 | 0 | 0 | 0
232 | Atraton |  | C9 H17 N5 O | 212.1506 | -0.16 | CCNC1=NC(NC(C)C)=NC(OC)=N1 | x | x | x | ✓ | ✓ | ✓ |  | 3 | 5.157 | 7.06 | 294.44 | 412.66 | 2 | x | x | ✓ | x
| Hydroxyterbuthylazine |  | C9 H17 N5 O | 212.1506 | -0.16 | CCNC1=NC(=O)N=C(NC(C)(C)C)N1 | x | x | x |  |  |  |  | 3 | 5.157 | 6.17 | 294.44 | 357.67 | 1 | 0 | 0 | 1 | 0
| 4,6-bis((1-methylethyl)amino)-1,3,5-triazin-2(1H)-one |  | C9 H17 N5 O | 212.1506 | -0.16 | CC(C)NC1=NC(=O)N=C(NC(C)C)N1 | x | x | x |  |  |  |  | 3 | 5.157 | 6.14 | 294.44 | 355.38 | 1 | 0 | 0 | 1 | 0
233 | Geranyl butyrate |  | C14 H24 O2 | 225.1848 | -0.34 | CCCC(=O)OCC=C(C)CCC=C(C)C | x | x | x | ✓ | ✓ | ✓ |  | 3 | 11.403 | 12.24 | 683.43 | 735.48 | 1 | x | ✓ | x | x
| 3,7-dimethylocta-2,6-dien-1-yl 2-methylpropanoate |  | C14 H24 O2 | 225.1848 | -0.34 | CC(C)C(=O)OCC=C(C)CCC=C(C)C | x | x | x |  |  |  |  | 3 | 11.403 | 13.18 | 683.43 | 794.11 | 2 | 0 | 1 | 0 | 0
| Cyclohexanol, 1-ethenyl-2-(1-methylpropyl)-, 1-acetate |  | C14 H24 O2 | 225.1848 | -0.34 | CCC(C)C1CCCCC1(OC(C)=O)C=C | x | x | x |  |  |  |  | 3 | 11.403 | 11.86 | 683.43 | 711.58 | 1 | 0 | 1 | 0 | 0
| 2-Butenoic acid, 3,7-dimethyl-6-octen-1-yl ester |  | C14 H24 O2 | 225.1848 | -0.34 | CC=CC(=O)OCCC(C)CCC=C(C)C | x | x | x |  |  |  |  | 3 | 11.403 | 12.38 | 683.43 | 744.39 | 1 | 0 | 1 | 0 | 0
| Linalyl isobutyrate |  | C14 H24 O2 | 225.1848 | -0.34 | CC(C)C(=O)OC(C)(CCC=C(C)C)C=C | x | x | x |  |  |  |  | 3 | 11.403 | 13.7 | 683.43 | 826.3 | 2 | 0 | 1 | 0 | 0
| Butanoic acid, 1-ethenyl-1,5-dimethyl-4-hexen-1-yl ester |  | C14 H24 O2 | 225.1848 | -0.34 | CCCC(=O)OC(C)(CCC=C(C)C)C=C | x | x | x |  |  |  |  | 3 | 11.403 | 12.81 | 683.43 | 771.35 | 1 | 0 | 1 | 0 | 0
234 | 1,4-Dioxaspiro[4.5]decane-2-methanol, 9-methyl-6-(1-methylethyl)- |  | C13 H24 O3 | 229.1797 | -0.37 | CC(C)C1CCC(C)CC11OCC(CO)O1 | x | x | x | ✓ | ✓ | ✓ |  | 3 | 11.157 | 9.97 | 668.11 | 594.09 | 1 | x | ✓ | x | x
| 2-tert-Butylcyclohexyl ethyl carbonate |  | C13 H24 O3 | 229.1797 | -0.37 | CCOC(=O)OC1CCCCC1C(C)(C)C | x | x | x |  |  |  |  | 3 | 11.157 | 12.64 | 668.11 | 760.49 | 1 | 0 | 1 | 0 | 0
235 | Neoprocurcumenol |  | C15 H22 O2 | 235.1692 | -0.41 | [H][C]12CC(=C(C)C)C(=O)CC(C)=C1CC[C]2(C)O | x | x | x | ✓ | ✓ | ✓ |  | 3 | 8.902 | 9.36 | 527.67 | 556.36 | 1 | x | x | x | ✓
| 9-Oxoageraphorone |  | C15 H22 O2 | 235.1692 | -0.41 | [H][C]1(C)CC(=O)[C]([H])(C(C)C)[C]2([H])C=C(C)C(=O)C[C]12[H] | x | x | x |  |  |  |  | 3 | 8.902 | 10.58 | 527.67 | 632.29 | 2 | 0 | 0 | 0 | 1
236 | 3(or 4)-(4-Methylpenten-3-yl)cyclohex-3-ene-1-methyl acetate |  | C15 H24 O2 | 237.1848 | -0.5 | CC(C)=CCCC1=CCCC(COC(C)=O)C1 | x | x | x | ✓ | ✓ | ✓ |  | 3 | 8.81 | 11.44 | 521.94 | 685.47 | 2 | x | x | x | ✓
| 2-[8-Isopropyl-6-methylbicyclo[2.2.2]oct-5-en-2-yl]-1,3-dioxolane |  | C15 H24 O2 | 237.1848 | -0.5 | CC(C)C1CC2C(CC1C=C2C)C1OCCO1 | x | x | x |  |  |  |  | 3 | 8.81 | 9.87 | 521.94 | 588.23 | 1 | 0 | 0 | 0 | 1
| 4,7-Methano-1H-indene, 6-(diethoxymethyl)-3a,4,5,6,7,7a-hexahydro- |  | C15 H24 O2 | 237.1848 | -0.5 | CCOC(OCC)C1CC2CC1C1CC=CC21 | x | x | x |  |  |  |  | 3 | 8.81 | 10.83 | 521.94 | 647.76 | 2 | 0 | 0 | 0 | 1
| 4,7-Methano-1H-indene, 5-(diethoxymethyl)-3a,4,5,6,7,7a-hexahydro- |  | C15 H24 O2 | 237.1848 | -0.5 | CCOC(OCC)C1CC2CC1C1C=CCC21 | x | x | x |  |  |  |  | 3 | 8.81 | 10.85 | 521.94 | 648.89 | 2 | 0 | 0 | 0 | 1
| 1-Naphthalenol, 1,2,3,4,4a,7,8,8a-octahydro-2,4a,5,8a-tetramethyl-, 1-formate |  | C15 H24 O2 | 237.1848 | -0.5 | CC1CCC2(C)C(C)=CCCC2(C)C1OC=O | x | x | x |  |  |  |  | 3 | 8.81 | 10.42 | 521.94 | 622.47 | 2 | 0 | 0 | 0 | 1
| 3-Buten-2-ol, 4-(2,6,6-trimethyl-2-cyclohexen-1-yl)-, 2-acetate |  | C15 H24 O2 | 237.1848 | -0.5 | CC(OC(C)=O)C=CC1C(C)=CCCC1(C)C | x | x | x |  |  |  |  | 3 | 8.81 | 10.97 | 521.94 | 656.28 | 2 | 0 | 0 | 0 | 1
237 | 2-Methyloctane-1,3-diyl diacetate |  | C13 H24 O4 | 245.1746 | -0.71 | CCCCCC(OC(C)=O)C(C)COC(C)=O | x | x | x | ✓ | ✓ | ✓ |  | 3 | 9.512 | 11.29 | 565.66 | 676.53 | 2 | x | ✓ | x | x
| Diisobutyl glutarate |  | C13 H24 O4 | 245.1746 | -0.71 | CC(C)COC(=O)CCCC(=O)OCC(C)C | x | x | x |  |  |  |  | 3 | 9.512 | 11.59 | 565.66 | 694.97 | 2 | 0 | 1 | 0 | 0
238 | Gemfibrozil |  | C15 H22 O3 | 251.1641 | -0.17 | CC1=CC(OCCCC(C)(C)C(O)=O)=C(C)C=C1 | x | x | x | ✓ | ✓ | ✓ |  | 3 | 9.954 | 12.15 | 593.19 | 729.74 | 2 | ✓ | x | x | x
| 3,5-di-tert-Butyl-4-hydroxybenzoic acid |  | C15 H22 O3 | 251.1641 | -0.17 | CC(C)(C)C1=CC(=CC(=C1O)C(C)(C)C)C(O)=O | x | x | x |  |  |  |  | 3 | 9.954 | 11.36 | 593.19 | 680.71 | 1 | 0 | 0 | 0 | 0
239 | 5-methyl-2-(1-methylethyl)cyclohexyl ester benzeneacetic acid |  | C18 H26 O2 | 275.2004 | -0.71 | CC(C)[CH]1CC[CH](C)C[CH]1OC(=O)CC1=CC=CC=C1 | x | x | x | ✓ | ✓ | ✓ |  | 3 | 11.501 | 12.54 | 689.53 | 754.44 | 1 | x | ✓ | x | x
| 3,7-dimethyl-6-octen-1-yl ester benzeneacetic acid |  | C18 H26 O2 | 275.2004 | -0.71 | CC(CCOC(=O)CC1=CC=CC=C1)CCC=C(C)C | x | x | x |  |  |  |  | 3 | 11.501 | 13.48 | 689.53 | 812.52 | 2 | 0 | 1 | 0 | 0
| 3,7-dimethyl-7-octen-1-yl ester benzeneacetic acid |  | C18 H26 O2 | 275.2004 | -0.71 | C[CH](CCCC(C)=C)CCOC(=O)CC1=CC=CC=C1 | x | x | x |  |  |  |  | 3 | 11.501 | 13.11 | 689.53 | 789.75 | 2 | 0 | 1 | 0 | 0
| 19-Nortestosterone |  | C18 H26 O2 | 275.2004 | -0.71 | C[C]12CC[CH]3[CH](CCC4=CC(=O)CC[CH]34)[CH]1CC[CH]2O | x | x | x |  |  |  |  | 3 | 11.501 | 10.5 | 689.53 | 627.42 | 1 | 0 | 1 | 0 | 0
240 | 4-Androstene-3,17-dione |  | C19 H26 O2 | 287.2004 | -0.55 | [H][C]12CCC(=O)[C]1(C)CC[C]1([H])[C]2([H])CCC2=CC(=O)CC[C]12C | x | x | ✓ | ✓ | x | x |  | 3 | 8.648 | 11.62 | 511.85 | 696.69 | 2 | x | x | x | ✓
| Methyldienolone |  | C19 H26 O2 | 287.2004 | -0.55 | CC12CCC3=C4CCC(=O)C=C4CCC3C1CCC2(C)O | x | x | x |  |  |  |  | 3 | 8.648 | 10.84 | 511.85 | 648.56 | 2 | 0 | 0 | 0 | 1
241 | 7-Methylguanosine |  | C11 H15 N5 O5 | 298.1142 | 3.24 | C[N+]1=CN([CH]2O[CH](CO)[CH](O)[CH]2O)C2=C1C(=O)N=C(N)N2 | x | x | x | ✓ | ✓ | ✓ |  | 3 | 2.112 | 3.48 | 104.8 | 189.86 | 1 | x | x | x | ✓
| N2-Methylguanosine |  | C11 H15 N5 O5 | 298.1142 | 3.24 | CNC1=NC2=C(C(=O)N1)N=CN2C3C(C(C(O3)CO)O)O | x | x | x |  |  |  |  | 3 | 2.112 | 1.65 | 104.8 | 75.87 | 1 | 0 | 0 | 0 | 1
| Abietic acid |  | C20 H30 O2 | 303.2315 | -1.14 | [H][C]12CCC(=CC1=CC[C]1([H])[C](C)(CCC[C]21C)C(O)=O)C(C)C | x | x | x |  |  |  |  | 3 | 11.156 | 14.03 | 668.04 | 847.26 | 2 | 0 | 0 | 0 | 1
| 1,2,3,4,4a,4b,5,6,10,10a-Decahydro-1,4a-dimethyl-7-(1-methylethyl)-1-phenanthrenecarboxylic acid |  | C20 H30 O2 | 303.2315 | -1.14 | CC(C)C1=CC2=CCC3C(C)(CCCC3(C)C(O)=O)C2CC1 | x | x | x |  |  |  |  | 3 | 11.156 | 14.13 | 668.04 | 853.45 | 2 | 0 | 0 | 0 | 1
242 | Timnodonic acid |  | C20 H30 O2 | 303.2317 | -0.52 | CCC=CCC=CCC=CCC=CCC=CCCCC(O)=O | x | x | x | ✓ | ✓ | ✓ |  | 3 | 13.676 | 14.39 | 824.98 | 869.14 | 1 | ✓ | x | x | x
| Eicosapentaenoic acid |  | C20 H30 O2 | 303.2317 | -0.52 | CCC=CCC=CCC=CCC=CCC=CCCCC(=O)O | x | x | x |  |  |  |  | 3 | 13.676 | 14.39 | 824.98 | 869.14 | 1 | 0 | 0 | 0 | 0
243 | Timnodonic acid |  | C20 H30 O2 | 303.2316 | -0.82 | CCC=CCC=CCC=CCC=CCC=CCCCC(O)=O | x | x | x | ✓ | ✓ | ✓ |  | 3 | 13.974 | 14.39 | 843.54 | 869.14 | 1 | ✓ | x | x | x
| Eicosapentaenoic acid |  | C20 H30 O2 | 303.2316 | -0.82 | CCC=CCC=CCC=CCC=CCC=CCCCC(=O)O | x | x | x |  |  |  |  | 3 | 13.974 | 14.39 | 843.54 | 869.14 | 1 | 0 | 0 | 0 | 0
244 | 6beta-Hydroxytestosterone |  | C19 H28 O3 | 305.2109 | -0.83 | C[C]12CC[CH]3[CH](C[CH](O)C4=CC(=O)CC[C]34C)[CH]1CC[CH]2O | x | x | ✓ | ✓ | x | x |  | 3 | 7.842 | 9.18 | 461.66 | 545.19 | 1 | x | x | x | ✓
| (2alpha,17beta)-2,17-Dihydroxyandrost-4-en-3-one |  | C19 H28 O3 | 305.2109 | -0.83 | C[C]12CC[CH]3[CH](CCC4=CC(=O)[CH](O)C[C]34C)[CH]1CC[CH]2O | x | x | x |  |  |  |  | 3 | 7.842 | 9.63 | 461.66 | 572.77 | 2 | 0 | 0 | 0 | 1
245 | 6beta-Hydroxytestosterone |  | C19 H28 O3 | 305.2109 | -0.83 | C[C]12CC[CH]3[CH](C[CH](O)C4=CC(=O)CC[C]34C)[CH]1CC[CH]2O | x | x | ✓ | ✓ | x | x |  | 3 | 8.646 | 9.18 | 511.73 | 545.19 | 1 | x | x | x | ✓
| (2beta,17beta)-2,17-Dihydroxyandrost-4-en-3-one |  | C19 H28 O3 | 305.2109 | -0.83 | C[C]12CC[CH]3[CH](CCC4=CC(=O)[CH](O)C[C]34C)[CH]1CC[CH]2O | x | x | x |  |  |  |  | 3 | 8.646 | 9.63 | 511.73 | 572.77 | 1 | 0 | 0 | 0 | 1
| (16beta,17beta)-16,17-Dihydroxyandrost-4-en-3-one |  | C19 H28 O3 | 305.2109 | -0.83 | C[C]12CC[CH]3[CH](CCC4=CC(=O)CC[C]34C)[CH]1C[CH](O)[CH]2O | x | x | x |  |  |  |  | 3 | 8.646 | 9.32 | 511.73 | 553.52 | 1 | 0 | 0 | 0 | 1
| 15-Hydroxytestosterone |  | C19 H28 O3 | 305.2109 | -0.83 | C[C]12CC[CH]3[CH](CCC4=CC(=O)CC[C]34C)[CH]1[CH](O)C[CH]2O | x | x | x |  |  |  |  | 3 | 8.646 | 8.69 | 511.73 | 514.59 | 1 | 0 | 0 | 0 | 1
246 | Ethisterone |  | C21 H28 O2 | 313.216 | -0.63 | [H][C]12CC[C](O)(C#C)[C]1(C)CC[C]1([H])[C]2([H])CCC2=CC(=O)CC[C]12C | x | x | ✓ | ✓ | x | x |  | 3 | 8.335 | 10.9 | 492.36 | 652.23 | 2 | x | x | x | ✓
| Norgestrel |  | C21 H28 O2 | 313.216 | -0.63 | [H][C]12CC[C](O)(C#C)[C]1(CC)CC[C]1([H])[C]3([H])CCC(=O)C=C3CC[C]21[H] | x | x | x |  |  |  |  | 3 | 8.335 | 11.25 | 492.36 | 673.71 | 2 | 0 | 0 | 0 | 1
247 | Ethisterone |  | C21 H28 O2 | 313.2159 | -0.93 | [H][C]12CC[C](O)(C#C)[C]1(C)CC[C]1([H])[C]2([H])CCC2=CC(=O)CC[C]12C | x | x | ✓ | ✓ | x | x |  | 3 | 8.992 | 10.9 | 533.28 | 652.23 | 2 | x | x | x | ✓
| Norgestrel |  | C21 H28 O2 | 313.2159 | -0.93 | [H][C]12CC[C](O)(C#C)[C]1(CC)CC[C]1([H])[C]3([H])CCC(=O)C=C3CC[C]21[H] | x | x | x |  |  |  |  | 3 | 8.992 | 11.25 | 533.28 | 673.71 | 2 | 0 | 0 | 0 | 1
248 | 6-Hydroxypregn-4-ene-3,20-dione |  | C21 H30 O3 | 331.2265 | -0.8 | [H][C]1(CC[C]2([H])[C]3([H])C[C]([H])(O)C4=CC(=O)CC[C]4(C)[C]3([H])CC[C]12C)C(C)=O | x | x | x | ✓ | x | x |  | 3 | 8.367 | 10.69 | 494.35 | 639.15 | 2 | x | x | x | ✓
| 21-Hydroxyprogesterone |  | C21 H30 O3 | 331.2265 | -0.8 | [H][C]12CC[CH](C(=O)CO)[C]1(C)CC[C]1([H])[C]2([H])CCC2=CC(=O)CC[C]12C | x | x | ✓ | ✓ | x | x |  | 3 | 8.367 | 10.94 | 494.35 | 654.33 | 2 | 0 | 0 | 0 | 1
249 | 6-Hydroxypregn-4-ene-3,20-dione |  | C21 H30 O3 | 331.2265 | -0.89 | [H][C]1(CC[C]2([H])[C]3([H])C[C]([H])(O)C4=CC(=O)CC[C]4(C)[C]3([H])CC[C]12C)C(C)=O | x | x | x | ✓ | x | x |  | 3 | 8.745 | 10.69 | 517.89 | 639.15 | 2 | x | x | x | ✓
| 17alpha-Hydroxyprogesterone |  | C21 H30 O3 | 331.2265 | -0.89 | CC(=O)[C]1(O)CC[CH]2[CH]3CCC4=CC(=O)CC[C]4(C)[CH]3CC[C]12C | x | x | ✓ | ✓ | x | x |  | 3 | 8.745 | 11.44 | 517.89 | 685.83 | 2 | 0 | 0 | 0 | 1
| 21-Hydroxyprogesterone |  | C21 H30 O3 | 331.2265 | -0.89 | [H][C]12CC[CH](C(=O)CO)[C]1(C)CC[C]1([H])[C]2([H])CCC2=CC(=O)CC[C]12C | x | x | ✓ |  |  |  |  | 3 | 8.745 | 10.94 | 517.89 | 654.33 | 2 | 0 | 0 | 0 | 1
250 | 21-Hydroxyprogesterone |  | C21 H30 O3 | 331.2265 | -0.71 | [H][C]12CC[CH](C(=O)CO)[C]1(C)CC[C]1([H])[C]2([H])CCC2=CC(=O)CC[C]12C | x | x | x | ✓ | x | x |  | 3 | 9.333 | 10.94 | 554.51 | 654.33 | 2 | x | x | x | ✓
| 6-Hydroxypregn-4-ene-3,20-dione |  | C21 H30 O3 | 331.2265 | -0.71 | [H][C]1(CC[C]2([H])[C]3([H])C[C]([H])(O)C4=CC(=O)CC[C]4(C)[C]3([H])CC[C]12C)C(C)=O | x | x | x |  |  |  |  | 3 | 9.333 | 10.69 | 554.51 | 639.15 | 1 | 0 | 0 | 0 | 1
| 17alpha-Hydroxyprogesterone |  | C21 H30 O3 | 331.2265 | -0.71 | CC(=O)[C]1(O)CC[CH]2[CH]3CCC4=CC(=O)CC[C]4(C)[CH]3CC[C]12C | x | x | ✓ | ✓ | x | x |  | 3 | 9.333 | 11.44 | 554.51 | 685.83 | 2 | 0 | 0 | 0 | 1
251 | Clupanodonic acid |  | C22 H34 O2 | 331.2628 | -1.02 | CCC=CCC=CCC=CCC=CCC=CCCCCCC(O)=O | x | x | x | ✓ | ✓ | ✓ |  | 3 | 16.116 | 15.17 | 976.94 | 917.88 | 1 | ✓ | x | x | x
| Docosapentaenoic acid |  | C22 H34 O2 | 331.2628 | -1.02 | CCC=CCC=CCC=CCC=CCC=CCCCCCC(=O)O | x | x | x |  |  |  |  | 3 | 16.116 | 15.17 | 976.94 | 917.88 | 1 | 0 | 0 | 0 | 0
252 | Cortodoxone |  | C21 H30 O4 | 347.2214 | -0.92 | C[C]12CC[CH]3[CH](CCC4=CC(=O)CC[C]34C)[CH]1CC[C]2(O)C(=O)CO | x | x | ✓ | ✓ | x | x |  | 3 | 8.527 | 9.77 | 504.32 | 581.76 | 1 | x | x | x | ✓
| Corticosterone |  | C21 H30 O4 | 347.2214 | -0.92 | C[C]12C[CH](O)[CH]3[CH](CCC4=CC(=O)CC[C]34C)[CH]1CC[CH]2C(=O)CO | x | x | x |  |  |  |  | 3 | 8.527 | 9.68 | 504.32 | 575.98 | 1 | 0 | 0 | 0 | 1
253 | Cortodoxone |  | C21 H30 O4 | 347.2214 | -0.95 | C[C]12CC[CH]3[CH](CCC4=CC(=O)CC[C]34C)[CH]1CC[C]2(O)C(=O)CO | x | x | ✓ | ✓ | x | x |  | 3 | 8.955 | 9.77 | 530.97 | 581.76 | 1 | x | x | x | ✓
| Corticosterone |  | C21 H30 O4 | 347.2214 | -0.95 | C[C]12C[CH](O)[CH]3[CH](CCC4=CC(=O)CC[C]34C)[CH]1CC[CH]2C(=O)CO | x | x | x |  |  |  |  | 3 | 8.955 | 9.68 | 530.97 | 575.98 | 1 | 0 | 0 | 0 | 1
254 | Glycerol 1-monooleate |  | C21 H40 O4 | 357.2996 | -0.91 | CCCCCCCCC=CCCCCCCCC(=O)OCC(O)CO | x | x | x | ✓ | ✓ | ✓ |  | 3 | 15.873 | 14.43 | 961.81 | 871.72 | 1 | ✓ | x | x | x
| Monoolein |  | C21 H40 O4 | 357.2996 | -0.91 | CCCCCCCCC=CCCCCCCCC(=O)OCC(CO)O | x | x | x |  |  |  |  | 3 | 15.873 | 14.43 | 961.81 | 871.72 | 1 | 0 | 0 | 0 | 0
255 | 6-({4'-amino-[1,1'-biphenyl]-4-yl}amino)-3,4,5-trihydroxyoxane-2-carboxylic acid | Glucuronide | C18 H20 N2 O6 | 361.1391 | -0.97 | N(C1=CC=C(C2=CC=C(N)C=C2)C=C1)C3OC(C(O)C(O)C3O)C(O)=O | x | x | x | ✓ | ✓ | ✓ |  | 3 | 6 | 3.94 | 346.94 | 218.74 | 2 | x | x | x | ✓
| 3,4,5-trihydroxy-6-{[4-(phenylamino)phenyl]amino}oxane-2-carboxylic acid | Glucuronide | C18 H20 N2 O6 | 361.1391 | -0.97 | N(C1=CC=CC=C1)C2=CC=C(NC3OC(C(O)C(O)C3O)C(O)=O)C=C2 | x | x | x |  |  |  |  | 3 | 6 | 5.93 | 346.94 | 342.37 | 1 | 0 | 0 | 0 | 1
256 | Bis(2-ethylhexyl)hexanedioate |  | C22 H42 O4 | 371.3155 | -0.34 | CCCCC(CC)COC(=O)CCCCC(=O)OCC(CC)CCCC | x | x | x | ✓ | ✓ | ✓ |  | 3 | 16.87 | 15.51 | 1023.9 | 939.51 | 1 | ✓ | x | x | x
| Diethylene glycol monooleate |  | C22 H42 O4 | 371.3155 | -0.34 | CCCCCCCCC=CCCCCCCCC(=O)OCCOCCO | x | x | x |  |  |  |  | 3 | 16.87 | 14.9 | 1023.9 | 901.11 | 2 | 0 | 0 | 0 | 0
| Dioctyl hexanedioate |  | C22 H42 O4 | 371.3155 | -0.34 | CCCCCCCCOC(=O)CCCCC(=O)OCCCCCCCC | x | x | x |  |  |  |  | 3 | 16.87 | 15.41 | 1023.9 | 933.03 | 1 | 0 | 0 | 0 | 0
| Acetylated glycol stearate |  | C22 H42 O4 | 371.3155 | -0.34 | CCCCCCCCCCCCCCCCCC(=O)OCCOC(C)=O | x | x | x |  |  |  |  | 3 | 16.87 | 15.59 | 1023.9 | 944.23 | 1 | 0 | 0 | 0 | 0
257 | 6-{2-[(hex-3-en-1-yloxy)carbonyl]phenoxy}-3,4,5-trihydroxyoxane-2-carboxylic acid | Glucuronide | C19 H24 O9 | 397.149 | -0.89 | C=1C(=C(C=CC1)OC2OC(C(O)C(O)C2O)C(O)=O)C(=O)OCCC=CCC | x | x | x | ✓ | ✓ | ✓ |  | 3 | 6.441 | 7.81 | 374.41 | 459.9 | 1 | x | x | x | ✓
| 6-{2-[(hex-2-en-1-yloxy)carbonyl]phenoxy}-3,4,5-trihydroxyoxane-2-carboxylic acid | Glucuronide | C19 H24 O9 | 397.149 | -0.89 | C(=O)(C1=C(C=CC=C1)OC2OC(C(O)C(O)C2O)C(O)=O)OCC=CCCC | x | x | x |  |  |  |  | 3 | 6.441 | 7.87 | 374.41 | 463.39 | 1 | 0 | 0 | 0 | 1
258 | 6-({9a,11a-dimethyl-7-oxo-1H,2H,3H,3aH,3bH,4H,5H,7H,8H,9H,9aH,9bH,10H,11H,11aH-cyclopenta[a]phenanthren-1-yl}oxy)-3,4,5-trihydroxyoxane-2-carboxylic acid | Glucuronide | C25 H36 O8 | 465.2481 | -0.34 | [C]12(CC[CH]3[C]4(C(CC[CH]3[CH]1CC[CH]2OC5OC(C(C(C5O)O)O)C(O)=O)=CC(=O)CC4)C)C | x | x | x | ✓ | x | x |  | 3 | 8.612 | 10.75 | 509.61 | 642.82 | 2 | x | x | x | ✓
| Dehydroisoandrosterone 3-glucuronide | Glucuronide | C25 H36 O8 | 465.2481 | -0.34 | CC12CCC3C(CC=C4CC(CCC34C)OC3OC(C(O)C(O)C3O)C(O)=O)C1CCC2=O | x | x | ✓ | ✓ | x | x |  | 3 | 8.612 | 10.85 | 509.61 | 648.99 | 2 | 0 | 0 | 0 | 1
| 6-({9a,11a-dimethyl-1-oxo-1H,2H,3H,3aH,3bH,4H,6H,7H,8H,9H,9aH,9bH,10H,11H,11aH-cyclopenta[a]phenanthren-7-yl}oxy)-3,4,5-trihydroxyoxane-2-carboxylic acid | Glucuronide | C25 H36 O8 | 465.2481 | -0.34 | O=C1[C]2([CH]([CH]3[CH]([C]4(C(C[CH](OC5OC(C(C(C5O)O)O)C(O)=O)CC4)=CC3)C)CC2)CC1)C | x | x | x |  |  |  |  | 3 | 8.612 | 10.85 | 509.61 | 648.99 | 2 | 0 | 0 | 0 | 1
| 6-({9a,11a-dimethyl-7-oxo-1H,2H,3H,3aH,3bH,4H,5H,7H,8H,9H,9aH,9bH,10H,11H,11aH-cyclopenta[a]phenanthren-1-yl}oxy)-3,4,5-trihydroxyoxane-2-carboxylic acid | Glucuronide | C25 H36 O8 | 465.2481 | -0.34 | O=C1C=C2[C]([CH]3[CH]([CH]4[C]([CH](OC5OC(C(C(C5O)O)O)C(O)=O)CC4)(C)CC3)CC2)(C)CC1 | x | x | x |  |  |  |  | 3 | 8.612 | 10.75 | 509.61 | 642.82 | 2 | 0 | 0 | 0 | 1
| 6-({9a,11a-dimethyl-1-oxo-1H,2H,3H,3aH,3bH,4H,6H,7H,8H,9H,9aH,9bH,10H,11H,11aH-cyclopenta[a]phenanthren-7-yl}oxy)-3,4,5-trihydroxyoxane-2-carboxylic acid | Glucuronide | C25 H36 O8 | 465.2481 | -0.34 | C[C]12[CH]3[CH]([CH]4[C](CC3)(C)C(CC4)=O)CC=C1C[CH](CC2)OC5OC(C(C(C5O)O)O)C(O)=O | x | x | x |  |  |  |  | 3 | 8.612 | 10.85 | 509.61 | 648.99 | 2 | 0 | 0 | 0 | 1
259 | 3,4,5-trihydroxy-6-[3-({8-methyl-8-azabicyclo[3.2.1]octan-3-yl}oxy)-3-oxo-2-phenylpropoxy]oxane-2-carboxylic acid | Glucuronide | C23 H31 N O9 | 466.207 | -0.43 | O=C(O[CH]1C[CH]2N(C)[CH](C1)CC2)C(C3=CC=CC=C3)COC4OC(C(O)=O)C(C(C4O)O)O | x | x | ✓ | ✓ | x | x |  | 3 | 7.216 | 6.29 | 422.67 | 364.8 | 1 | x | x | x | ✓
| 3,4,5-trihydroxy-6-[3-({8-methyl-8-azabicyclo[3.2.1]octan-3-yl}oxy)-3-oxo-2-phenylpropoxy]oxane-2-carboxylic acid | Glucuronide | C23 H31 N O9 | 466.207 | -0.43 | C(C(C=1C=CC=CC1)COC2OC(C(O)=O)C(C(C2O)O)O)(=O)O[CH]3C[CH]4N([CH](C3)CC4)C | x | x | x |  |  |  |  | 3 | 7.216 | 6.29 | 422.67 | 364.8 | 1 | 0 | 0 | 0 | 1
260 | 3,4,5-trihydroxy-6-({1-hydroxy-9a,11a-dimethyl-7-oxo-1H,2H,3H,3aH,3bH,4H,5H,7H,8H,9H,9aH,9bH,10H,11H,11aH-cyclopenta[a]phenanthren-5-yl}oxy)oxane-2-carboxylic acid | Glucuronide | C25 H36 O9 | 481.2431 | -0.17 | O=C1C=C2[C]([CH]3[CH]([CH]4[C]([CH](O)CC4)(C)CC3)C[CH]2OC5OC(C(C(C5O)O)O)C(O)=O)(C)CC1 | x | x | ✓ | ✓ | x | x |  | 3 | 7.837 | 9.31 | 461.34 | 552.81 | 1 | x | x | x | ✓
| 3,4,5-trihydroxy-6-({5-hydroxy-9a,11a-dimethyl-7-oxo-1H,2H,3H,3aH,3bH,4H,5H,7H,8H,9H,9aH,9bH,10H,11H,11aH-cyclopenta[a]phenanthren-1-yl}oxy)oxane-2-carboxylic acid | Glucuronide | C25 H36 O9 | 481.2431 | -0.17 | O=C1C=C2[C]([CH]3[CH]([CH]4[C]([CH](OC5OC(C(C(C5O)O)O)C(O)=O)CC4)(C)CC3)C[CH]2O)(C)CC1 | x | x | ✓ |  |  |  |  | 3 | 7.837 | 9.38 | 461.34 | 557.66 | 2 | 0 | 0 | 0 | 1
| 3,4,5-trihydroxy-6-({1-hydroxy-9a,11a-dimethyl-7-oxo-1H,2H,3H,3aH,3bH,4H,5H,7H,8H,9H,9aH,9bH,10H,11H,11aH-cyclopenta[a]phenanthren-5-yl}oxy)oxane-2-carboxylic acid | Glucuronide | C25 H36 O9 | 481.2431 | -0.17 | C1C[C]2([CH]3[CH](C[CH](C2=CC1=O)OC4OC(C(C(C4O)O)O)C(O)=O)[CH]5CC[CH]([C]5(C)CC3)O)C | x | x | x |  |  |  |  | 3 | 7.837 | 9.31 | 461.34 | 552.81 | 1 | 0 | 0 | 0 | 1
| 3,4,5-trihydroxy-6-({5-hydroxy-9a,11a-dimethyl-7-oxo-1H,2H,3H,3aH,3bH,4H,5H,7H,8H,9H,9aH,9bH,10H,11H,11aH-cyclopenta[a]phenanthren-1-yl}oxy)oxane-2-carboxylic acid | Glucuronide | C25 H36 O9 | 481.2431 | -0.17 | C1C[C]2([CH]3[CH](C[CH](C2=CC1=O)O)[CH]4CC[CH]([C]4(C)CC3)OC5OC(C(C(C5O)O)O)C(O)=O)C | x | x | x |  |  |  |  | 3 | 7.837 | 9.38 | 461.34 | 557.66 | 2 | 0 | 0 | 0 | 1
261 | 6-({1-acetyl-9a,11a-dimethyl-7-oxo-1H,2H,3H,3aH,3bH,4H,5H,7H,8H,9H,9aH,9bH,10H,11H,11aH-cyclopenta[a]phenanthren-1-yl}oxy)-3,4,5-trihydroxyoxane-2-carboxylic acid | Glucuronide | C27 H38 O9 | 507.2588 | -0.18 | O=C1C=C2[C]([CH]3[CH]([CH]4[C]([C](OC5OC(C(C(C5O)O)O)C(O)=O)(C(=O)C)CC4)(C)CC3)CC2)(C)CC1 | x | x | ✓ | ✓ | x | x |  | 3 | 8.747 | 10.76 | 518.02 | 643.45 | 2 | x | x | x | ✓
| 6-({1-acetyl-9a,11a-dimethyl-7-oxo-1H,2H,3H,3aH,3bH,4H,5H,7H,8H,9H,9aH,9bH,10H,11H,11aH-cyclopenta[a]phenanthren-1-yl}oxy)-3,4,5-trihydroxyoxane-2-carboxylic acid | Glucuronide | C27 H38 O9 | 507.2588 | -0.18 | [C]12([C](CC[CH]1[CH]3[CH]([C]4(C(=CC(CC4)=O)CC3)C)CC2)(C(=O)C)OC5OC(C(C(C5O)O)O)C(O)=O)C | x | x | x |  |  |  |  | 3 | 8.747 | 10.76 | 518.02 | 643.45 | 2 | 0 | 0 | 0 | 1
262 | 6-({1-acetyl-9a,11a-dimethyl-7-oxo-1H,2H,3H,3aH,3bH,4H,5H,7H,8H,9H,9aH,9bH,10H,11H,11aH-cyclopenta[a]phenanthren-1-yl}oxy)-3,4,5-trihydroxyoxane-2-carboxylic acid | Glucuronide | C27 H38 O9 | 507.2588 | -0.21 | O=C1C=C2[C]([CH]3[CH]([CH]4[C]([C](OC5OC(C(C(C5O)O)O)C(O)=O)(C(=O)C)CC4)(C)CC3)CC2)(C)CC1 | x | x | ✓ | ✓ | x | x |  | 3 | 8.994 | 10.76 | 533.4 | 643.45 | 2 | x | x | x | ✓
| 6-({1-acetyl-9a,11a-dimethyl-7-oxo-1H,2H,3H,3aH,3bH,4H,5H,7H,8H,9H,9aH,9bH,10H,11H,11aH-cyclopenta[a]phenanthren-1-yl}oxy)-3,4,5-trihydroxyoxane-2-carboxylic acid | Glucuronide | C27 H38 O9 | 507.2588 | -0.21 | [C]12([C](CC[CH]1[CH]3[CH]([C]4(C(=CC(CC4)=O)CC3)C)CC2)(C(=O)C)OC5OC(C(C(C5O)O)O)C(O)=O)C | x | x | x |  |  |  |  | 3 | 8.994 | 10.76 | 533.4 | 643.45 | 2 | 0 | 0 | 0 | 1
263 | 6-{[7,10-dihydroxy-1-(2-hydroxyacetyl)-9a,11a-dimethyl-hexadecahydro-1H-cyclopenta[a]phenanthren-1-yl]oxy}-3,4,5-trihydroxyoxane-2-carboxylic acid | Glucuronide | C27 H42 O11 | 543.2799 | -0.2 | O=C([C]1(OC2OC(C(C(C2O)O)O)C(O)=O)[C]3([CH]([CH]4[CH]([C]5([CH](C[CH](O)CC5)CC4)C)[CH](C3)O)CC1)C)CO | x | x | ✓ | ✓ | x | x |  | 3 | 8.742 | 8.81 | 517.71 | 522.06 | 1 | x | x | x | ✓
| 6-{[1,10-dihydroxy-1-(2-hydroxyacetyl)-9a,11a-dimethyl-hexadecahydro-1H-cyclopenta[a]phenanthren-7-yl]oxy}-3,4,5-trihydroxyoxane-2-carboxylic acid | Glucuronide | C27 H42 O11 | 543.2799 | -0.2 | O=C([C]1(O)[C]2([CH]([CH]3[CH]([C]4([CH](C[CH](OC5OC(C(C(C5O)O)O)C(O)=O)CC4)CC3)C)[CH](C2)O)CC1)C)CO | x | x | ✓ |  |  |  |  | 3 | 8.742 | 8.79 | 517.71 | 520.53 | 1 | 0 | 0 | 0 | 1
264 | 6-[(11-carboxy-4,4,6a,6b,8a,11,14b-heptamethyl-14-oxo-1,2,3,4,4a,5,6,6a,6b,7,8,8a,9,10,11,12,12a,14,14a,14b-icosahydropicen-3-yl)oxy]-3,4,5-trihydroxyoxane-2-carboxylic acid | Glucuronide | C36 H54 O10 | 647.3786 | -0.64 | C=12[C]([C]3(CC[CH]4[C]([CH]3C(C1)=O)(CC[CH](C4(C)C)OC5OC(C(O)=O)C(C(C5O)O)O)C)C)(CC[C]6([CH]2C[C](C(=O)O)(C)CC6)C)C | x | x | x | ✓ | ✓ | ✓ |  | 3 | 12.676 | 14 | 762.71 | 845.27 | 1 | x | x | x | ✓
| 3,4,5-trihydroxy-6-(10-hydroxy-2,4a,6a,6b,9,9,12a-heptamethyl-13-oxo-1,2,3,4,4a,5,6,6a,6b,7,8,8a,9,10,11,12,12a,12b,13,14b-icosahydropicene-2-carbonyloxy)oxane-2-carboxylic acid | Glucuronide | C36 H54 O10 | 647.3786 | -0.64 | C=12[C]([C]3(CC[CH]4[C]([CH]3C(C1)=O)(CC[CH](C4(C)C)O)C)C)(CC[C]5([CH]2C[C](C(=O)OC6OC(C(O)C(O)C6O)C(O)=O)(C)CC5)C)C | x | x | x |  |  |  |  | 3 | 12.676 | 13.61 | 762.71 | 820.74 | 1 | 0 | 0 | 0 | 1

## TZ15
Table Z15 - Annotated suspects (identification confidence levels 1 - 3) in the human biofluids at the negative ionization mode
[10 empty] | ANNOTATION |  |  |  |  | RETENTION TIME (RT, min) |  | RETENTION TIME INDICES |  |  | BIOFLUIDS
Feature number | Compound name | Phase II metabolite | Formula | [M-H]- | ∆Mass (ppm) | Smile | Spiked suspect | Real spiked | Endogen | Without any endogenous list | With inclusion endogenous list | With exclusion endogenous list | mzCloud match (%) | Confidence level | Measured | Predicted | Experimental | Predicted | Confidence (box) | Follicular fluid | Milk | Saliva | Urine
1 | 2-Hydroxybenzothiazole |  | C7 H5 N O S | 150.0008 | -4 | OC1=NC2=CC=CC=C2S1 | ✓ | ✓ | x | ✓ | ✓ | ✓ |  | 1 | 3.028 |  |  |  |  | ✓ | ✓ | x | ✓
2 | Butylparaben |  | C11 H14 O3 | 193.0862 | -4.09 | CCCCOC(=O)C1=CC=C(O)C=C1 | ✓ | ✓ | x | ✓ | ✓ | ✓ |  | 1 | 7.021 |  |  |  |  | ✓ | ✓ | ✓ | x
3 | Monobutyl phthalate |  | C12 H14 O4 | 221.0814 | -2.48 | CCCCOC(=O)C1=C(C=CC=C1)C(O)=O | ✓ | ✓ | x | ✓ | ✓ | ✓ |  | 1 | 4.612 |  |  |  |  | x | x | ✓ | x
4 | Mono(2-ethylhexyl) phthalate (MEHP) |  | C16 H22 O4 | 277.1445 | -0.03 | CCCCC(CC)COC(=O)C1=CC=CC=C1C(=O)O | ✓ | ✓ | x | ✓ | ✓ | ✓ |  | 1 | 9.43 |  |  |  |  | ✓ | ✓ | x | ✓
5 | MEHP-glucuronide | Glucuronide | C22 H30 O10 | 453.1772 | 1.25 | CCCCC(CC)COC(=O)C1=CC=CC=C1C(OC2OC(C(O)C(O)C2O)C(O)=O)=O | x | x | x | ✓ | ✓ | ✓ |  | 1 | 9.326 |  |  |  |  | ✓ | ✓ | x | ✓
6 | Dinitrophenol |  | C6 H4 N2 O5 | 183.0039 | -4.67 | OC1=C(C=C(C=C1)[N+]([O-])=O)[N+]([O-])=O | ✓ | ✓ | x | ✓ | ✓ | ✓ |  | 1 | 1.384 |  |  |  |  | ✓ | ✓ | x | x
7 | Phenanthrol |  | C14 H10 O | 193.0651 | -3.8 | OC1=CC2=C(C=CC=C2)C2=CC=CC=C12 | ✓ | ✓ | x | ✓ | ✓ | ✓ |  | 1 | 11.215 |  |  |  |  | ✓ | ✓ | x | ✓
8 | Propanil |  | C9 H9 Cl2 N O | 215.9983 | -2.61 | CCC(=O)NC1=CC=C(Cl)C(Cl)=C1 | ✓ | ✓ | x | ✓ | ✓ | ✓ |  | 1 | 11.574 |  |  |  |  | ✓ | ✓ | ✓ | ✓
9 | Bisphenol A |  | C15 H16 O2 | 227.1073 | -1.97 | CC(C)(C1=CC=C(O)C=C1)C1=CC=C(O)C=C1 | ✓ | ✓ | x | ✓ | ✓ | ✓ |  | 1 | 10.231 |  |  |  |  | ✓ | ✓ | ✓ | ✓
10 | Diuron |  | C9 H10 Cl2 N2 O | 231.0093 | -1.71 | CN(C)C(=O)NC1=CC(Cl)=C(Cl)C=C1 | ✓ | ✓ | x | ✓ | ✓ | ✓ |  | 1 | 10.76 |  |  |  |  | ✓ | ✓ | ✓ | ✓
11 | Bentazone |  | C10 H12 N2 O3 S | 239.0493 | -1.05 | CC(C)N1C(=O)C2=C(NS1(=O)=O)C=CC=C2 | ✓ | ✓ | x | ✓ | ✓ | ✓ |  | 1 | 1.865 |  |  |  |  | ✓ | ✓ | ✓ | ✓
12 | Benzophenone-8 |  | C14 H12 O4 | 243.0661 | -0.86 | COC1=CC=C(C(=O)C2=C(O)C=CC=C2)C(O)=C1 | ✓ | ✓ | x | ✓ | ✓ | ✓ |  | 1 | 9.268 |  |  |  |  | ✓ | ✓ | ✓ | ✓
13 | Benzophenone-2 |  | C13 H10 O5 | 245.0454 | -0.72 | OC1=CC=C(C(=O)C2=CC=C(O)C=C2O)C(O)=C1 | ✓ | ✓ | x | ✓ | ✓ | ✓ |  | 1 | 0.774 |  |  |  |  | x | ✓ | ✓ | x
14 | Bisphenol S |  | C12 H10 O4 S | 249.0225 | -0.75 | OC1=CC=C(C=C1)S(=O)(=O)C1=CC=C(O)C=C1 | ✓ | ✓ | x | ✓ | ✓ | ✓ |  | 1 | 0.611 |  |  |  |  | ✓ | x | x | x
15 | Sulfamethoxazole |  | C10 H11 N3 O3 S | 252.0449 | 0.12 | CC1=CC(NS(=O)(=O)C2=CC=C(N)C=C2)=NO1 | ✓ | ✓ | x | ✓ | ✓ | ✓ |  | 1 | 0.976 |  |  |  |  | ✓ | x | x | x
16 | Sulfathiazole |  | C9 H9 N3 O2 S2 | 254.0063 | -0.2 | NC1=CC=C(C=C1)S(=O)(=O)NC1=NC=CS1 | ✓ | ✓ | x | ✓ | ✓ | ✓ |  | 1 | 1.101 |  |  |  |  | ✓ | x | x | x
17 | Monobenzyl phthalate |  | C15 H12 O4 | 255.0662 | -0.3 | OC(=O)C1=C(C=CC=C1)C(=O)OCC1=CC=CC=C1 | ✓ | ✓ | x | ✓ | ✓ | x |  | 1 | 5.256 |  |  |  |  | ✓ | ✓ | ✓ | ✓
18 | Bisphenol AP |  | C20 H18 O2 | 289.1235 | 0.44 | CC(C1=CC=CC=C1)(C1=CC=C(O)C=C1)C1=CC=C(O)C=C1 | ✓ | ✓ | x | ✓ | ✓ | ✓ |  | 1 | 11.728 |  |  |  |  | ✓ | ✓ | x | ✓
19 | Perfluorobutanesulfonic acid |  | C4 H F9 O3 S | 298.9431 | 0.29 | OS(=O)(=O)C(F)(F)C(F)(F)C(F)(F)C(F)(F)F | ✓ | ✓ | x | ✓ | ✓ | ✓ |  | 1 | 5.436 |  |  |  |  | ✓ | ✓ | x | ✓
20 | Triclocarban |  | C13 H9 Cl3 N2 O | 312.9711 | 0.95 | ClC1=CC=C(NC(=O)NC2=CC=C(Cl)C(Cl)=C2)C=C1 | ✓ | ✓ | x | ✓ | ✓ | ✓ |  | 1 | 14.066 |  |  |  |  | ✓ | ✓ | x | ✓
21 | Bisphenol AF |  | C15 H10 F6 O2 | 335.0515 | 0.72 | OC1=CC=C(C=C1)C(C1=CC=C(O)C=C1)(C(F)(F)F)C(F)(F)F | ✓ | ✓ | x | ✓ | ✓ | ✓ |  | 1 | 9.753 |  |  |  |  | ✓ | x | x | x
22 | Pentadecafluorooctanoic acid (PFOA) |  | C8 H F15 O2 | 412.9668 | 0.9 | OC(=O)C(F)(F)C(F)(F)C(F)(F)C(F)(F)C(F)(F)C(F)(F)C(F)(F)F | ✓ | ✓ | x | ✓ | ✓ | ✓ |  | 1 | 9.722 |  |  |  |  | ✓ | x | x | x
23 | Valsartan |  | C24 H29 N5 O3 | 434.22 | 0.49 | CCCCC(=O)N(CC1=CC=C(C=C1)C1=CC=CC=C1C1=NNN=N1)[CH](C(C)C)C(O)=O | ✓ | ✓ | x | ✓ | ✓ | ✓ |  | 1 | 5.759 |  |  |  |  | ✓ | x | x | x
24 | Fipronil |  | C12 H4 Cl2 F6 N4 O S | 434.9317 | 0.63 | NC1=C(C(=NN1C1=C(Cl)C=C(C=C1Cl)C(F)(F)F)C#N)S(=O)C(F)(F)F | ✓ | ✓ | x | ✓ | ✓ | ✓ |  | 1 | 12.852 |  |  |  |  | ✓ | ✓ | x | ✓
25 | Fipronil sulfone |  | C12 H4 Cl2 F6 N4 O2 S | 450.9268 | 0.98 | NC1=C(C(=NN1C1=C(Cl)C=C(C=C1Cl)C(F)(F)F)C#N)S(=O)(=O)C(F)(F)F | ✓ | ✓ | x | ✓ | ✓ | ✓ |  | 1 | 13.193 |  |  |  |  | ✓ | x | x | x
26 | Atorvastatin |  | C33 H35 F N2 O5 | 557.2462 | 0.87 | CC(C)C1=C(C(=O)NC2=CC=CC=C2)C(=C(N1CC[CH](O)C[CH](O)CC(O)=O)C1=CC=C(F)C=C1)C1=CC=CC=C1 | ✓ | ✓ | x | ✓ | ✓ | ✓ |  | 1 | 9.839 |  |  |  |  | ✓ | x | x | x
27 | Hydroxyfluorene |  | C13 H10 O | 181.065 | -4.94 | OC1=CC2=C(CC3=CC=CC=C23)C=C1 | ✓ | ✓ | x | ✓ | ✓ | ✓ |  | 1 | 11.141 |  |  |  |  | ✓ | ✓ | ✓ | ✓
28 | Mono(2-ethyl-5-oxohexyl)phthalate |  | C16 H20 O5 | 291.124 | 0.76 | CCC(CCC(C)=O)COC(=O)C1=CC=CC=C1C(O)=O | ✓ | ✓ | x | ✓ | ✓ | ✓ |  | 1 | 5.634 |  |  |  |  | ✓ | ✓ | ✓ | ✓
29 | Mono-2-ethyl-5-hydroxyhexyl phthalate |  | C16 H22 O5 | 293.1397 | 0.93 | CCC(CCC(C)O)COC(=O)C1=CC=CC=C1C(O)=O | ✓ | ✓ | x | ✓ | ✓ | ✓ |  | 1 | 6.27 |  |  |  |  | ✓ | ✓ | ✓ | x
30 | Bisphenol A sulfate | Sulfate | C15 H16 O5 S | 307.0648 | 0.82 | C(C1=CC=C(C=C1)O)(C2=CC=C(C=C2)OS(O)(=O)=O)(C)C | ✓ | ✓ | x | ✓ | ✓ | ✓ |  | 1 | 6.038 |  |  |  |  | ✓ | ✓ | x | x
31 | Methylumbelliferyl glucuronide |  | C16 H16 O9 | 351.0722 | 0.07 | CC1=CC(=O)OC2=C1C=CC(O[CH]1O[CH]([CH](O)[CH](O)[CH]1O)C(O)=O)=C2 | ✓ | ✓ | x | ✓ | ✓ | ✓ |  | 1 | 1.26 |  |  |  |  | x | x | ✓ | x
32 | Hydroxypyrene glucuronide | Glucuronide | C22 H18 O7 | 393.0983 | 0.91 | C1=CC2=C3C(=C1)C=CC4=C(C=CC(=C43)C=C2)OC5C(C(C(C(O5)C(=O)O)O)O)O | ✓ | ✓ | x | ✓ | ✓ | ✓ |  | 1 | 9.254 |  |  |  |  | x | x | x | x
33 | 8:2 FTOH glucuronide |  | C16 H13 F17 O7 | 639.0326 | 1.33 | C(CC(C(C(C(C(C(C(C(F)(F)F)(F)F)(F)F)(F)F)(F)F)(F)F)(F)F)(F)F)OC1OC(C(O)=O)C(C(C1O)O)O | ✓ | ✓ | x | ✓ | ✓ | ✓ |  | 1 | 10.895 |  |  |  |  | ✓ | ✓ | x | ✓
34 | Undecanoic acid |  | C11 H22 O2 | 185.1539 | -4.35 | CCCCCCCCCCC(O)=O | x | x | x | ✓ | ✓ | ✓ | 97.5 | 2a | 9.647 | 9.59 | 607.65 | 604.71 | 1 | x | ✓ | ✓ | ✓
35 | Tridecylic acid |  | C13 H26 O2 | 213.1855 | -2.5 | CCCCCCCCCCCCC(O)=O | x | x | x | ✓ | ✓ | ✓ | 99.2 | 2a | 11.317 | 11.78 | 692.54 | 715.88 | 1 | x | ✓ | ✓ | x
36 | Pantothenic acid |  | C9 H17 N O5 | 218.1028 | -2.54 | CC(C)(CO)[CH](O)C(=O)NCCC(O)=O | x | x | x | ✓ | ✓ | ✓ | 76 | 2a | 0.774 | 1.12 | 156.64 | 174.44 | 1 | x | x | ✓ | x
37 | Chloridazon |  | C10 H8 Cl N3 O | 220.0278 | -2.48 | NC1=C(Cl)C(=O)N(N=C1)C1=CC=CC=C1 | x | x | x | ✓ | ✓ | ✓ | 77.3 | 2a | 6.76 | 4.2 | 460.91 | 330.69 | 2 | ✓ | ✓ | ✓ | ✓
38 | 3,5-di-tert-Butyl-4-hydroxybenzyl alcohol |  | C15 H24 O2 | 235.17 | -1.5 | CC(C)(C)C1=CC(CO)=CC(=C1O)C(C)(C)C | x | x | x | ✓ | ✓ | ✓ | 82.1 | 2a | 10.455 | 10.7 | 648.72 | 661.21 | 1 | ✓ | ✓ | x | ✓
39 | Mefenamic acid |  | C15 H15 N O2 | 240.1027 | -1.12 | CC1=C(C)C(NC2=C(C=CC=C2)C(O)=O)=CC=C1 | x | x | x | ✓ | ✓ | ✓ | 93.7 | 2a | 8.352 | 6.89 | 541.83 | 467.41 | 1 | ✓ | ✓ | x | ✓
40 | Diethylstilbestrol |  | C18 H20 O2 | 267.1392 | 0.41 | CCC(=C(CC)C1=CC=C(O)C=C1)C1=CC=C(O)C=C1 | ✓ | Bisphenol Z | x | ✓ | ✓ | ✓ | 76.7 | 2a | 12.255 |  |  |  |  | ✓ | ✓ | x | x
41 | Petroselinic acid |  | C18 H34 O2 | 281.2486 | 0.04 | CCCCCCCCCCCC=CCCCCC(=O)O | x | x | x | ✓ | ✓ | x | 95.7 | 2a | 13.324 | 15.15 | 794.55 | 887.25 | 2 | ✓ | ✓ | ✓ | ✓
42 | 13-hydroxyoctadeca-9,11-dienoic acid |  | C18 H32 O3 | 295.2279 | 0.15 | CCCCC[CH](O)C=CC=CCCCCCCCC(O)=O | x | x | x | ✓ | ✓ | ✓ | 92.6 | 2a | 10.807 | 13.24 | 666.61 | 790.05 | 2 | ✓ | x | ✓ | x
43 | Fluconazole |  | C13 H12 F2 N6 O | 305.097 | -0.69 | OC(CN1C=NC=N1)(CN1C=NC=N1)C1=C(F)C=C(F)C=C1 | x | x | x | ✓ | ✓ | ✓ | 98.2 | 2a | 6.894 | 4.73 | 467.72 | 357.86 | 2 | ✓ | ✓ | ✓ | ✓
44 | Lorazepam |  | C15 H10 Cl2 N2 O2 | 319.0047 | 0.09 | OC1N=C(C2=CC=CC=C2Cl)C2=CC(Cl)=CC=C2NC1=O | x | x | x | ✓ | ✓ | ✓ | 94.3 | 2a | 10.609 | 9.55 | 656.55 | 602.79 | 1 | ✓ | ✓ | ✓ | ✓
45 | Boscalid |  | C18 H12 Cl2 N2 O | 341.0254 | 0.17 | ClC1=CC=C(C=C1)C1=C(NC(=O)C2=C(Cl)N=CC=C2)C=CC=C1 | x | x | x | ✓ | ✓ | ✓ | 95 | 2a | 11.823 | 10.15 | 718.26 | 633.32 | 1 | ✓ | x | ✓ | ✓
46 | Bezafibrate |  | C19 H20 Cl N O4 | 360.1011 | 0.76 | CC(C)(OC1=CC=C(CCNC(=O)C2=CC=C(Cl)C=C2)C=C1)C(O)=O | x | x | x | ✓ | ✓ | ✓ | 93.8 | 2a | 7.29 | 9.63 | 487.85 | 606.99 | 2 | ✓ | ✓ | ✓ | ✓
47 | N1-[4-({[(cyclohexylamino)carbonyl]amino}sulfonyl)phenethyl]-5-chloro-2-methoxybenzamide |  | C23 H28 Cl N3 O5 S | 492.1371 | 1.15 | COC1=C(C=C(C=C1)Cl)C(=O)NCCC2=CC=C(C=C2)S(=O)(=O)NC(=O)NC3CCCCC3 | x | x | x | ✓ | ✓ | ✓ | 86.4 | 2a | 9.13 | 7.57 | 581.37 | 502.33 | 1 | ✓ | ✓ | x | x
48 | Hydroxyphenyl hydrogen sulfate | Sulfate | C6 H6 O5 S | 188.9855 | -4.23 | OC1=CC=CC=C1OS(O)(=O)=O | x | x | x | ✓ | ✓ | ✓ |  | 2b | 0.787 | 0.13 | 157.3 | 124.13 | 1 | ✓ | ✓ | x | x
49 | Vinylphenol sulfate | Sulfate | C8 H8 O4 S | 199.0063 | -3.78 | C1(=CC=C(OS(O)(=O)=O)C=C1)C=C | x | x | x | ✓ | ✓ | ✓ |  | 2b | 2.611 | 2.64 | 250.02 | 251.37 | 1 | ✓ | x | x | x
50 | Formylphenyloxidanesulfonic acid | Sulfate | C7 H6 O5 S | 200.9856 | -3.47 | C1(=CC(=CC=C1)OS(O)(=O)=O)C=O | x | x | x | ✓ | ✓ | x |  | 2b | 1.099 | -0.71 | 173.16 | 81.28 | 2 | ✓ | x | x | x
51 | Tryptophan |  | C11 H12 N2 O2 | 203.082 | -3.07 | N[CH](CC1=CNC2=CC=CC=C12)C(O)=O | x | x | ✓ | ✓ | x | x |  | 2b | 1.252 | 2.09 | 180.94 | 223.55 | 1 | x | ✓ | ✓ | ✓
52 | Undecylenoyl monoethanolamide |  | C13 H25 N O2 | 226.1808 | -1.97 | OCCNC(=O)CCCCCCCCC=C | x | x | x | ✓ | ✓ | ✓ |  | 2b | 11.377 | 8.37 | 695.59 | 542.93 | 2 | x | x | ✓ | ✓
53 | Methoxy-propyl-phenyl oxidanesulfonic acid | Sulfate | C10 H14 O5 S | 245.0488 | -0.65 | C1(OS(O)(=O)=O)=C(C=C(C=C1)CCC)OC | x | x | x | ✓ | ✓ | ✓ |  | 2b | 5.487 | 4.42 | 396.2 | 341.75 | 1 | ✓ | x | x | x
54 | 2-(5-hydroxy-1H-indol-3-yl)ethoxysulfonic acid | Sulfate | C10 H11 N O5 S | 256.0285 | 0.07 | OC1=CC2=C(NC=C2CCOS(O)(=O)=O)C=C1 | x | x | x | ✓ | ✓ | x |  | 2b | 1.093 | 2.67 | 172.86 | 252.92 | 1 | ✓ | x | x | x
55 | Hydroxyhexadecanoic acid |  | C16 H32 O3 | 271.228 | 0.5 | OCCCCCCCCCCCCCCCC(O)=O | x | x | ✓ | ✓ | x | x |  | 2b | 12.654 | 12.4 | 760.5 | 747.71 | 1 | ✓ | x | x | x
56 | 2-(dodecyloxy)ethoxysulfonic acid | Sulfate | C14 H30 O5 S | 309.1743 | 0.6 | O(CCOCCCCCCCCCCCC)S(O)(=O)=O | x | x | x | ✓ | ✓ | ✓ |  | 2b | 11.798 | 10.79 | 716.99 | 665.52 | 1 | x | x | ✓ | ✓
57 | Eicosanoic acid |  | C20 H40 O2 | 311.2958 | 0.73 | CCCCCCCCCCCCCCCCCCCC(O)=O | x | x | x | ✓ | ✓ | ✓ |  | 2b | 14.728 | 15.63 | 865.92 | 911.82 | 1 | x | x | ✓ | ✓
58 | Laureth-2 sulfate | Sulfate | C16 H34 O6 S | 353.2005 | 0.48 | C(COCCOCCCCCCCCCCCC)OS(O)(=O)=O | x | x | x | ✓ | ✓ | ✓ |  | 2b | 12.048 | 12.69 | 729.69 | 762.35 | 1 | x | x | ✓ | ✓
59 | Lignoceric Acid |  | C24 H48 O2 | 367.3582 | -0.01 | CCCCCCCCCCCCCCCCCCCCCCCC(O)=O | x | x | ✓ | ✓ | x | x |  | 2b | 15.887 | 14.4 | 924.83 | 849.26 | 1 | x | x | ✓ | x
60 | Cetirizine |  | C21 H25 Cl N2 O3 | 387.1484 | 0.7 | OC(=O)COCCN1CCN(CC1)C(C1=CC=CC=C1)C1=CC=C(Cl)C=C1 | x | x | x | ✓ | ✓ | ✓ |  | 2b | 9.772 | 7.15 | 614.01 | 480.97 | 2 | ✓ | ✓ | ✓ | ✓
61 | 3,4,5-trihydroxy-6-(tridecanoyloxy)oxane-2-carboxylic acid | Glucuronide | C19 H34 O8 | 389.2184 | 0.8 | O=C(OC1OC(C(O)C(O)C1O)C(O)=O)CCCCCCCCCCCC | x | x | x | ✓ | ✓ | ✓ |  | 2b | 8.166 | 10.34 | 532.37 | 642.67 | 2 | x | ✓ | x | ✓
62 | {1-acetyl-9a,11a-dimethyl-tetradecahydro-1H-cyclopenta[a]phenanthren-7-yl}oxidanesulfonic acid | Sulfate | C21 H34 O5 S | 397.2056 | 0.35 | [C]12(CC[CH]3[C]4([CH](C[CH](CC4)OS(O)(=O)=O)CC[CH]3[CH]1CC[CH]2C(=O)C)C)C | x | x | x | ✓ | ✓ | ✓ |  | 2b | 9.867 | 6.54 | 618.83 | 449.48 | 2 | ✓ | x | x | x
63 | 3,4,5-trihydroxy-6-{4-[2-(4-hydroxyphenyl)propan-2-yl]phenoxy}oxane-2-carboxylic acid | Glucuronide | C21 H24 O8 | 403.14 | 0.29 | C(C1=CC=C(C=C1)O)(C2=CC=C(C=C2)OC3OC(C(O)C(O)C3O)C(O)=O)(C)C | x | x | x | ✓ | ✓ | ✓ |  | 2b | 5.037 | 3.62 | 373.33 | 301.14 | 1 | x | ✓ | ✓ | ✓
64 | 6-(4-benzoyl-2,6-dichlorophenoxy)-3,4,5-trihydroxyoxane-2-carboxylic acid | Glucuronide | C19 H16 Cl2 O8 | 441.0129 | -4.53 | ClC1=CC(C(=O)C2=CC=CC=C2)=CC(Cl)=C1OC3OC(C(O)C(O)C3O)C(O)=O | x | x | x | ✓ | ✓ | ✓ |  | 2b | 5.661 | 3.3 | 405.05 | 284.95 | 2 | x | x | ✓ | ✓
65 | Taurocholic acid |  | C26 H45 N O7 S | 514.2848 | 0.81 | [H][C]1(CC[C]2([H])[C]3([H])[CH](O)C[C]4([H])C[CH](O)CC[C]4(C)[C]3([H])C[CH](O)[C]12C)[CH](C)CCC(=O)NCCS(O)(=O)=O | x | x | ✓ | ✓ | x | x |  | 2b | 9.798 | 1.78 | 615.33 | 207.7 | 4 | x | x | x | ✓
66 | Dimethylphenyl oxidanesulfonic acid | Sulfate | C8 H10 O4 S | 201.022 | -3.52 | O(C1=C(C)C=C(C)C=C1)S(O)(=O)=O | x | x | x | ✓ | ✓ | ✓ |  | 3 | 3.407 | 2.29 | 290.48 | 233.54 | 1 | ✓ | x | x | x
| Phenylethoxysulfonic acid | Sulfate | C8 H10 O4 S | 201.022 | -3.52 | C1(=CC=CC=C1)CCOS(O)(=O)=O | x | x | x |  |  |  |  | 3 | 3.407 | 4.37 | 290.48 | 339.63 | 1 | 0 | 0 | 0 | 0
| Ethylphenyl sulfate | Sulfate | C8 H10 O4 S | 201.022 | -3.52 | O(C1=CC=C(CC)C=C1)S(O)(=O)=O | x | x | x |  |  |  |  | 3 | 3.407 | 3.14 | 290.48 | 276.78 | 1 | 0 | 0 | 0 | 0
67 | Ethyl-methoxyphenyl oxidanesulfonic acid | Sulfate | C9 H12 O5 S | 231.0329 | -1.46 | C1(OS(O)(=O)=O)=C(C=C(C=C1)CC)OC | x | x | x | ✓ | ✓ | ✓ |  | 3 | 3.35 | 4.21 | 287.58 | 331.35 | 1 | ✓ | x | x | ✓
| Ethoxy-methylphenyl oxidanesulfonic acid | Sulfate | C9 H12 O5 S | 231.0329 | -1.46 | O(C1=CC=C(C=C1OCC)C)S(O)(=O)=O | x | x | x |  |  |  |  | 3 | 3.35 | 4.93 | 287.58 | 367.87 | 1 | 0 | 0 | 0 | 1
68 | Decyl 3-methylbutanoate |  | C15 H30 O2 | 241.217 | -1.07 | CCCCCCCCCCOC(=O)CC(C)C | x | x | x | ✓ | x | x |  | 3 | 12.572 | 14.61 | 756.33 | 860.05 | 2 | x | x | ✓ | x
| 11-methyldodecyl acetate |  | C15 H30 O2 | 241.217 | -1.07 | CC(C)CCCCCCCCCCOC(C)=O | x | x | x |  |  |  |  | 3 | 12.572 | 14.36 | 756.33 | 847.4 | 2 | 0 | 0 | 1 | 0
| (Ethoxymethoxy)cyclododecane |  | C15 H30 O2 | 241.217 | -1.07 | CCOCOC1CCCCCCCCCCC1 | x | x | x |  |  |  |  | 3 | 12.572 | 11.97 | 756.33 | 725.54 | 1 | 0 | 0 | 1 | 0
| Methyl tetradecanoate |  | C15 H30 O2 | 241.217 | -1.07 | CCCCCCCCCCCCCC(=O)OC | x | x | x |  |  |  |  | 3 | 12.572 | 14.72 | 756.33 | 865.76 | 2 | 0 | 0 | 1 | 0
| Isopropyl Laurate |  | C15 H30 O2 | 241.217 | -1.07 | CCCCCCCCCCCC(=O)OC(C)C | x | x | x |  |  |  |  | 3 | 12.572 | 14.62 | 756.33 | 860.32 | 2 | 0 | 0 | 1 | 0
| Pentadecanoic acid |  | C15 H30 O2 | 241.217 | -1.07 | CCCCCCCCCCCCCCC(O)=O | x | x | ✓ |  |  |  |  | 3 | 12.572 | 13.96 | 756.33 | 826.69 | 1 | 0 | 0 | 1 | 0
69 | Hexadecanoic acid |  | C16 H32 O2 | 255.2329 | -0.11 | CCCCCCCCCCCCCCCC(O)=O | x | x | ✓ | ✓ | x | x |  | 3 | 13.078 | 14.63 | 782.05 | 861.1 | 1 | x | x | ✓ | ✓
| 2-Hexyldecanoic acid |  | C16 H32 O2 | 255.2329 | -0.11 | CCCCCCCCC(CCCCCC)C(O)=O | x | x | x |  |  |  |  | 3 | 13.078 | 14.58 | 782.05 | 858.56 | 1 | 0 | 0 | 1 | 1
| Ethyl tetradecanoate |  | C16 H32 O2 | 255.2329 | -0.11 | CCCCCCCCCCCCCC(=O)OCC | x | x | x |  |  |  |  | 3 | 13.078 | 15.11 | 782.05 | 885.22 | 2 | 0 | 0 | 1 | 1
70 | Genistein |  | C15 H10 O5 | 269.0457 | 0.57 | OC1=CC=C(C=C1)C1=COC2=C(C(O)=CC(O)=C2)C1=O | x | x | x | ✓ | ✓ | ✓ |  | 3 | 4.92 | 6.96 | 367.38 | 470.96 | 2 | ✓ | ✓ | x | ✓
| Apigenin |  | C15 H10 O5 | 269.0457 | 0.57 | OC1=CC=C(C=C1)C1=CC(=O)C2=C(O1)C=C(O)C=C2O | x | x | x |  |  |  |  | 3 | 4.92 | 6.76 | 367.38 | 460.74 | 2 | 0 | 1 | 0 | 1
71 | Genistein |  | C15 H10 O5 | 269.0456 | 0.33 | OC1=CC=C(C=C1)C1=COC2=C(C(O)=CC(O)=C2)C1=O | x | x | x | ✓ | ✓ | ✓ |  | 3 | 5.047 | 6.96 | 373.84 | 470.96 | 2 | x | x | ✓ | ✓
| Apigenin |  | C15 H10 O5 | 269.0456 | 0.33 | OC1=CC=C(C=C1)C1=CC(=O)C2=C(O1)C=C(O)C=C2O | x | x | x |  |  |  |  | 3 | 5.047 | 6.76 | 373.84 | 460.74 | 2 | 0 | 0 | 1 | 1
72 | 3-Methylbutyl dodecanoate |  | C17 H34 O2 | 269.2488 | 0.73 | CCCCCCCCCCCC(=O)OCCC(C)C | x | x | x | ✓ | ✓ | ✓ |  | 3 | 13.557 | 15.43 | 806.39 | 901.36 | 2 | x | x | ✓ | ✓
| Tetradecyl propanoate |  | C17 H34 O2 | 269.2488 | 0.73 | CCCCCCCCCCCCCCOC(=O)CC | x | x | x |  |  |  |  | 3 | 13.557 | 15.37 | 806.39 | 898.56 | 2 | 0 | 0 | 1 | 1
| 2-Ethylhexyl nonanoate |  | C17 H34 O2 | 269.2488 | 0.73 | CCCCCCCCC(=O)OCC(CC)CCCC | x | x | x |  |  |  |  | 3 | 13.557 | 15.41 | 806.39 | 900.74 | 2 | 0 | 0 | 1 | 1
| Heptadecanoic acid |  | C17 H34 O2 | 269.2488 | 0.73 | CCCCCCCCCCCCCCCCC(O)=O | x | x | x |  |  |  |  | 3 | 13.557 | 15.13 | 806.39 | 886.59 | 1 | 0 | 0 | 1 | 1
| Methyl hexadecanoate |  | C17 H34 O2 | 269.2488 | 0.73 | CCCCCCCCCCCCCCCC(=O)OC | x | x | x |  |  |  |  | 3 | 13.557 | 15.35 | 806.39 | 897.51 | 2 | 0 | 0 | 1 | 1
| Isopropyl tetradecanoate |  | C17 H34 O2 | 269.2488 | 0.73 | CCCCCCCCCCCCCC(=O)OC(C)C | x | x | x |  |  |  |  | 3 | 13.557 | 15.33 | 806.39 | 896.29 | 2 | 0 | 0 | 1 | 1
73 | (1-hydroxydodecan-2-yl)oxysulfonic acid | Sulfate | C12 H26 O5 S | 281.1429 | 0.41 | CCCCCCCCCCC(OS(O)(=O)=O)CO | x | x | x | ✓ | ✓ | ✓ |  | 3 | 9.837 | 8.3 | 617.31 | 539.2 | 1 | x | ✓ | x | ✓
| (2-hydroxydodecyl)oxysulfonic acid | Sulfate | C12 H26 O5 S | 281.1429 | 0.41 | CCCCCCCCCCC(O)COS(O)(=O)=O | x | x | x |  |  |  |  | 3 | 9.837 | 8.51 | 617.31 | 549.64 | 1 | 0 | 1 | 0 | 1
74 | Biochanin A |  | C16 H12 O5 | 283.0613 | 0.31 | COC1=CC=C(C=C1)C1=COC2=C(C(O)=CC(O)=C2)C1=O | x | x | x | ✓ | ✓ | ✓ |  | 3 | 4.976 | 7.28 | 370.23 | 487.16 | 2 | ✓ | ✓ | ✓ | ✓
| Glycitein |  | C16 H12 O5 | 283.0613 | 0.31 | COC1=C(O)C=C2OC=C(C(=O)C2=C1)C1=CC=C(O)C=C1 | x | x | x |  |  |  |  | 3 | 4.976 | 6.93 | 370.23 | 469.78 | 2 | 0 | 1 | 1 | 1
| 5,7-Dihydroxy-6-methoxy-2-phenylchromen-4-one |  | C16 H12 O5 | 283.0613 | 0.31 | COC1=C(O)C2=C(OC(=CC2=O)C2=CC=CC=C2)C=C1O | x | x | x |  |  |  |  | 3 | 4.976 | 7.28 | 370.23 | 487.54 | 2 | 0 | 1 | 1 | 1
75 | Hexadecanoic acid, 1-methylethyl ester |  | C19 H38 O2 | 297.2799 | -0.03 | CCCCCCCCCCCCCCCC(=O)OC(C)C | x | x | x | ✓ | ✓ | ✓ |  | 3 | 14.378 | 15.54 | 848.13 | 907.02 | 1 | x | x | ✓ | ✓
| Methyl stearate |  | C19 H38 O2 | 297.2799 | -0.03 | CCCCCCCCCCCCCCCCCC(=O)OC | x | x | x |  |  |  |  | 3 | 14.378 | 15.51 | 848.13 | 905.65 | 1 | 0 | 0 | 1 | 1
76 | 11-Eicosenoic acid |  | C20 H38 O2 | 309.2801 | 0.7 | CCCCCCCCC=CCCCCCCCCCC(=O)O | x | x | x | ✓ | ✓ | ✓ |  | 3 | 14.146 | 15.67 | 836.33 | 914.01 | 1 | x | x | ✓ | ✓
| 14-Eicosenoic acid |  | C20 H38 O2 | 309.2801 | 0.7 | CCCCCC=CCCCCCCCCCCCCC(=O)O | x | x | x |  |  |  |  | 3 | 14.146 | 15.67 | 836.33 | 914.05 | 1 | 0 | 0 | 1 | 1
77 | 9,10-dihydroxyoctadec-12-enoic acid |  | C18 H34 O4 | 313.2387 | 0.84 | CCCCCC=CCC(C(CCCCCCCC(=O)O)O)O | x | x | ✓ | ✓ | x | x |  | 3 | 9.741 | 12.84 | 612.43 | 769.96 | 2 | ✓ | x | x | x
| 12,13-dihydroxyoctadec-9-enoic acid |  | C18 H34 O4 | 313.2387 | 0.84 | CCCCCC(C(CC=CCCCCCCCC(=O)O)O)O | x | x | ✓ |  |  |  |  | 3 | 9.741 | 12.84 | 612.43 | 769.98 | 2 | 0 | 0 | 0 | 0
78 | Hexyldecyl oxysulfonic acid | Sulfate | C16 H34 O4 S | 321.2106 | 0.26 | C(C(CCCCCCCC)CCCCCC)OS(O)(=O)=O | x | x | x | ✓ | ✓ | ✓ |  | 3 | 13.447 | 13.9 | 800.8 | 824.07 | 1 | x | x | ✓ | x
| Hexadecan-2-yloxysulfonic acid | Sulfate | C16 H34 O4 S | 321.2106 | 0.26 | CCCCCCCCCCCCCCC(C)OS(O)(=O)=O | x | x | x |  |  |  |  | 3 | 13.447 | 13.93 | 800.8 | 825.25 | 1 | 0 | 0 | 1 | 0
| Cetyl sulfate | Sulfate | C16 H34 O4 S | 321.2106 | 0.26 | C(CCCCCCCCCCCCCOS(O)(=O)=O)CC | x | x | x |  |  |  |  | 3 | 13.447 | 14.08 | 800.8 | 833.18 | 1 | 0 | 0 | 1 | 0
79 | {4-[4-(4-hydroxyphenyl)hexan-3-yl]phenyl}oxidanesulfonic acid | Sulfate | C18 H22 O5 S | 349.1117 | 0.59 | [CH]([CH](C=1C=CC(=CC1)OS(O)(=O)=O)CC)(C2=CC=C(C=C2)O)CC | x | x | x | ✓ | ✓ | ✓ |  | 3 | 7.109 | 8.29 | 478.65 | 538.88 | 1 | ✓ | x | x | ✓
| {4-[2-(4-hydroxyphenyl)-4-methylpentan-2-yl]phenyl}oxidanesulfonic acid | Sulfate | C18 H22 O5 S | 349.1117 | 0.59 | C1(O)=CC=C(C=C1)C(C=2C=CC(OS(O)(=O)=O)=CC2)(CC(C)C)C | x | x | x |  |  |  |  | 3 | 7.109 | 8.19 | 478.65 | 533.77 | 1 | 0 | 0 | 0 | 1
80 | 3-(tetradecyloxy)propoxysulfonic acid | Sulfate | C17 H36 O5 S | 351.2211 | 0.09 | CCCCCCCCCCCCCCOCCCOS(O)(=O)=O | x | x | x | ✓ | ✓ | ✓ |  | 3 | 11.583 | 13.98 | 706.06 | 827.83 | 2 | ✓ | x | x | ✓
| 2-(pentadecyloxy)ethoxysulfonic acid | Sulfate | C17 H36 O5 S | 351.2211 | 0.09 | O(CCCCCCCCCCCCCCC)CCOS(O)(=O)=O | x | x | x |  |  |  |  | 3 | 11.583 | 14.4 | 706.06 | 849.24 | 2 | 0 | 0 | 0 | 1
81 | 2-[2-(tetradecyloxy)ethoxy]ethoxysulfonic acid | Sulfate | C18 H38 O6 S | 381.2318 | 0.39 | O(CCCCCCCCCCCCCC)CCOCCOS(O)(=O)=O | x | x | x | ✓ | ✓ | ✓ |  | 3 | 13.1 | 14.9 | 783.17 | 874.5 | 2 | x | x | ✓ | x
| 2-[2-(Tetradecyloxy)ethoxy]ethyl hydrogen sulfate |  | C18 H38 O6 S | 381.2318 | 0.39 | CCCCCCCCCCCCCCOCCOCCOS(O)(=O)=O | x | x | x |  |  |  |  | 3 | 13.1 | 14.9 | 783.17 | 874.5 | 2 | 0 | 0 | 1 | 0
82 | Tetraoxadocosane-1-sulfonic acid | Sulfate | C18 H38 O7 S | 397.2266 | 0.18 | O(CCCCCCCCCCCC)CCOCCOCCOS(O)(=O)=O | x | x | x | ✓ | ✓ | ✓ |  | 3 | 12.197 | 14.43 | 737.27 | 850.6 | 2 | x | x | ✓ | ✓
| Triethylene glycol lauryl ether sulfate |  | C18 H38 O7 S | 397.2266 | 0.18 | CCCCCCCCCCCCOCCOCCOCCOS(O)(=O)=O | x | x | x |  |  |  |  | 3 | 12.197 | 14.43 | 737.27 | 850.6 | 2 | 0 | 0 | 1 | 1
83 | 6-[2,6-di-tert-butyl-4-(hydroxymethyl)phenoxy]-3,4,5-trihydroxyoxane-2-carboxylic acid | Glucuronide | C21 H32 O8 | 411.2027 | 0.58 | O(C1=C(C=C(C=C1C(C)(C)C)CO)C(C)(C)C)C2OC(C(O)C(O)C2O)C(O)=O | x | x | x | ✓ | ✓ | ✓ |  | 3 | 7.997 | 8.6 | 523.78 | 554.26 | 1 | x | x | x | ✓
| 6-(2,6-di-tert-butyl-4-methoxyphenoxy)-3,4,5-trihydroxyoxane-2-carboxylic acid | Glucuronide | C21 H32 O8 | 411.2027 | 0.58 | C1(OC2OC(C(O)C(O)C2O)C(O)=O)=C(C=C(C=C1C(C)(C)C)OC)C(C)(C)C | x | x | x |  |  |  |  | 3 | 7.997 | 10.25 | 523.78 | 638.42 | 2 | 0 | 0 | 0 | 1
84 | [18-(2-hydroxyethoxy)-18-oxooctadec-9-en-7-yl]oxysulfonic acid | Sulfate | C20 H38 O7 S | 421.227 | 1.05 | C(CO)OC(CCCCCCCC=CC[CH](CCCCCC)OS(O)(=O)=O)=O | x | x | x | ✓ | ✓ | ✓ |  | 3 | 12.534 | 14.86 | 754.4 | 872.49 | 2 | ✓ | x | ✓ | x
| 2-[(12-hydroxyoctadec-9-enoyl)oxy]ethoxysulfonic acid | Sulfate | C20 H38 O7 S | 421.227 | 1.05 | C(COS(O)(=O)=O)OC(CCCCCCCC=CC[CH](CCCCCC)O)=O | x | x | x |  |  |  |  | 3 | 12.534 | 14.83 | 754.4 | 871.27 | 2 | 0 | 0 | 1 | 0