## 1. Assumptions
1. Assumptions
Population
| Value | Source
Growth rate | 1.57% | 1
Model configuration
| Value | Source
Number of seasons | 2 | 2
Day types | 4 | 2
Modes of operation | 1 | 2
Discount rate | 0.1 | 2
Timeslicces | 8 | 2
Year | 2020-2050

## 2. Model Sets
2. Model Sets
COMMODITY | NAME
BIO | Biomass
ELC001 | Electricity from power plants
ELC002 | Electricity after transmission
ELC003 | Electricity after distribution
HYD | Hydro
SOL | Solar
WND | Wind
NGS | Natural Gas
COA | Coal
GEO | Geothermal
URN | Uranium
INDELC | Industrial electricity demand
COMELC | Commercial electricity demand
RESELC | Residential electricity demand
LND | Land resource
CRPWHE | Crop 1: Wheat
CRPMAI | Crop 2: Maize
CRPCOT | Crop 3: Cotton
CRPRIC | Crop 4: Rice
CRPSGC | Crop 5: Sugarcane
LFOR | Forests
LBLT | Built-up land
LWAT | Water bodies
LOTH | Other land
WTRPRC | Water demand
AGRWAT | Water for agriculture
WTREVT | Evapotranspiration
WTRGWT | Groundwater recharge
WTRSUR | Surface water
PUBWAT | Public demand water
PWRWAT | water for electricity generation
DSL | Diesel
LVS | Livestock
WTRSWS | Seawater for hydrogen production
WTRFWS | Fresh water for hydrogen production
ELC004 | Electricity for hydrogen
HEH | Produced hydrogen
TECHNOLOGY | NAME
PWRBIO001 | Biomass power plant
PWRHYD001 | Large hydropower plant (Dam) (>100MW)
PWRHYD002 | Medium hydropower plant (10-100MW)
PWRHYD003 | Small hydropower plant (<10MW)
PWRNUC | Nuclear power plant
PWRTRN001 | Electricity transmission and distribution
PWRSOL001 | Solar PV (utility)
PWRSOL002 | Solar PV (Distributed with storage)
PWRWND001 | Onshore wind
PWRWND002 | Offshore wind
PWRNGS001 | Gas power plant (CCGT)
PWRNGS002 | Gas power plant (SCGT)
PWRCOA001 | Coal power plant
PWRGEO | Geothermal power plant
PWRDIST | Electricity distribution
PWRCSP001 | CSP without storage
DEMINDELC | Industry standard efficiency appliances
DEMCOMELC | Commercial standard efficiency appliances
DEMRESELC | Residential standard efficiency appliances
LNDWHEHR | Rainfed wheat
LNDWHEHI | Irrigated wheat
LNDMAIHR | Rainfed maize
LNDMAIHI | irrigated maize
LNDCOTHR | Rainfed cotton
LNDCOTHI | Irrigated cotton
LNDSGCHR | Rainfed sugarcane
LNDSGCHI | Irrigated sugarcane
LNDRICHR | Rainfed rice
LNDRICHI | Irrigated rice
LNDFOR | Forests
LNDBLT | Built-up land
LNDWAT | Water bodies
LNDOTH | Other land
MINPRC | Precipitation
DEMAGRSURWAT | Surface water used for irrigation
DEMAGRGWTWAT | Groundwater used for irrigation
DEMPUBSURWAT | Surface water for public water supply
DEMPUBGWTWAT | Groundwater for public water supply
IMPWHE | Imported wheat
IMPMAI | Imported maize
IMPCOT | Imported cotton
IMPSGC | Imported sugarcane
IMPRIC | Imported rice
DEMPWRSURWAT | Technology for cooling water from surface sources
EMPWRGWTWAT | Technology for cooling water from underground sources
MINDSL | Diesel supply
DEMAGRDSL | Agricultural diesel demand
MINBIO | Biomass potential
MINHYD | Hydro potential
MINSOL | Solar potential
MINWND | Wind potential
MINNGS | Natural gas extraction
MINCOA | Coal extraction
MINGEO | Geothermal potential
MINLND | Total Land Area
DEMHEHSWSWAT | Desalination plant
PWRHEH001 | PEM electolyzer

## 3.1. Energy System
3.1. Energy system input data
RESELC
Parameter | Commodity | Units | Source | 2020 | 2021 | 2022 | 2023 | 2024 | 2025 | 2026 | 2027 | 2028 | 2029 | 2030 | 2031 | 2032 | 2033 | 2034 | 2035 | 2036 | 2037 | 2038 | 2039 | 2040 | 2041 | 2042 | 2043 | 2044 | 2045 | 2046 | 2047 | 2048 | 2049 | 2050
Specified Annual Demand | RESELC | PJ | 3 | 240.6484 | 246.3461 | 252.0438 | 257.7416 | 263.4393 | 269.137 | 274.8347 | 280.5324 | 286.2301 | 291.9279 | 297.6256 | 317.438 | 337.2504 | 357.0628 | 376.8752 | 396.6876 | 416.5 | 436.3124 | 456.1248 | 475.9372 | 495.7496 | 518.7611 | 541.7725 | 564.784 | 587.7955 | 610.807 | 633.8185 | 656.83 | 679.8415 | 702.853 | 725.8645
Specified Demand Profile | S11 | %/100 | 3 | 0.094336 | 0.094336 | 0.094336 | 0.094336 | 0.094336 | 0.094336 | 0.094336 | 0.094336 | 0.094336 | 0.094336 | 0.094336 | 0.094336 | 0.094336 | 0.094336 | 0.094336 | 0.094336 | 0.094336 | 0.094336 | 0.094336 | 0.094336 | 0.094336 | 0.094336 | 0.094336 | 0.094336 | 0.094336 | 0.094336 | 0.094336 | 0.094336 | 0.094336 | 0.094336 | 0.094336
| S12 | %/100 | 3 | 0.10984 | 0.10984 | 0.10984 | 0.10984 | 0.10984 | 0.10984 | 0.10984 | 0.10984 | 0.10984 | 0.10984 | 0.10984 | 0.10984 | 0.10984 | 0.10984 | 0.10984 | 0.10984 | 0.10984 | 0.10984 | 0.10984 | 0.10984 | 0.10984 | 0.10984 | 0.10984 | 0.10984 | 0.10984 | 0.10984 | 0.10984 | 0.10984 | 0.10984 | 0.10984 | 0.10984
| S21 | %/100 | 3 | 0.11691 | 0.11691 | 0.11691 | 0.11691 | 0.11691 | 0.11691 | 0.11691 | 0.11691 | 0.11691 | 0.11691 | 0.11691 | 0.11691 | 0.11691 | 0.11691 | 0.11691 | 0.11691 | 0.11691 | 0.11691 | 0.11691 | 0.11691 | 0.11691 | 0.11691 | 0.11691 | 0.11691 | 0.11691 | 0.11691 | 0.11691 | 0.11691 | 0.11691 | 0.11691 | 0.11691
| S22 | %/100 | 3 | 0.13378 | 0.13378 | 0.13378 | 0.13378 | 0.13378 | 0.13378 | 0.13378 | 0.13378 | 0.13378 | 0.13378 | 0.13378 | 0.13378 | 0.13378 | 0.13378 | 0.13378 | 0.13378 | 0.13378 | 0.13378 | 0.13378 | 0.13378 | 0.13378 | 0.13378 | 0.13378 | 0.13378 | 0.13378 | 0.13378 | 0.13378 | 0.13378 | 0.13378 | 0.13378 | 0.13378
| S31 | %/100 | 3 | 0.14256 | 0.14256 | 0.14256 | 0.14256 | 0.14256 | 0.14256 | 0.14256 | 0.14256 | 0.14256 | 0.14256 | 0.14256 | 0.14256 | 0.14256 | 0.14256 | 0.14256 | 0.14256 | 0.14256 | 0.14256 | 0.14256 | 0.14256 | 0.14256 | 0.14256 | 0.14256 | 0.14256 | 0.14256 | 0.14256 | 0.14256 | 0.14256 | 0.14256 | 0.14256 | 0.14256
| S32 | %/100 | 3 | 0.16175 | 0.16175 | 0.16175 | 0.16175 | 0.16175 | 0.16175 | 0.16175 | 0.16175 | 0.16175 | 0.16175 | 0.16175 | 0.16175 | 0.16175 | 0.16175 | 0.16175 | 0.16175 | 0.16175 | 0.16175 | 0.16175 | 0.16175 | 0.16175 | 0.16175 | 0.16175 | 0.16175 | 0.16175 | 0.16175 | 0.16175 | 0.16175 | 0.16175 | 0.16175 | 0.16175
| S41 | %/100 | 3 | 0.11134 | 0.11134 | 0.11134 | 0.11134 | 0.11134 | 0.11134 | 0.11134 | 0.11134 | 0.11134 | 0.11134 | 0.11134 | 0.11134 | 0.11134 | 0.11134 | 0.11134 | 0.11134 | 0.11134 | 0.11134 | 0.11134 | 0.11134 | 0.11134 | 0.11134 | 0.11134 | 0.11134 | 0.11134 | 0.11134 | 0.11134 | 0.11134 | 0.11134 | 0.11134 | 0.11134
| S42 | %/100 | 3 | 0.12948 | 0.12948 | 0.12948 | 0.12948 | 0.12948 | 0.12948 | 0.12948 | 0.12948 | 0.12948 | 0.12948 | 0.12948 | 0.12948 | 0.12948 | 0.12948 | 0.12948 | 0.12948 | 0.12948 | 0.12948 | 0.12948 | 0.12948 | 0.12948 | 0.12948 | 0.12948 | 0.12948 | 0.12948 | 0.12948 | 0.12948 | 0.12948 | 0.12948 | 0.12948 | 0.12948
COMELC
Parameter | Commodity | Units | Source | 2020 | 2021 | 2022 | 2023 | 2024 | 2025 | 2026 | 2027 | 2028 | 2029 | 2030 | 2031 | 2032 | 2033 | 2034 | 2035 | 2036 | 2037 | 2038 | 2039 | 2040 | 2041 | 2042 | 2043 | 2044 | 2045 | 2046 | 2047 | 2048 | 2049 | 2050
Specified Annual Demand | COMELC | PJ | 3 | 137.5589 | 140.8159 | 144.0728 | 147.3297 | 150.5866 | 153.8435 | 157.1004 | 160.3574 | 163.6143 | 166.8712 | 170.1281 | 181.4532 | 192.7783 | 204.1035 | 215.4286 | 226.7537 | 238.0788 | 249.404 | 260.7291 | 272.0542 | 283.3793 | 296.5331 | 309.6869 | 322.8407 | 335.9944 | 349.1482 | 362.302 | 375.4558 | 388.6096 | 401.7633 | 414.9171
Specified Demand Profile | S11 | %/100 | 3 | 0.094336 | 0.094336 | 0.094336 | 0.094336 | 0.094336 | 0.094336 | 0.094336 | 0.094336 | 0.094336 | 0.094336 | 0.094336 | 0.094336 | 0.094336 | 0.094336 | 0.094336 | 0.094336 | 0.094336 | 0.094336 | 0.094336 | 0.094336 | 0.094336 | 0.094336 | 0.094336 | 0.094336 | 0.094336 | 0.094336 | 0.094336 | 0.094336 | 0.094336 | 0.094336 | 0.094336
| S12 | %/100 | 3 | 0.10984 | 0.10984 | 0.10984 | 0.10984 | 0.10984 | 0.10984 | 0.10984 | 0.10984 | 0.10984 | 0.10984 | 0.10984 | 0.10984 | 0.10984 | 0.10984 | 0.10984 | 0.10984 | 0.10984 | 0.10984 | 0.10984 | 0.10984 | 0.10984 | 0.10984 | 0.10984 | 0.10984 | 0.10984 | 0.10984 | 0.10984 | 0.10984 | 0.10984 | 0.10984 | 0.10984
| S21 | %/100 | 3 | 0.11691 | 0.11691 | 0.11691 | 0.11691 | 0.11691 | 0.11691 | 0.11691 | 0.11691 | 0.11691 | 0.11691 | 0.11691 | 0.11691 | 0.11691 | 0.11691 | 0.11691 | 0.11691 | 0.11691 | 0.11691 | 0.11691 | 0.11691 | 0.11691 | 0.11691 | 0.11691 | 0.11691 | 0.11691 | 0.11691 | 0.11691 | 0.11691 | 0.11691 | 0.11691 | 0.11691
| S22 | %/100 | 3 | 0.13378 | 0.13378 | 0.13378 | 0.13378 | 0.13378 | 0.13378 | 0.13378 | 0.13378 | 0.13378 | 0.13378 | 0.13378 | 0.13378 | 0.13378 | 0.13378 | 0.13378 | 0.13378 | 0.13378 | 0.13378 | 0.13378 | 0.13378 | 0.13378 | 0.13378 | 0.13378 | 0.13378 | 0.13378 | 0.13378 | 0.13378 | 0.13378 | 0.13378 | 0.13378 | 0.13378
| S31 | %/100 | 3 | 0.14256 | 0.14256 | 0.14256 | 0.14256 | 0.14256 | 0.14256 | 0.14256 | 0.14256 | 0.14256 | 0.14256 | 0.14256 | 0.14256 | 0.14256 | 0.14256 | 0.14256 | 0.14256 | 0.14256 | 0.14256 | 0.14256 | 0.14256 | 0.14256 | 0.14256 | 0.14256 | 0.14256 | 0.14256 | 0.14256 | 0.14256 | 0.14256 | 0.14256 | 0.14256 | 0.14256
| S32 | %/100 | 3 | 0.16175 | 0.16175 | 0.16175 | 0.16175 | 0.16175 | 0.16175 | 0.16175 | 0.16175 | 0.16175 | 0.16175 | 0.16175 | 0.16175 | 0.16175 | 0.16175 | 0.16175 | 0.16175 | 0.16175 | 0.16175 | 0.16175 | 0.16175 | 0.16175 | 0.16175 | 0.16175 | 0.16175 | 0.16175 | 0.16175 | 0.16175 | 0.16175 | 0.16175 | 0.16175 | 0.16175
| S41 | %/100 | 3 | 0.11134 | 0.11134 | 0.11134 | 0.11134 | 0.11134 | 0.11134 | 0.11134 | 0.11134 | 0.11134 | 0.11134 | 0.11134 | 0.11134 | 0.11134 | 0.11134 | 0.11134 | 0.11134 | 0.11134 | 0.11134 | 0.11134 | 0.11134 | 0.11134 | 0.11134 | 0.11134 | 0.11134 | 0.11134 | 0.11134 | 0.11134 | 0.11134 | 0.11134 | 0.11134 | 0.11134
| S42 | %/100 | 3 | 0.12948 | 0.12948 | 0.12948 | 0.12948 | 0.12948 | 0.12948 | 0.12948 | 0.12948 | 0.12948 | 0.12948 | 0.12948 | 0.12948 | 0.12948 | 0.12948 | 0.12948 | 0.12948 | 0.12948 | 0.12948 | 0.12948 | 0.12948 | 0.12948 | 0.12948 | 0.12948 | 0.12948 | 0.12948 | 0.12948 | 0.12948 | 0.12948 | 0.12948 | 0.12948 | 0.12948
INDELC
Parameter | Commodity | Units | Source | 2020 | 2021 | 2022 | 2023 | 2024 | 2025 | 2026 | 2027 | 2028 | 2029 | 2030 | 2031 | 2032 | 2033 | 2034 | 2035 | 2036 | 2037 | 2038 | 2039 | 2040 | 2041 | 2042 | 2043 | 2044 | 2045 | 2046 | 2047 | 2048 | 2049 | 2050
Specified Annual Demand | INDELC | PJ | 3 | 149.5558 | 153.0967 | 156.6377 | 160.1787 | 163.7196 | 167.2606 | 170.8015 | 174.3425 | 177.8835 | 181.4244 | 184.9654 | 197.2782 | 209.591 | 221.9038 | 234.2166 | 246.5295 | 258.8423 | 271.1551 | 283.4679 | 295.7807 | 308.0935 | 322.3945 | 336.6954 | 350.9964 | 365.2973 | 379.5983 | 393.8992 | 408.2002 | 422.5011 | 436.8021 | 451.1031
Specified Demand Profile | S11 | %/100 | 3 | 0.094336 | 0.094336 | 0.094336 | 0.094336 | 0.094336 | 0.094336 | 0.094336 | 0.094336 | 0.094336 | 0.094336 | 0.094336 | 0.094336 | 0.094336 | 0.094336 | 0.094336 | 0.094336 | 0.094336 | 0.094336 | 0.094336 | 0.094336 | 0.094336 | 0.094336 | 0.094336 | 0.094336 | 0.094336 | 0.094336 | 0.094336 | 0.094336 | 0.094336 | 0.094336 | 0.094336
| S12 | %/100 | 3 | 0.10984 | 0.10984 | 0.10984 | 0.10984 | 0.10984 | 0.10984 | 0.10984 | 0.10984 | 0.10984 | 0.10984 | 0.10984 | 0.10984 | 0.10984 | 0.10984 | 0.10984 | 0.10984 | 0.10984 | 0.10984 | 0.10984 | 0.10984 | 0.10984 | 0.10984 | 0.10984 | 0.10984 | 0.10984 | 0.10984 | 0.10984 | 0.10984 | 0.10984 | 0.10984 | 0.10984
| S21 | %/100 | 3 | 0.11691 | 0.11691 | 0.11691 | 0.11691 | 0.11691 | 0.11691 | 0.11691 | 0.11691 | 0.11691 | 0.11691 | 0.11691 | 0.11691 | 0.11691 | 0.11691 | 0.11691 | 0.11691 | 0.11691 | 0.11691 | 0.11691 | 0.11691 | 0.11691 | 0.11691 | 0.11691 | 0.11691 | 0.11691 | 0.11691 | 0.11691 | 0.11691 | 0.11691 | 0.11691 | 0.11691
| S22 | %/100 | 3 | 0.13378 | 0.13378 | 0.13378 | 0.13378 | 0.13378 | 0.13378 | 0.13378 | 0.13378 | 0.13378 | 0.13378 | 0.13378 | 0.13378 | 0.13378 | 0.13378 | 0.13378 | 0.13378 | 0.13378 | 0.13378 | 0.13378 | 0.13378 | 0.13378 | 0.13378 | 0.13378 | 0.13378 | 0.13378 | 0.13378 | 0.13378 | 0.13378 | 0.13378 | 0.13378 | 0.13378
| S31 | %/100 | 3 | 0.14256 | 0.14256 | 0.14256 | 0.14256 | 0.14256 | 0.14256 | 0.14256 | 0.14256 | 0.14256 | 0.14256 | 0.14256 | 0.14256 | 0.14256 | 0.14256 | 0.14256 | 0.14256 | 0.14256 | 0.14256 | 0.14256 | 0.14256 | 0.14256 | 0.14256 | 0.14256 | 0.14256 | 0.14256 | 0.14256 | 0.14256 | 0.14256 | 0.14256 | 0.14256 | 0.14256
| S32 | %/100 | 3 | 0.16175 | 0.16175 | 0.16175 | 0.16175 | 0.16175 | 0.16175 | 0.16175 | 0.16175 | 0.16175 | 0.16175 | 0.16175 | 0.16175 | 0.16175 | 0.16175 | 0.16175 | 0.16175 | 0.16175 | 0.16175 | 0.16175 | 0.16175 | 0.16175 | 0.16175 | 0.16175 | 0.16175 | 0.16175 | 0.16175 | 0.16175 | 0.16175 | 0.16175 | 0.16175 | 0.16175
| S41 | %/100 | 3 | 0.11134 | 0.11134 | 0.11134 | 0.11134 | 0.11134 | 0.11134 | 0.11134 | 0.11134 | 0.11134 | 0.11134 | 0.11134 | 0.11134 | 0.11134 | 0.11134 | 0.11134 | 0.11134 | 0.11134 | 0.11134 | 0.11134 | 0.11134 | 0.11134 | 0.11134 | 0.11134 | 0.11134 | 0.11134 | 0.11134 | 0.11134 | 0.11134 | 0.11134 | 0.11134 | 0.11134
| S42 | %/100 | 3 | 0.12948 | 0.12948 | 0.12948 | 0.12948 | 0.12948 | 0.12948 | 0.12948 | 0.12948 | 0.12948 | 0.12948 | 0.12948 | 0.12948 | 0.12948 | 0.12948 | 0.12948 | 0.12948 | 0.12948 | 0.12948 | 0.12948 | 0.12948 | 0.12948 | 0.12948 | 0.12948 | 0.12948 | 0.12948 | 0.12948 | 0.12948 | 0.12948 | 0.12948 | 0.12948 | 0.12948
MINNGS
Parameter | Commodity | Units | Source | 2020 | 2021 | 2022 | 2023 | 2024 | 2025 | 2026 | 2027 | 2028 | 2029 | 2030 | 2031 | 2032 | 2033 | 2034 | 2035 | 2036 | 2037 | 2038 | 2039 | 2040 | 2041 | 2042 | 2043 | 2044 | 2045 | 2046 | 2047 | 2048 | 2049 | 2050
Output Activity Ratio | NGS | PJ / PJ | 3 | bar: 2020 to 2050
Variable Cost | NGS | MUSD / PJ | 3 | 7.1 | 7.24 | 7.38 | 7.52 | 7.66 | 7.8 | 7.94 | 8.08 | 8.22 | 8.36 | 8.5 | 8.64 | 8.78 | 8.92 | 9.06 | 9.2 | 9.34 | 9.48 | 9.62 | 9.76 | 9.9 | 9.9 | 9.9 | 9.9 | 9.9 | 9.9 | 9.9 | 9.9 | 9.9 | 9.9 | 9.9
Total Annual Max Capacity |  |  | 3 | 99999 | 99999 | 99999 | 99999 | 99999 | 99999 | 99999 | 99999 | 99999 | 99999 | 99999 | 99999 | 99999 | 99999 | 99999 | 99999 | 99999 | 99999 | 99999 | 99999 | 99999 | 99999 | 99999 | 99999 | 99999 | 99999 | 99999 | 99999 | 99999 | 99999 | 99999
Total Technology Model Period Activity Upper Limit |  |  | 3 | 999999 | 999999 | 999999 | 999999 | 999999 | 999999 | 999999 | 999999 | 999999 | 999999 | 999999 | 999999 | 999999 | 999999 | 999999 | 999999 | 999999 | 999999 | 999999 | 999999 | 999999 | 999999 | 999999 | 999999 | 999999 | 999999 | 999999 | 999999 | 999999 | 999999 | 999999
Emission Activity Ratio | - |  | 3
CO2 | - |  | 3 | 0.0561 | 0.0561 | 0.0561 | 0.0561 | 0.0561 | 0.0561 | 0.0561 | 0.0561 | 0.0561 | 0.0561 | 0.0561 | 0.0561 | 0.0561 | 0.0561 | 0.0561 | 0.0561 | 0.0561 | 0.0561 | 0.0561 | 0.0561 | 0.0561 | 0.0561 | 0.0561 | 0.0561 | 0.0561 | 0.0561 | 0.0561 | 0.0561 | 0.0561 | 0.0561 | 0.0561
Capacity to Activity Unit | 1 | PJ / PJ | 3
MINCOA
Parameter | Commodity | Units | Source | 2020 | 2021 | 2022 | 2023 | 2024 | 2025 | 2026 | 2027 | 2028 | 2029 | 2030 | 2031 | 2032 | 2033 | 2034 | 2035 | 2036 | 2037 | 2038 | 2039 | 2040 | 2041 | 2042 | 2043 | 2044 | 2045 | 2046 | 2047 | 2048 | 2049 | 2050
Output Activity Ratio | COA | PJ / PJ | 3 | bar: 2020 to 2050
Variable Cost | COA | MUSD / PJ | 3 | 3.4 | 3.42 | 3.44 | 3.46 | 3.48 | 3.5 | 3.52 | 3.54 | 3.56 | 3.58 | 3.6 | 3.62 | 3.64 | 3.66 | 3.68 | 3.7 | 3.72 | 3.74 | 3.76 | 3.78 | 3.8 | 3.8 | 3.8 | 3.8 | 3.8 | 3.8 | 3.8 | 3.8 | 3.8 | 3.8 | 3.8
Total Annual Max Capacity |  |  | 3 | 99999 | 99999 | 99999 | 99999 | 99999 | 99999 | 99999 | 99999 | 99999 | 99999 | 99999 | 99999 | 99999 | 99999 | 99999 | 99999 | 99999 | 99999 | 99999 | 99999 | 99999 | 99999 | 99999 | 99999 | 99999 | 99999 | 99999 | 99999 | 99999 | 99999 | 99999
Total Technology Model Period Activity Upper Limit |  |  | 3 | 999999 | 999999 | 999999 | 999999 | 999999 | 999999 | 999999 | 999999 | 999999 | 999999 | 999999 | 999999 | 999999 | 999999 | 999999 | 999999 | 999999 | 999999 | 999999 | 999999 | 999999 | 999999 | 999999 | 999999 | 999999 | 999999 | 999999 | 999999 | 999999 | 999999 | 999999
Emission Activity Ratio | - |  | 3
CO2 | - |  | 3 | 0.0946 | 0.0946 | 0.0946 | 0.0946 | 0.0946 | 0.0946 | 0.0946 | 0.0946 | 0.0946 | 0.0946 | 0.0946 | 0.0946 | 0.0946 | 0.0946 | 0.0946 | 0.0946 | 0.0946 | 0.0946 | 0.0946 | 0.0946 | 0.0946 | 0.0946 | 0.0946 | 0.0946 | 0.0946 | 0.0946 | 0.0946 | 0.0946 | 0.0946 | 0.0946 | 0.0946
Capacity to Activity Unit | 1 | PJ / PJ | 3
MINSOL
Parameter | Commodity | Units | Source | 2020 | 2021 | 2022 | 2023 | 2024 | 2025 | 2026 | 2027 | 2028 | 2029 | 2030 | 2031 | 2032 | 2033 | 2034 | 2035 | 2036 | 2037 | 2038 | 2039 | 2040 | 2041 | 2042 | 2043 | 2044 | 2045 | 2046 | 2047 | 2048 | 2049 | 2050
Output Activity Ratio | SOL | PJ / PJ | 3 | bar: 2020 to 2050
Variable Cost | SOL | MUSD / PJ | 3 | 0.0001 | 0.0001 | 0.0001 | 0.0001 | 0.0001 | 0.0001 | 0.0001 | 0.0001 | 0.0001 | 0.0001 | 0.0001 | 0.0001 | 0.0001 | 0.0001 | 0.0001 | 0.0001 | 0.0001 | 0.0001 | 0.0001 | 0.0001 | 0.0001 | 0.0001 | 0.0001 | 0.0001 | 0.0001 | 0.0001 | 0.0001 | 0.0001 | 0.0001 | 0.0001 | 0.0001
Total Annual Max Capacity |  |  | 3 | 99999 | 99999 | 99999 | 99999 | 99999 | 99999 | 99999 | 99999 | 99999 | 99999 | 99999 | 99999 | 99999 | 99999 | 99999 | 99999 | 99999 | 99999 | 99999 | 99999 | 99999 | 99999 | 99999 | 99999 | 99999 | 99999 | 99999 | 99999 | 99999 | 99999 | 99999
Total Technology Model Period Activity Upper Limit |  |  | 3 | 999999 | 999999 | 999999 | 999999 | 999999 | 999999 | 999999 | 999999 | 999999 | 999999 | 999999 | 999999 | 999999 | 999999 | 999999 | 999999 | 999999 | 999999 | 999999 | 999999 | 999999 | 999999 | 999999 | 999999 | 999999 | 999999 | 999999 | 999999 | 999999 | 999999 | 999999
Emission Activity Ratio | - |  | 3
CO2 | - |  | 3 | 0 | 0 | 0 | 0 | 0 | 0 | 0 | 0 | 0 | 0 | 0 | 0 | 0 | 0 | 0 | 0 | 0 | 0 | 0 | 0 | 0 | 0 | 0 | 0 | 0 | 0 | 0 | 0 | 0 | 0 | 0
Capacity to Activity Unit | 1 | PJ / PJ | 3
MINGEO
Parameter | Commodity | Units | Source | 2020 | 2021 | 2022 | 2023 | 2024 | 2025 | 2026 | 2027 | 2028 | 2029 | 2030 | 2031 | 2032 | 2033 | 2034 | 2035 | 2036 | 2037 | 2038 | 2039 | 2040 | 2041 | 2042 | 2043 | 2044 | 2045 | 2046 | 2047 | 2048 | 2049 | 2050
Output Activity Ratio | GEO | PJ / PJ | 3 | bar: 2020 to 2050
Variable Cost | GEO | MUSD / PJ | 3 | 0.0001 | 0.0001 | 0.0001 | 0.0001 | 0.0001 | 0.0001 | 0.0001 | 0.0001 | 0.0001 | 0.0001 | 0.0001 | 0.0001 | 0.0001 | 0.0001 | 0.0001 | 0.0001 | 0.0001 | 0.0001 | 0.0001 | 0.0001 | 0.0001 | 0.0001 | 0.0001 | 0.0001 | 0.0001 | 0.0001 | 0.0001 | 0.0001 | 0.0001 | 0.0001 | 0.0001
Total Annual Max Capacity |  |  | 3 | 99999 | 99999 | 99999 | 99999 | 99999 | 99999 | 99999 | 99999 | 99999 | 99999 | 99999 | 99999 | 99999 | 99999 | 99999 | 99999 | 99999 | 99999 | 99999 | 99999 | 99999 | 99999 | 99999 | 99999 | 99999 | 99999 | 99999 | 99999 | 99999 | 99999 | 99999
Total Technology Model Period Activity Upper Limit |  |  | 3 | 999999 | 999999 | 999999 | 999999 | 999999 | 999999 | 999999 | 999999 | 999999 | 999999 | 999999 | 999999 | 999999 | 999999 | 999999 | 999999 | 999999 | 999999 | 999999 | 999999 | 999999 | 999999 | 999999 | 999999 | 999999 | 999999 | 999999 | 999999 | 999999 | 999999 | 999999
Emission Activity Ratio | - |  | 3
CO2 | - |  | 3
Capacity to Activity Unit | 1 | PJ / PJ | 3
MINHYD
Parameter | Commodity | Units | Source | 2020 | 2021 | 2022 | 2023 | 2024 | 2025 | 2026 | 2027 | 2028 | 2029 | 2030 | 2031 | 2032 | 2033 | 2034 | 2035 | 2036 | 2037 | 2038 | 2039 | 2040 | 2041 | 2042 | 2043 | 2044 | 2045 | 2046 | 2047 | 2048 | 2049 | 2050
Output Activity Ratio | HYD | PJ / PJ | 3 | bar: 2020 to 2050
Variable Cost | HYD | MUSD / PJ | 3 | 0.0001 | 0.0001 | 0.0001 | 0.0001 | 0.0001 | 0.0001 | 0.0001 | 0.0001 | 0.0001 | 0.0001 | 0.0001 | 0.0001 | 0.0001 | 0.0001 | 0.0001 | 0.0001 | 0.0001 | 0.0001 | 0.0001 | 0.0001 | 0.0001 | 0.0001 | 0.0001 | 0.0001 | 0.0001 | 0.0001 | 0.0001 | 0.0001 | 0.0001 | 0.0001 | 0.0001
Total Annual Max Capacity |  |  | 3 | 99999 | 99999 | 99999 | 99999 | 99999 | 99999 | 99999 | 99999 | 99999 | 99999 | 99999 | 99999 | 99999 | 99999 | 99999 | 99999 | 99999 | 99999 | 99999 | 99999 | 99999 | 99999 | 99999 | 99999 | 99999 | 99999 | 99999 | 99999 | 99999 | 99999 | 99999
Total Technology Model Period Activity Upper Limit |  |  | 3 | 999999 | 999999 | 999999 | 999999 | 999999 | 999999 | 999999 | 999999 | 999999 | 999999 | 999999 | 999999 | 999999 | 999999 | 999999 | 999999 | 999999 | 999999 | 999999 | 999999 | 999999 | 999999 | 999999 | 999999 | 999999 | 999999 | 999999 | 999999 | 999999 | 999999 | 999999
Emission Activity Ratio | - |  | 3
CO2 | - |  | 3 | 0 | 0 | 0 | 0 | 0 | 0 | 0 | 0 | 0 | 0 | 0 | 0 | 0 | 0 | 0 | 0 | 0 | 0 | 0 | 0 | 0 | 0 | 0 | 0 | 0 | 0 | 0 | 0 | 0 | 0 | 0
Capacity to Activity Unit | 1 | PJ / PJ | 3
MINWND
Parameter | Commodity | Units | Source | 2020 | 2021 | 2022 | 2023 | 2024 | 2025 | 2026 | 2027 | 2028 | 2029 | 2030 | 2031 | 2032 | 2033 | 2034 | 2035 | 2036 | 2037 | 2038 | 2039 | 2040 | 2041 | 2042 | 2043 | 2044 | 2045 | 2046 | 2047 | 2048 | 2049 | 2050
Output Activity Ratio | WND | PJ / PJ | 3 | bar: 2020 to 2050
Variable Cost | WND | MUSD / PJ | 3 | 0.0001 | 0.0001 | 0.0001 | 0.0001 | 0.0001 | 0.0001 | 0.0001 | 0.0001 | 0.0001 | 0.0001 | 0.0001 | 0.0001 | 0.0001 | 0.0001 | 0.0001 | 0.0001 | 0.0001 | 0.0001 | 0.0001 | 0.0001 | 0.0001 | 0.0001 | 0.0001 | 0.0001 | 0.0001 | 0.0001 | 0.0001 | 0.0001 | 0.0001 | 0.0001 | 0.0001
Total Annual Max Capacity |  |  | 3 | 99999 | 99999 | 99999 | 99999 | 99999 | 99999 | 99999 | 99999 | 99999 | 99999 | 99999 | 99999 | 99999 | 99999 | 99999 | 99999 | 99999 | 99999 | 99999 | 99999 | 99999 | 99999 | 99999 | 99999 | 99999 | 99999 | 99999 | 99999 | 99999 | 99999 | 99999
Total Technology Model Period Activity Upper Limit |  |  | 3 | 999999 | 999999 | 999999 | 999999 | 999999 | 999999 | 999999 | 999999 | 999999 | 999999 | 999999 | 999999 | 999999 | 999999 | 999999 | 999999 | 999999 | 999999 | 999999 | 999999 | 999999 | 999999 | 999999 | 999999 | 999999 | 999999 | 999999 | 999999 | 999999 | 999999 | 999999
Emission Activity Ratio | - |  | 3
CO2 | - |  | 3 | 0 | 0 | 0 | 0 | 0 | 0 | 0 | 0 | 0 | 0 | 0 | 0 | 0 | 0 | 0 | 0 | 0 | 0 | 0 | 0 | 0 | 0 | 0 | 0 | 0 | 0 | 0 | 0 | 0 | 0 | 0
Capacity to Activity Unit | 1 | PJ / PJ | 3
Operational Life |  | years | 3
MINBIO
Parameter | Commodity | Units | Source | 2020 | 2021 | 2022 | 2023 | 2024 | 2025 | 2026 | 2027 | 2028 | 2029 | 2030 | 2031 | 2032 | 2033 | 2034 | 2035 | 2036 | 2037 | 2038 | 2039 | 2040 | 2041 | 2042 | 2043 | 2044 | 2045 | 2046 | 2047 | 2048 | 2049 | 2050
Output Activity Ratio | BIO | PJ / PJ | 3 | bar: 2020 to 2050
Variable Cost | BIO | MUSD / PJ | 3 | 1.6 | 1.6 | 1.6 | 1.6 | 1.6 | 1.6 | 1.6 | 1.6 | 1.6 | 1.6 | 1.6 | 1.6 | 1.6 | 1.6 | 1.6 | 1.6 | 1.6 | 1.6 | 1.6 | 1.6 | 1.6 | 1.6 | 1.6 | 1.6 | 1.6 | 1.6 | 1.6 | 1.6 | 1.6 | 1.6 | 1.6
Total Annual Max Capacity |  |  | 3 | 99999 | 99999 | 99999 | 99999 | 99999 | 99999 | 99999 | 99999 | 99999 | 99999 | 99999 | 99999 | 99999 | 99999 | 99999 | 99999 | 99999 | 99999 | 99999 | 99999 | 99999 | 99999 | 99999 | 99999 | 99999 | 99999 | 99999 | 99999 | 99999 | 99999 | 99999
Total Technology Model Period Activity Upper Limit |  |  | 3 | 999999 | 999999 | 999999 | 999999 | 999999 | 999999 | 999999 | 999999 | 999999 | 999999 | 999999 | 999999 | 999999 | 999999 | 999999 | 999999 | 999999 | 999999 | 999999 | 999999 | 999999 | 999999 | 999999 | 999999 | 999999 | 999999 | 999999 | 999999 | 999999 | 999999 | 999999
Emission Activity Ratio | - |  | 3
CO2 | - |  | 3 | 0.1 | 0.1 | 0.1 | 0.1 | 0.1 | 0.1 | 0.1 | 0.1 | 0.1 | 0.1 | 0.1 | 0.1 | 0.1 | 0.1 | 0.1 | 0.1 | 0.1 | 0.1 | 0.1 | 0.1 | 0.1 | 0.1 | 0.1 | 0.1 | 0.1 | 0.1 | 0.1 | 0.1 | 0.1 | 0.1 | 0.1
Capacity to Activity Unit | 1 | PJ / PJ | 3
MINURN
Parameter | Commodity | Units | Source | 2020 | 2021 | 2022 | 2023 | 2024 | 2025 | 2026 | 2027 | 2028 | 2029 | 2030 | 2031 | 2032 | 2033 | 2034 | 2035 | 2036 | 2037 | 2038 | 2039 | 2040 | 2041 | 2042 | 2043 | 2044 | 2045 | 2046 | 2047 | 2048 | 2049 | 2050
Output Activity Ratio | URN | PJ / PJ | 3 | bar: 2020 to 2050
Variable Cost | URN | MUSD / PJ | 3 | 0.0001 | 0.0001 | 0.0001 | 0.0001 | 0.0001 | 0.0001 | 0.0001 | 0.0001 | 0.0001 | 0.0001 | 0.0001 | 0.0001 | 0.0001 | 0.0001 | 0.0001 | 0.0001 | 0.0001 | 0.0001 | 0.0001 | 0.0001 | 0.0001 | 0.0001 | 0.0001 | 0.0001 | 0.0001 | 0.0001 | 0.0001 | 0.0001 | 0.0001 | 0.0001 | 0.0001
Total Annual Max Capacity |  |  | 3 | 99999 | 99999 | 99999 | 99999 | 99999 | 99999 | 99999 | 99999 | 99999 | 99999 | 99999 | 99999 | 99999 | 99999 | 99999 | 99999 | 99999 | 99999 | 99999 | 99999 | 99999 | 99999 | 99999 | 99999 | 99999 | 99999 | 99999 | 99999 | 99999 | 99999 | 99999
Total Technology Model Period Activity Upper Limit |  |  | 3 | 999999 | 999999 | 999999 | 999999 | 999999 | 999999 | 999999 | 999999 | 999999 | 999999 | 999999 | 999999 | 999999 | 999999 | 999999 | 999999 | 999999 | 999999 | 999999 | 999999 | 999999 | 999999 | 999999 | 999999 | 999999 | 999999 | 999999 | 999999 | 999999 | 999999 | 999999
Emission Activity Ratio | - |  | 3
CO2 | - |  | 3 | 0 | 0 | 0 | 0 | 0 | 0 | 0 | 0 | 0 | 0 | 0 | 0 | 0 | 0 | 0 | 0 | 0 | 0 | 0 | 0 | 0 | 0 | 0 | 0 | 0 | 0 | 0 | 0 | 0 | 0 | 0
Capacity to Activity Unit | 1 | PJ / PJ | 3
PWRBIO001
Parameter | Commodity / TS | Units | Source | 2020 | 2021 | 2022 | 2023 | 2024 | 2025 | 2026 | 2027 | 2028 | 2029 | 2030 | 2031 | 2032 | 2033 | 2034 | 2035 | 2036 | 2037 | 2038 | 2039 | 2040 | 2041 | 2042 | 2043 | 2044 | 2045 | 2046 | 2047 | 2048 | 2049 | 2050
Input Activity Ratio | BIO | PJ / PJ | 3 | 2.857 | 2.857 | 2.857 | 2.857 | 2.857 | 2.857 | 2.857 | 2.857 | 2.857 | 2.857 | 2.857 | 2.857 | 2.857 | 2.857 | 2.857 | 2.857 | 2.857 | 2.857 | 2.857 | 2.857 | 2.857 | 2.857 | 2.857 | 2.857 | 2.857 | 2.857 | 2.857 | 2.857 | 2.857 | 2.857 | 2.857
Input Activity Ratio | PWRWAT | BCM / PJ | 3 | 0.00050556 | 0.00050556 | 0.00050556 | 0.00050556 | 0.00050556 | 0.00050556 | 0.00050556 | 0.00050556 | 0.00050556 | 0.00050556 | 0.00050556 | 0.00050556 | 0.00050556 | 0.00050556 | 0.00050556 | 0.00050556 | 0.00050556 | 0.00050556 | 0.00050556 | 0.00050556 | 0.00050556 | 0.00050556 | 0.00050556 | 0.00050556 | 0.00050556 | 0.00050556 | 0.00050556 | 0.00050556 | 0.00050556 | 0.00050556 | 0.00050556
Output Activity Ratio | ELC001 | PJ / PJ | 3 | bar: 2020 to 2050
Availability Factor |  | - | 3 | bar: 2020 to 2050
Residual Capacity |  | GW | 3 | 0 | 0 | 0 | 0 | 0 | 0 | 0 | 0 | 0 | 0 | 0 | 0 | 0 | 0 | 0 | 0 | 0 | 0 | 0 | 0 | 0 | 0 | 0 | 0 | 0 | 0 | 0 | 0 | 0 | 0 | 0
Total Annual Min Capacity Investment | - | GW | 3 | 0 | 0 | 0 | 0 | 0 | 0 | 0 | 0 | 0 | 0 | 0 | 0 | 0 | 0 | 0 | 0 | 0 | 0 | 0 | 0 | 0 | 0 | 0 | 0 | 0 | 0 | 0 | 0 | 0 | 0 | 0
Total Annual Max Capacity Investment |  |  | 3 | 0 | 99999 | 99999 | 99999 | 99999 | 99999 | 99999 | 99999 | 99999 | 99999 | 99999 | 99999 | 99999 | 99999 | 99999 | 99999 | 99999 | 99999 | 99999 | 99999 | 99999 | 99999 | 99999 | 99999 | 99999 | 99999 | 99999 | 99999 | 99999 | 99999 | 99999
Total Annual Max Capacity |  |  | 3 | 99999 | 99999 | 99999 | 99999 | 99999 | 99999 | 99999 | 99999 | 99999 | 99999 | 99999 | 99999 | 99999 | 99999 | 99999 | 99999 | 99999 | 99999 | 99999 | 99999 | 99999 | 99999 | 99999 | 99999 | 99999 | 99999 | 99999 | 99999 | 99999 | 99999 | 99999
Capacity Factor | S11 |  | 3 | 0.5 | 0.5 | 0.5 | 0.5 | 0.5 | 0.5 | 0.5 | 0.5 | 0.5 | 0.5 | 0.5 | 0.5 | 0.5 | 0.5 | 0.5 | 0.5 | 0.5 | 0.5 | 0.5 | 0.5 | 0.5 | 0.5 | 0.5 | 0.5 | 0.5 | 0.5 | 0.5 | 0.5 | 0.5 | 0.5 | 0.5
| S12 |  | 3 | 0.5 | 0.5 | 0.5 | 0.5 | 0.5 | 0.5 | 0.5 | 0.5 | 0.5 | 0.5 | 0.5 | 0.5 | 0.5 | 0.5 | 0.5 | 0.5 | 0.5 | 0.5 | 0.5 | 0.5 | 0.5 | 0.5 | 0.5 | 0.5 | 0.5 | 0.5 | 0.5 | 0.5 | 0.5 | 0.5 | 0.5
| S21 |  | 3 | 0.5 | 0.5 | 0.5 | 0.5 | 0.5 | 0.5 | 0.5 | 0.5 | 0.5 | 0.5 | 0.5 | 0.5 | 0.5 | 0.5 | 0.5 | 0.5 | 0.5 | 0.5 | 0.5 | 0.5 | 0.5 | 0.5 | 0.5 | 0.5 | 0.5 | 0.5 | 0.5 | 0.5 | 0.5 | 0.5 | 0.5
| S22 |  | 3 | 0.5 | 0.5 | 0.5 | 0.5 | 0.5 | 0.5 | 0.5 | 0.5 | 0.5 | 0.5 | 0.5 | 0.5 | 0.5 | 0.5 | 0.5 | 0.5 | 0.5 | 0.5 | 0.5 | 0.5 | 0.5 | 0.5 | 0.5 | 0.5 | 0.5 | 0.5 | 0.5 | 0.5 | 0.5 | 0.5 | 0.5
| S31 |  | 3 | 0.5 | 0.5 | 0.5 | 0.5 | 0.5 | 0.5 | 0.5 | 0.5 | 0.5 | 0.5 | 0.5 | 0.5 | 0.5 | 0.5 | 0.5 | 0.5 | 0.5 | 0.5 | 0.5 | 0.5 | 0.5 | 0.5 | 0.5 | 0.5 | 0.5 | 0.5 | 0.5 | 0.5 | 0.5 | 0.5 | 0.5
| S32 |  | 3 | 0.5 | 0.5 | 0.5 | 0.5 | 0.5 | 0.5 | 0.5 | 0.5 | 0.5 | 0.5 | 0.5 | 0.5 | 0.5 | 0.5 | 0.5 | 0.5 | 0.5 | 0.5 | 0.5 | 0.5 | 0.5 | 0.5 | 0.5 | 0.5 | 0.5 | 0.5 | 0.5 | 0.5 | 0.5 | 0.5 | 0.5
| S41 |  | 3 | 0.5 | 0.5 | 0.5 | 0.5 | 0.5 | 0.5 | 0.5 | 0.5 | 0.5 | 0.5 | 0.5 | 0.5 | 0.5 | 0.5 | 0.5 | 0.5 | 0.5 | 0.5 | 0.5 | 0.5 | 0.5 | 0.5 | 0.5 | 0.5 | 0.5 | 0.5 | 0.5 | 0.5 | 0.5 | 0.5 | 0.5
| S42 |  | 3 | 0.5 | 0.5 | 0.5 | 0.5 | 0.5 | 0.5 | 0.5 | 0.5 | 0.5 | 0.5 | 0.5 | 0.5 | 0.5 | 0.5 | 0.5 | 0.5 | 0.5 | 0.5 | 0.5 | 0.5 | 0.5 | 0.5 | 0.5 | 0.5 | 0.5 | 0.5 | 0.5 | 0.5 | 0.5 | 0.5 | 0.5
Capital Cost |  | MUSD / GW | 3 | 2500 | 2500 | 2500 | 2500 | 2500 | 2500 | 2500 | 2500 | 2500 | 2500 | 2500 | 2500 | 2500 | 2500 | 2500 | 2500 | 2500 | 2500 | 2500 | 2500 | 2500 | 2500 | 2500 | 2500 | 2500 | 2500 | 2500 | 2500 | 2500 | 2500 | 2500
Fixed Cost |  | MUSD / GW | 3 | 75 | 75 | 75 | 75 | 75 | 75 | 75 | 75 | 75 | 75 | 75 | 75 | 75 | 75 | 75 | 75 | 75 | 75 | 75 | 75 | 75 | 75 | 75 | 75 | 75 | 75 | 75 | 75 | 75 | 75 | 75
Variable Cost |  | MUSD / PJ | 3 | 0.0001 | 0.0001 | 0.0001 | 0.0001 | 0.0001 | 0.0001 | 0.0001 | 0.0001 | 0.0001 | 0.0001 | 0.0001 | 0.0001 | 0.0001 | 0.0001 | 0.0001 | 0.0001 | 0.0001 | 0.0001 | 0.0001 | 0.0001 | 0.0001 | 0.0001 | 0.0001 | 0.0001 | 0.0001 | 0.0001 | 0.0001 | 0.0001 | 0.0001 | 0.0001 | 0.0001
Capacity to Activity Unit | 31.536 | PJ / GW | 3
Operational Life | 30 | years | 3
PWRNGS001
Parameter | Commodity | Units | Source | 2020 | 2021 | 2022 | 2023 | 2024 | 2025 | 2026 | 2027 | 2028 | 2029 | 2030 | 2031 | 2032 | 2033 | 2034 | 2035 | 2036 | 2037 | 2038 | 2039 | 2040 | 2041 | 2042 | 2043 | 2044 | 2045 | 2046 | 2047 | 2048 | 2049 | 2050
Input Activity Ratio | NGS | PJ / PJ | 3 | 2.08 | 2.08 | 2.08 | 2.08 | 2.08 | 2.08 | 2.08 | 2.08 | 2.08 | 2.08 | 2.08 | 2.08 | 2.08 | 2.08 | 2.08 | 2.08 | 2.08 | 2.08 | 2.08 | 2.08 | 2.08 | 2.08 | 2.08 | 2.08 | 2.08 | 2.08 | 2.08 | 2.08 | 2.08 | 2.08 | 2.08
Input Activity Ratio | PWRWAT | BCM / PJ | 3 | 0.000413 | 0.000413 | 0.000413 | 0.000413 | 0.000413 | 0.000413 | 0.000413 | 0.000413 | 0.000413 | 0.000413 | 0.000413 | 0.000413 | 0.000413 | 0.000413 | 0.000413 | 0.000413 | 0.000413 | 0.000413 | 0.000413 | 0.000413 | 0.000413 | 0.000413 | 0.000413 | 0.000413 | 0.000413 | 0.000413 | 0.000413 | 0.000413 | 0.000413 | 0.000413 | 0.000413
Output Activity Ratio | ELC001 | PJ / PJ | 3 | bar: 2020 to 2050
Availability Factor |  | - | 3 | 0.9 | 0.9 | 0.9 | 0.9 | 0.9 | 0.9 | 0.9 | 0.9 | 0.9 | 0.9 | 0.9 | 0.9 | 0.9 | 0.9 | 0.9 | 0.9 | 0.9 | 0.9 | 0.9 | 0.9 | 0.9 | 0.9 | 0.9 | 0.9 | 0.9 | 0.9 | 0.9 | 0.9 | 0.9 | 0.9 | 0.9
Residual Capacity |  | GW | 3 | 16.5457 | 16.5457 | 16.5457 | 1.7 | 1.7 | 1.7 | 1.7 | 1.7 | 1.7 | 1.7 | 1.7 | 1.7 | 1.7 | 1.7 | 1.7 | 1.7 | 1.7 | 1.7 | 1.7 | 1 | 1 | 0.5 | 0.5 | 0 | 0 | 0 | 0 | 0 | 0 | 0 | 0
Total Annual Min Capacity Investment | - | GW | 3 | 0 | 0 | 0 | 0 | 0 | 0 | 0 | 0 | 0 | 0 | 0 | 0 | 0 | 0 | 0 | 0 | 0 | 0 | 0 | 0 | 0 | 0 | 0 | 0 | 0 | 0 | 0 | 0 | 0 | 0 | 0
Total Annual Max Capacity Investment | - | GW | 3 | 0 | 99999 | 99999 | 99999 | 99999 | 99999 | 99999 | 99999 | 99999 | 99999 | 99999 | 99999 | 99999 | 99999 | 99999 | 99999 | 99999 | 99999 | 99999 | 99999 | 99999 | 99999 | 99999 | 99999 | 99999 | 99999 | 99999 | 99999 | 99999 | 99999 | 99999
Total Annual Max Capacity |  |  | 3 | 99999 | 99999 | 99999 | 99999 | 99999 | 99999 | 99999 | 99999 | 99999 | 99999 | 99999 | 99999 | 99999 | 99999 | 99999 | 99999 | 99999 | 99999 | 99999 | 99999 | 99999 | 99999 | 99999 | 99999 | 99999 | 99999 | 99999 | 99999 | 99999 | 99999 | 99999
Capacity Factor | S11 |  | 3 | 0.85 | 0.85 | 0.85 | 0.85 | 0.85 | 0.85 | 0.85 | 0.85 | 0.85 | 0.85 | 0.85 | 0.85 | 0.85 | 0.85 | 0.85 | 0.85 | 0.85 | 0.85 | 0.85 | 0.85 | 0.85 | 0.85 | 0.85 | 0.85 | 0.85 | 0.85 | 0.85 | 0.85 | 0.85 | 0.85 | 0.85
| S12 |  | 3 | 0.85 | 0.85 | 0.85 | 0.85 | 0.85 | 0.85 | 0.85 | 0.85 | 0.85 | 0.85 | 0.85 | 0.85 | 0.85 | 0.85 | 0.85 | 0.85 | 0.85 | 0.85 | 0.85 | 0.85 | 0.85 | 0.85 | 0.85 | 0.85 | 0.85 | 0.85 | 0.85 | 0.85 | 0.85 | 0.85 | 0.85
| S21 |  | 3 | 0.85 | 0.85 | 0.85 | 0.85 | 0.85 | 0.85 | 0.85 | 0.85 | 0.85 | 0.85 | 0.85 | 0.85 | 0.85 | 0.85 | 0.85 | 0.85 | 0.85 | 0.85 | 0.85 | 0.85 | 0.85 | 0.85 | 0.85 | 0.85 | 0.85 | 0.85 | 0.85 | 0.85 | 0.85 | 0.85 | 0.85
| S22 |  | 3 | 0.85 | 0.85 | 0.85 | 0.85 | 0.85 | 0.85 | 0.85 | 0.85 | 0.85 | 0.85 | 0.85 | 0.85 | 0.85 | 0.85 | 0.85 | 0.85 | 0.85 | 0.85 | 0.85 | 0.85 | 0.85 | 0.85 | 0.85 | 0.85 | 0.85 | 0.85 | 0.85 | 0.85 | 0.85 | 0.85 | 0.85
| S31 |  | 3 | 0.85 | 0.85 | 0.85 | 0.85 | 0.85 | 0.85 | 0.85 | 0.85 | 0.85 | 0.85 | 0.85 | 0.85 | 0.85 | 0.85 | 0.85 | 0.85 | 0.85 | 0.85 | 0.85 | 0.85 | 0.85 | 0.85 | 0.85 | 0.85 | 0.85 | 0.85 | 0.85 | 0.85 | 0.85 | 0.85 | 0.85
| S32 |  | 3 | 0.85 | 0.85 | 0.85 | 0.85 | 0.85 | 0.85 | 0.85 | 0.85 | 0.85 | 0.85 | 0.85 | 0.85 | 0.85 | 0.85 | 0.85 | 0.85 | 0.85 | 0.85 | 0.85 | 0.85 | 0.85 | 0.85 | 0.85 | 0.85 | 0.85 | 0.85 | 0.85 | 0.85 | 0.85 | 0.85 | 0.85
| S41 |  | 3 | 0.85 | 0.85 | 0.85 | 0.85 | 0.85 | 0.85 | 0.85 | 0.85 | 0.85 | 0.85 | 0.85 | 0.85 | 0.85 | 0.85 | 0.85 | 0.85 | 0.85 | 0.85 | 0.85 | 0.85 | 0.85 | 0.85 | 0.85 | 0.85 | 0.85 | 0.85 | 0.85 | 0.85 | 0.85 | 0.85 | 0.85
| S42 |  | 3 | 0.85 | 0.85 | 0.85 | 0.85 | 0.85 | 0.85 | 0.85 | 0.85 | 0.85 | 0.85 | 0.85 | 0.85 | 0.85 | 0.85 | 0.85 | 0.85 | 0.85 | 0.85 | 0.85 | 0.85 | 0.85 | 0.85 | 0.85 | 0.85 | 0.85 | 0.85 | 0.85 | 0.85 | 0.85 | 0.85 | 0.85
Capital Cost | - | MUSD / GW | 3 | 1200 | 1200 | 1200 | 1200 | 1200 | 1200 | 1200 | 1200 | 1200 | 1200 | 1200 | 1200 | 1200 | 1200 | 1200 | 1200 | 1200 | 1200 | 1200 | 1200 | 1200 | 1200 | 1200 | 1200 | 1200 | 1200 | 1200 | 1200 | 1200 | 1200 | 1200
Fixed Cost | - | MUSD / GW | 3 | 35 | 35 | 35 | 35 | 35 | 35 | 35 | 35 | 35 | 35 | 35 | 35 | 35 | 35 | 35 | 35 | 35 | 35 | 35 | 35 | 35 | 35 | 35 | 35 | 35 | 35 | 35 | 35 | 35 | 35 | 35
Capacity to Activity Unit | 31.536 | PJ / GW | 3
OperationalLife | 30 | years | 3
Variable Cost |  | MUSD / PJ | 3 | 0.0001 | 0.0001 | 0.0001 | 0.0001 | 0.0001 | 0.0001 | 0.0001 | 0.0001 | 0.0001 | 0.0001 | 0.0001 | 0.0001 | 0.0001 | 0.0001 | 0.0001 | 0.0001 | 0.0001 | 0.0001 | 0.0001 | 0.0001 | 0.0001 | 0.0001 | 0.0001 | 0.0001 | 0.0001 | 0.0001 | 0.0001 | 0.0001 | 0.0001 | 0.0001 | 0.0001
PWRNGS002
Parameter | Commodity | Units | Source | 2020 | 2021 | 2022 | 2023 | 2024 | 2025 | 2026 | 2027 | 2028 | 2029 | 2030 | 2031 | 2032 | 2033 | 2034 | 2035 | 2036 | 2037 | 2038 | 2039 | 2040 | 2041 | 2042 | 2043 | 2044 | 2045 | 2046 | 2047 | 2048 | 2049 | 2050
Input Activity Ratio | NGS | PJ / PJ | 3 | 3.33 | 3.33 | 3.33 | 3.33 | 3.33 | 3.33 | 3.33 | 3.33 | 3.33 | 3.33 | 3.33 | 3.33 | 3.33 | 3.33 | 3.33 | 3.33 | 3.33 | 3.33 | 3.33 | 3.33 | 3.33 | 3.33 | 3.33 | 3.33 | 3.33 | 3.33 | 3.33 | 3.33 | 3.33 | 3.33 | 3.33
Input Activity Ratio | PWRWAT | BCM / PJ | 3 | 0.000413 | 0.000413 | 0.000413 | 0.000413 | 0.000413 | 0.000413 | 0.000413 | 0.000413 | 0.000413 | 0.000413 | 0.000413 | 0.000413 | 0.000413 | 0.000413 | 0.000413 | 0.000413 | 0.000413 | 0.000413 | 0.000413 | 0.000413 | 0.000413 | 0.000413 | 0.000413 | 0.000413 | 0.000413 | 0.000413 | 0.000413 | 0.000413 | 0.000413 | 0.000413 | 0.000413
Output Activity Ratio | ELC001 | PJ / PJ | 3 | bar: 2020 to 2050
Availability Factor |  | - | 3 | 0.9 | 0.9 | 0.9 | 0.9 | 0.9 | 0.9 | 0.9 | 0.9 | 0.9 | 0.9 | 0.9 | 0.9 | 0.9 | 0.9 | 0.9 | 0.9 | 0.9 | 0.9 | 0.9 | 0.9 | 0.9 | 0.9 | 0.9 | 0.9 | 0.9 | 0.9 | 0.9 | 0.9 | 0.9 | 0.9 | 0.9
Residual Capacity |  | GW | 3 | 0.234 | 0.234 | 0.234 | 0.234 | 0.234 | 0.168 | 0.168 | 0.12 | 0.12 | 0.12 | 0.12 | 0.12 | 0.12 | 0.12 | 0.12 | 0.12 | 0.12 | 0.12 | 0.12 | 0.12 | 0.12 | 0 | 0 | 0 | 0 | 0 | 0 | 0 | 0 | 0 | 0
Total Annual Min Capacity Investment | - | GW | 3 | 0 | 0 | 0 | 0 | 0 | 0 | 0 | 0 | 0 | 0 | 0 | 0 | 0 | 0 | 0 | 0 | 0 | 0 | 0 | 0 | 0 | 0 | 0 | 0 | 0 | 0 | 0 | 0 | 0 | 0 | 0
Total Annual Max Capacity Investment | - | GW | 3 | 0 | 99999 | 99999 | 99999 | 99999 | 99999 | 99999 | 99999 | 99999 | 99999 | 99999 | 99999 | 99999 | 99999 | 99999 | 99999 | 99999 | 99999 | 99999 | 99999 | 99999 | 99999 | 99999 | 99999 | 99999 | 99999 | 99999 | 99999 | 99999 | 99999 | 99999
Total Annual Max Capacity |  |  | 3 | 99999 | 99999 | 99999 | 99999 | 99999 | 99999 | 99999 | 99999 | 99999 | 99999 | 99999 | 99999 | 99999 | 99999 | 99999 | 99999 | 99999 | 99999 | 99999 | 99999 | 99999 | 99999 | 99999 | 99999 | 99999 | 99999 | 99999 | 99999 | 99999 | 99999 | 99999
Capacity Factor | S11 |  | 3 | 0.85 | 0.85 | 0.85 | 0.85 | 0.85 | 0.85 | 0.85 | 0.85 | 0.85 | 0.85 | 0.85 | 0.85 | 0.85 | 0.85 | 0.85 | 0.85 | 0.85 | 0.85 | 0.85 | 0.85 | 0.85 | 0.85 | 0.85 | 0.85 | 0.85 | 0.85 | 0.85 | 0.85 | 0.85 | 0.85 | 0.85
| S12 |  | 3 | 0.85 | 0.85 | 0.85 | 0.85 | 0.85 | 0.85 | 0.85 | 0.85 | 0.85 | 0.85 | 0.85 | 0.85 | 0.85 | 0.85 | 0.85 | 0.85 | 0.85 | 0.85 | 0.85 | 0.85 | 0.85 | 0.85 | 0.85 | 0.85 | 0.85 | 0.85 | 0.85 | 0.85 | 0.85 | 0.85 | 0.85
| S21 |  | 3 | 0.85 | 0.85 | 0.85 | 0.85 | 0.85 | 0.85 | 0.85 | 0.85 | 0.85 | 0.85 | 0.85 | 0.85 | 0.85 | 0.85 | 0.85 | 0.85 | 0.85 | 0.85 | 0.85 | 0.85 | 0.85 | 0.85 | 0.85 | 0.85 | 0.85 | 0.85 | 0.85 | 0.85 | 0.85 | 0.85 | 0.85
| S22 |  | 3 | 0.85 | 0.85 | 0.85 | 0.85 | 0.85 | 0.85 | 0.85 | 0.85 | 0.85 | 0.85 | 0.85 | 0.85 | 0.85 | 0.85 | 0.85 | 0.85 | 0.85 | 0.85 | 0.85 | 0.85 | 0.85 | 0.85 | 0.85 | 0.85 | 0.85 | 0.85 | 0.85 | 0.85 | 0.85 | 0.85 | 0.85
| S31 |  | 3 | 0.85 | 0.85 | 0.85 | 0.85 | 0.85 | 0.85 | 0.85 | 0.85 | 0.85 | 0.85 | 0.85 | 0.85 | 0.85 | 0.85 | 0.85 | 0.85 | 0.85 | 0.85 | 0.85 | 0.85 | 0.85 | 0.85 | 0.85 | 0.85 | 0.85 | 0.85 | 0.85 | 0.85 | 0.85 | 0.85 | 0.85
| S32 |  | 3 | 0.85 | 0.85 | 0.85 | 0.85 | 0.85 | 0.85 | 0.85 | 0.85 | 0.85 | 0.85 | 0.85 | 0.85 | 0.85 | 0.85 | 0.85 | 0.85 | 0.85 | 0.85 | 0.85 | 0.85 | 0.85 | 0.85 | 0.85 | 0.85 | 0.85 | 0.85 | 0.85 | 0.85 | 0.85 | 0.85 | 0.85
| S41 |  | 3 | 0.85 | 0.85 | 0.85 | 0.85 | 0.85 | 0.85 | 0.85 | 0.85 | 0.85 | 0.85 | 0.85 | 0.85 | 0.85 | 0.85 | 0.85 | 0.85 | 0.85 | 0.85 | 0.85 | 0.85 | 0.85 | 0.85 | 0.85 | 0.85 | 0.85 | 0.85 | 0.85 | 0.85 | 0.85 | 0.85 | 0.85
| S42 |  | 3 | 0.85 | 0.85 | 0.85 | 0.85 | 0.85 | 0.85 | 0.85 | 0.85 | 0.85 | 0.85 | 0.85 | 0.85 | 0.85 | 0.85 | 0.85 | 0.85 | 0.85 | 0.85 | 0.85 | 0.85 | 0.85 | 0.85 | 0.85 | 0.85 | 0.85 | 0.85 | 0.85 | 0.85 | 0.85 | 0.85 | 0.85
Capital Cost | - | MUSD / GW | 3 | 700 | 700 | 700 | 700 | 700 | 700 | 700 | 700 | 700 | 700 | 700 | 700 | 700 | 700 | 700 | 700 | 700 | 700 | 700 | 700 | 700 | 700 | 700 | 700 | 700 | 700 | 700 | 700 | 700 | 700 | 700
Fixed Cost | - | MUSD / GW | 3 | 20 | 20 | 20 | 20 | 20 | 20 | 20 | 20 | 20 | 20 | 20 | 20 | 20 | 20 | 20 | 20 | 20 | 20 | 20 | 20 | 20 | 20 | 20 | 20 | 20 | 20 | 20 | 20 | 20 | 20 | 20
Capacity to Activity Unit | 31.536 | PJ / GW | 3
OperationalLife | 25 | years | 3
Variable Cost |  | MUSD / PJ | 3 | 0.0001 | 0.0001 | 0.0001 | 0.0001 | 0.0001 | 0.0001 | 0.0001 | 0.0001 | 0.0001 | 0.0001 | 0.0001 | 0.0001 | 0.0001 | 0.0001 | 0.0001 | 0.0001 | 0.0001 | 0.0001 | 0.0001 | 0.0001 | 0.0001 | 0.0001 | 0.0001 | 0.0001 | 0.0001 | 0.0001 | 0.0001 | 0.0001 | 0.0001 | 0.0001 | 0.0001
PWRHYD001
Parameter | Commodity / TS | Units | Source | 2020 | 2021 | 2022 | 2023 | 2024 | 2025 | 2026 | 2027 | 2028 | 2029 | 2030 | 2031 | 2032 | 2033 | 2034 | 2035 | 2036 | 2037 | 2038 | 2039 | 2040 | 2041 | 2042 | 2043 | 2044 | 2045 | 2046 | 2047 | 2048 | 2049 | 2050
Input Activity Ratio | HYD | PJ / PJ | 3 | bar: 2020 to 2050
Output Activity Ratio | ELC001 | PJ / PJ | 3 | bar: 2020 to 2050
Availability factor | - | - | 3 | bar: 2020 to 2050
Capacity Factor | S11 |  | 3 | 0.29625 | 0.29625 | 0.29625 | 0.29625 | 0.29625 | 0.29625 | 0.29625 | 0.29625 | 0.29625 | 0.29625 | 0.29625 | 0.29625 | 0.29625 | 0.29625 | 0.29625 | 0.29625 | 0.29625 | 0.29625 | 0.29625 | 0.29625 | 0.29625 | 0.29625 | 0.29625 | 0.29625 | 0.29625 | 0.29625 | 0.29625 | 0.29625 | 0.29625 | 0.29625 | 0.29625
| S12 |  | 3 | 0.29625 | 0.29625 | 0.29625 | 0.29625 | 0.29625 | 0.29625 | 0.29625 | 0.29625 | 0.29625 | 0.29625 | 0.29625 | 0.29625 | 0.29625 | 0.29625 | 0.29625 | 0.29625 | 0.29625 | 0.29625 | 0.29625 | 0.29625 | 0.29625 | 0.29625 | 0.29625 | 0.29625 | 0.29625 | 0.29625 | 0.29625 | 0.29625 | 0.29625 | 0.29625 | 0.29625
| S21 |  | 3 | 0.46255 | 0.46255 | 0.46255 | 0.46255 | 0.46255 | 0.46255 | 0.46255 | 0.46255 | 0.46255 | 0.46255 | 0.46255 | 0.46255 | 0.46255 | 0.46255 | 0.46255 | 0.46255 | 0.46255 | 0.46255 | 0.46255 | 0.46255 | 0.46255 | 0.46255 | 0.46255 | 0.46255 | 0.46255 | 0.46255 | 0.46255 | 0.46255 | 0.46255 | 0.46255 | 0.46255
| S22 |  | 3 | 0.46255 | 0.46255 | 0.46255 | 0.46255 | 0.46255 | 0.46255 | 0.46255 | 0.46255 | 0.46255 | 0.46255 | 0.46255 | 0.46255 | 0.46255 | 0.46255 | 0.46255 | 0.46255 | 0.46255 | 0.46255 | 0.46255 | 0.46255 | 0.46255 | 0.46255 | 0.46255 | 0.46255 | 0.46255 | 0.46255 | 0.46255 | 0.46255 | 0.46255 | 0.46255 | 0.46255
| S31 |  | 3 | 0.8 | 0.8 | 0.8 | 0.8 | 0.8 | 0.8 | 0.8 | 0.8 | 0.8 | 0.8 | 0.8 | 0.8 | 0.8 | 0.8 | 0.8 | 0.8 | 0.8 | 0.8 | 0.8 | 0.8 | 0.8 | 0.8 | 0.8 | 0.8 | 0.8 | 0.8 | 0.8 | 0.8 | 0.8 | 0.8 | 0.8
| S32 |  | 3 | 0.8 | 0.8 | 0.8 | 0.8 | 0.8 | 0.8 | 0.8 | 0.8 | 0.8 | 0.8 | 0.8 | 0.8 | 0.8 | 0.8 | 0.8 | 0.8 | 0.8 | 0.8 | 0.8 | 0.8 | 0.8 | 0.8 | 0.8 | 0.8 | 0.8 | 0.8 | 0.8 | 0.8 | 0.8 | 0.8 | 0.8
| S41 |  | 3 | 0.61844 | 0.61844 | 0.61844 | 0.61844 | 0.61844 | 0.61844 | 0.61844 | 0.61844 | 0.61844 | 0.61844 | 0.61844 | 0.61844 | 0.61844 | 0.61844 | 0.61844 | 0.61844 | 0.61844 | 0.61844 | 0.61844 | 0.61844 | 0.61844 | 0.61844 | 0.61844 | 0.61844 | 0.61844 | 0.61844 | 0.61844 | 0.61844 | 0.61844 | 0.61844 | 0.61844
| S42 |  | 3 | 0.61844 | 0.61844 | 0.61844 | 0.61844 | 0.61844 | 0.61844 | 0.61844 | 0.61844 | 0.61844 | 0.61844 | 0.61844 | 0.61844 | 0.61844 | 0.61844 | 0.61844 | 0.61844 | 0.61844 | 0.61844 | 0.61844 | 0.61844 | 0.61844 | 0.61844 | 0.61844 | 0.61844 | 0.61844 | 0.61844 | 0.61844 | 0.61844 | 0.61844 | 0.61844 | 0.61844
Residual Capacity | - | GW | 3 | 2.7 | 2.7 | 2.7 | 2.7 | 2.7 | 2.7 | 2.7 | 2.7 | 2.7 | 2.7 | 2.7 | 2.7 | 2.7 | 2.7 | 2.7 | 2.7 | 2.7 | 2.7 | 2.7 | 2.7 | 2.7 | 2.7 | 2.7 | 2.7 | 2.7 | 2.7 | 2.7 | 0.6 | 0.6 | 0.6 | 0.6
Total Annual Min Capacity Investment | - | GW | 3 | 0 | 0 | 0 | 0 | 0 | 0 | 0 | 0 | 0 | 0 | 0 | 0 | 0 | 0 | 0 | 0 | 0 | 0 | 0 | 0 | 0 | 0 | 0 | 0 | 0 | 0 | 0 | 0 | 0 | 0 | 0
Total Annual Max Capacity Investment | - | GW | 3 | 0 | 99999 | 99999 | 99999 | 99999 | 99999 | 99999 | 99999 | 99999 | 99999 | 99999 | 99999 | 99999 | 99999 | 99999 | 99999 | 99999 | 99999 | 99999 | 99999 | 99999 | 99999 | 99999 | 99999 | 99999 | 99999 | 99999 | 99999 | 99999 | 99999 | 99999
Total Annual Max Capacity | - | GW | 3 | 3.4712 | 3.4712 | 3.4712 | 3.4712 | 3.4712 | 3.4712 | 3.4712 | 3.4712 | 3.4712 | 3.4712 | 3.4712 | 3.4712 | 3.4712 | 3.4712 | 3.4712 | 3.4712 | 3.4712 | 3.4712 | 3.4712 | 3.4712 | 3.4712 | 3.4712 | 3.4712 | 3.4712 | 3.4712 | 3.4712 | 3.4712 | 3.4712 | 3.4712 | 3.4712 | 3.4712
Capital Cost | - | MUSD / GW | 3 | 3000 | 3000 | 3000 | 3000 | 3000 | 3000 | 3000 | 3000 | 3000 | 3000 | 3000 | 3000 | 3000 | 3000 | 3000 | 3000 | 3000 | 3000 | 3000 | 3000 | 3000 | 3000 | 3000 | 3000 | 3000 | 3000 | 3000 | 3000 | 3000 | 3000 | 3000
Fixed Cost | - | MUSD / GW | 3 | 90 | 90 | 90 | 90 | 90 | 90 | 90 | 90 | 90 | 90 | 90 | 90 | 90 | 90 | 90 | 90 | 90 | 90 | 90 | 90 | 90 | 90 | 90 | 90 | 90 | 90 | 90 | 90 | 90 | 90 | 90
Capacity to Activity Unit | 31.536 | PJ / GW | 3
OperationalLife | 50 | years | 3
Variable Cost |  | MUSD / PJ | 3 | 0.0001 | 0.0001 | 0.0001 | 0.0001 | 0.0001 | 0.0001 | 0.0001 | 0.0001 | 0.0001 | 0.0001 | 0.0001 | 0.0001 | 0.0001 | 0.0001 | 0.0001 | 0.0001 | 0.0001 | 0.0001 | 0.0001 | 0.0001 | 0.0001 | 0.0001 | 0.0001 | 0.0001 | 0.0001 | 0.0001 | 0.0001 | 0.0001 | 0.0001 | 0.0001 | 0.0001
PWRHYD002
Parameter | Commodity / TS | Units | Source | 2020 | 2021 | 2022 | 2023 | 2024 | 2025 | 2026 | 2027 | 2028 | 2029 | 2030 | 2031 | 2032 | 2033 | 2034 | 2035 | 2036 | 2037 | 2038 | 2039 | 2040 | 2041 | 2042 | 2043 | 2044 | 2045 | 2046 | 2047 | 2048 | 2049 | 2050
Input Activity Ratio | HYD | PJ / PJ | 3 | bar: 2020 to 2050
Output Activity Ratio | ELC001 | PJ / PJ | 3 | bar: 2020 to 2050
Availability factor | - | - | 3 | bar: 2020 to 2050
Capacity Factor | S11 |  | 3 | 0.29625 | 0.29625 | 0.29625 | 0.29625 | 0.29625 | 0.29625 | 0.29625 | 0.29625 | 0.29625 | 0.29625 | 0.29625 | 0.29625 | 0.29625 | 0.29625 | 0.29625 | 0.29625 | 0.29625 | 0.29625 | 0.29625 | 0.29625 | 0.29625 | 0.29625 | 0.29625 | 0.29625 | 0.29625 | 0.29625 | 0.29625 | 0.29625 | 0.29625 | 0.29625 | 0.29625
| S12 |  | 3 | 0.29625 | 0.29625 | 0.29625 | 0.29625 | 0.29625 | 0.29625 | 0.29625 | 0.29625 | 0.29625 | 0.29625 | 0.29625 | 0.29625 | 0.29625 | 0.29625 | 0.29625 | 0.29625 | 0.29625 | 0.29625 | 0.29625 | 0.29625 | 0.29625 | 0.29625 | 0.29625 | 0.29625 | 0.29625 | 0.29625 | 0.29625 | 0.29625 | 0.29625 | 0.29625 | 0.29625
| S21 |  | 3 | 0.46255 | 0.46255 | 0.46255 | 0.46255 | 0.46255 | 0.46255 | 0.46255 | 0.46255 | 0.46255 | 0.46255 | 0.46255 | 0.46255 | 0.46255 | 0.46255 | 0.46255 | 0.46255 | 0.46255 | 0.46255 | 0.46255 | 0.46255 | 0.46255 | 0.46255 | 0.46255 | 0.46255 | 0.46255 | 0.46255 | 0.46255 | 0.46255 | 0.46255 | 0.46255 | 0.46255
| S22 |  | 3 | 0.46255 | 0.46255 | 0.46255 | 0.46255 | 0.46255 | 0.46255 | 0.46255 | 0.46255 | 0.46255 | 0.46255 | 0.46255 | 0.46255 | 0.46255 | 0.46255 | 0.46255 | 0.46255 | 0.46255 | 0.46255 | 0.46255 | 0.46255 | 0.46255 | 0.46255 | 0.46255 | 0.46255 | 0.46255 | 0.46255 | 0.46255 | 0.46255 | 0.46255 | 0.46255 | 0.46255
| S31 |  | 3 | 0.8 | 0.8 | 0.8 | 0.8 | 0.8 | 0.8 | 0.8 | 0.8 | 0.8 | 0.8 | 0.8 | 0.8 | 0.8 | 0.8 | 0.8 | 0.8 | 0.8 | 0.8 | 0.8 | 0.8 | 0.8 | 0.8 | 0.8 | 0.8 | 0.8 | 0.8 | 0.8 | 0.8 | 0.8 | 0.8 | 0.8
| S32 |  | 3 | 0.8 | 0.8 | 0.8 | 0.8 | 0.8 | 0.8 | 0.8 | 0.8 | 0.8 | 0.8 | 0.8 | 0.8 | 0.8 | 0.8 | 0.8 | 0.8 | 0.8 | 0.8 | 0.8 | 0.8 | 0.8 | 0.8 | 0.8 | 0.8 | 0.8 | 0.8 | 0.8 | 0.8 | 0.8 | 0.8 | 0.8
| S41 |  | 3 | 0.61844 | 0.61844 | 0.61844 | 0.61844 | 0.61844 | 0.61844 | 0.61844 | 0.61844 | 0.61844 | 0.61844 | 0.61844 | 0.61844 | 0.61844 | 0.61844 | 0.61844 | 0.61844 | 0.61844 | 0.61844 | 0.61844 | 0.61844 | 0.61844 | 0.61844 | 0.61844 | 0.61844 | 0.61844 | 0.61844 | 0.61844 | 0.61844 | 0.61844 | 0.61844 | 0.61844
| S42 |  | 3 | 0.61844 | 0.61844 | 0.61844 | 0.61844 | 0.61844 | 0.61844 | 0.61844 | 0.61844 | 0.61844 | 0.61844 | 0.61844 | 0.61844 | 0.61844 | 0.61844 | 0.61844 | 0.61844 | 0.61844 | 0.61844 | 0.61844 | 0.61844 | 0.61844 | 0.61844 | 0.61844 | 0.61844 | 0.61844 | 0.61844 | 0.61844 | 0.61844 | 0.61844 | 0.61844 | 0.61844
Residual Capacity | - | GW | 3 | 0.15 | 0.15 | 0.15 | 0.15 | 0.15 | 0.15 | 0.15 | 0.15 | 0.15 | 0.15 | 0.15 | 0.15 | 0.15 | 0.15 | 0.15 | 0.15 | 0.15 | 0.15 | 0.15 | 0.15 | 0.15 | 0.15 | 0.15 | 0.15 | 0.15 | 0.15 | 0.15 | 0.15 | 0.15 | 0.15 | 0.15
Total Annual Min Capacity Investment | - | GW | 3 | 0 | 0 | 0 | 0 | 0 | 0 | 0 | 0 | 0 | 0 | 0 | 0 | 0 | 0 | 0 | 0 | 0 | 0 | 0 | 0 | 0 | 0 | 0 | 0 | 0 | 0 | 0 | 0 | 0 | 0 | 0
Total Annual Max Capacity Investment | - | GW | 3 | 0 | 99999 | 99999 | 99999 | 99999 | 99999 | 99999 | 99999 | 99999 | 99999 | 99999 | 99999 | 99999 | 99999 | 99999 | 99999 | 99999 | 99999 | 99999 | 99999 | 99999 | 99999 | 99999 | 99999 | 99999 | 99999 | 99999 | 99999 | 99999 | 99999 | 99999
Total Annual Max Capacity | - | GW | 3 | 0.19284 | 0.19284 | 0.19284 | 0.19284 | 0.19284 | 0.19284 | 0.19284 | 0.19284 | 0.19284 | 0.19284 | 0.19284 | 0.19284 | 0.19284 | 0.19284 | 0.19284 | 0.19284 | 0.19284 | 0.19284 | 0.19284 | 0.19284 | 0.19284 | 0.19284 | 0.19284 | 0.19284 | 0.19284 | 0.19284 | 0.19284 | 0.19284 | 0.19284 | 0.19284 | 0.19284
Capital Cost | - | MUSD / GW | 3 | 2500 | 2500 | 2500 | 2500 | 2500 | 2500 | 2500 | 2500 | 2500 | 2500 | 2500 | 2500 | 2500 | 2500 | 2500 | 2500 | 2500 | 2500 | 2500 | 2500 | 2500 | 2500 | 2500 | 2500 | 2500 | 2500 | 2500 | 2500 | 2500 | 2500 | 2500
Fixed Cost | - | MUSD / GW | 3 | 75 | 75 | 75 | 75 | 75 | 75 | 75 | 75 | 75 | 75 | 75 | 75 | 75 | 75 | 75 | 75 | 75 | 75 | 75 | 75 | 75 | 75 | 75 | 75 | 75 | 75 | 75 | 75 | 75 | 75 | 75
Capacity to Activity Unit | 31.536 | PJ / GW | 3
OperationalLife | 50 | years | 3
Variable Cost |  | MUSD / PJ | 3 | 0.0001 | 0.0001 | 0.0001 | 0.0001 | 0.0001 | 0.0001 | 0.0001 | 0.0001 | 0.0001 | 0.0001 | 0.0001 | 0.0001 | 0.0001 | 0.0001 | 0.0001 | 0.0001 | 0.0001 | 0.0001 | 0.0001 | 0.0001 | 0.0001 | 0.0001 | 0.0001 | 0.0001 | 0.0001 | 0.0001 | 0.0001 | 0.0001 | 0.0001 | 0.0001 | 0.0001
PWRHYD003
Parameter | Commodity / TS | Units | Source | 2020 | 2021 | 2022 | 2023 | 2024 | 2025 | 2026 | 2027 | 2028 | 2029 | 2030 | 2031 | 2032 | 2033 | 2034 | 2035 | 2036 | 2037 | 2038 | 2039 | 2040 | 2041 | 2042 | 2043 | 2044 | 2045 | 2046 | 2047 | 2048 | 2049 | 2050
Input Activity Ratio | HYD | PJ / PJ | 3 | bar: 2020 to 2050
Output Activity Ratio | ELC001 | PJ / PJ | 3 | bar: 2020 to 2050
Availability factor | - | - | 3 | bar: 2020 to 2050
Capacity Factor | S11 |  | 3 | 0.29625 | 0.29625 | 0.29625 | 0.29625 | 0.29625 | 0.29625 | 0.29625 | 0.29625 | 0.29625 | 0.29625 | 0.29625 | 0.29625 | 0.29625 | 0.29625 | 0.29625 | 0.29625 | 0.29625 | 0.29625 | 0.29625 | 0.29625 | 0.29625 | 0.29625 | 0.29625 | 0.29625 | 0.29625 | 0.29625 | 0.29625 | 0.29625 | 0.29625 | 0.29625 | 0.29625
| S12 |  | 3 | 0.29625 | 0.29625 | 0.29625 | 0.29625 | 0.29625 | 0.29625 | 0.29625 | 0.29625 | 0.29625 | 0.29625 | 0.29625 | 0.29625 | 0.29625 | 0.29625 | 0.29625 | 0.29625 | 0.29625 | 0.29625 | 0.29625 | 0.29625 | 0.29625 | 0.29625 | 0.29625 | 0.29625 | 0.29625 | 0.29625 | 0.29625 | 0.29625 | 0.29625 | 0.29625 | 0.29625
| S21 |  | 3 | 0.46255 | 0.46255 | 0.46255 | 0.46255 | 0.46255 | 0.46255 | 0.46255 | 0.46255 | 0.46255 | 0.46255 | 0.46255 | 0.46255 | 0.46255 | 0.46255 | 0.46255 | 0.46255 | 0.46255 | 0.46255 | 0.46255 | 0.46255 | 0.46255 | 0.46255 | 0.46255 | 0.46255 | 0.46255 | 0.46255 | 0.46255 | 0.46255 | 0.46255 | 0.46255 | 0.46255
| S22 |  | 3 | 0.46255 | 0.46255 | 0.46255 | 0.46255 | 0.46255 | 0.46255 | 0.46255 | 0.46255 | 0.46255 | 0.46255 | 0.46255 | 0.46255 | 0.46255 | 0.46255 | 0.46255 | 0.46255 | 0.46255 | 0.46255 | 0.46255 | 0.46255 | 0.46255 | 0.46255 | 0.46255 | 0.46255 | 0.46255 | 0.46255 | 0.46255 | 0.46255 | 0.46255 | 0.46255 | 0.46255
| S31 |  | 3 | 0.8 | 0.8 | 0.8 | 0.8 | 0.8 | 0.8 | 0.8 | 0.8 | 0.8 | 0.8 | 0.8 | 0.8 | 0.8 | 0.8 | 0.8 | 0.8 | 0.8 | 0.8 | 0.8 | 0.8 | 0.8 | 0.8 | 0.8 | 0.8 | 0.8 | 0.8 | 0.8 | 0.8 | 0.8 | 0.8 | 0.8
| S32 |  | 3 | 0.8 | 0.8 | 0.8 | 0.8 | 0.8 | 0.8 | 0.8 | 0.8 | 0.8 | 0.8 | 0.8 | 0.8 | 0.8 | 0.8 | 0.8 | 0.8 | 0.8 | 0.8 | 0.8 | 0.8 | 0.8 | 0.8 | 0.8 | 0.8 | 0.8 | 0.8 | 0.8 | 0.8 | 0.8 | 0.8 | 0.8
| S41 |  | 3 | 0.61844 | 0.61844 | 0.61844 | 0.61844 | 0.61844 | 0.61844 | 0.61844 | 0.61844 | 0.61844 | 0.61844 | 0.61844 | 0.61844 | 0.61844 | 0.61844 | 0.61844 | 0.61844 | 0.61844 | 0.61844 | 0.61844 | 0.61844 | 0.61844 | 0.61844 | 0.61844 | 0.61844 | 0.61844 | 0.61844 | 0.61844 | 0.61844 | 0.61844 | 0.61844 | 0.61844
| S42 |  | 3 | 0.61844 | 0.61844 | 0.61844 | 0.61844 | 0.61844 | 0.61844 | 0.61844 | 0.61844 | 0.61844 | 0.61844 | 0.61844 | 0.61844 | 0.61844 | 0.61844 | 0.61844 | 0.61844 | 0.61844 | 0.61844 | 0.61844 | 0.61844 | 0.61844 | 0.61844 | 0.61844 | 0.61844 | 0.61844 | 0.61844 | 0.61844 | 0.61844 | 0.61844 | 0.61844 | 0.61844
Residual Capacity | - | GW | 3 | 0 | 0 | 0 | 0 | 0 | 0 | 0 | 0 | 0 | 0 | 0 | 0 | 0 | 0 | 0 | 0 | 0 | 0 | 0 | 0 | 0 | 0 | 0 | 0 | 0 | 0 | 0 | 0 | 0 | 0 | 0
Total Annual Min Capacity Investment | - | GW | 3 | 0 | 0 | 0 | 0 | 0 | 0 | 0 | 0 | 0 | 0 | 0 | 0 | 0 | 0 | 0 | 0 | 0 | 0 | 0 | 0 | 0 | 0 | 0 | 0 | 0 | 0 | 0 | 0 | 0 | 0 | 0
Total Annual Max Capacity Investment | - | GW | 3 | 0 | 99999 | 99999 | 99999 | 99999 | 99999 | 99999 | 99999 | 99999 | 99999 | 99999 | 99999 | 99999 | 99999 | 99999 | 99999 | 99999 | 99999 | 99999 | 99999 | 99999 | 99999 | 99999 | 99999 | 99999 | 99999 | 99999 | 99999 | 99999 | 99999 | 99999
Total Annual Max Capacity | - | GW | 3 | 0.04653 | 0.04653 | 0.04653 | 0.04653 | 0.04653 | 0.04653 | 0.04653 | 0.04653 | 0.04653 | 0.04653 | 0.04653 | 0.04653 | 0.04653 | 0.04653 | 0.04653 | 0.04653 | 0.04653 | 0.04653 | 0.04653 | 0.04653 | 0.04653 | 0.04653 | 0.04653 | 0.04653 | 0.04653 | 0.04653 | 0.04653 | 0.04653 | 0.04653 | 0.04653 | 0.04653
Capital Cost | - | MUSD / GW | 3 | 3000 | 3000 | 3000 | 3000 | 3000 | 3000 | 3000 | 3000 | 3000 | 3000 | 3000 | 3000 | 3000 | 3000 | 3000 | 3000 | 3000 | 3000 | 3000 | 3000 | 3000 | 3000 | 3000 | 3000 | 3000 | 3000 | 3000 | 3000 | 3000 | 3000 | 3000
Fixed Cost | - | MUSD / GW | 3 | 90 | 90 | 90 | 90 | 90 | 90 | 90 | 90 | 90 | 90 | 90 | 90 | 90 | 90 | 90 | 90 | 90 | 90 | 90 | 90 | 90 | 90 | 90 | 90 | 90 | 90 | 90 | 90 | 90 | 90 | 90
Capacity to Activity Unit | 31.536 | PJ / GW | 3
OperationalLife | 50 | years | 3
Variable Cost |  | MUSD / PJ | 3 | 0.0001 | 0.0001 | 0.0001 | 0.0001 | 0.0001 | 0.0001 | 0.0001 | 0.0001 | 0.0001 | 0.0001 | 0.0001 | 0.0001 | 0.0001 | 0.0001 | 0.0001 | 0.0001 | 0.0001 | 0.0001 | 0.0001 | 0.0001 | 0.0001 | 0.0001 | 0.0001 | 0.0001 | 0.0001 | 0.0001 | 0.0001 | 0.0001 | 0.0001 | 0.0001 | 0.0001
PWRSOL001
Parameter | Commodity / TS | Units | Source | 2020 | 2021 | 2022 | 2023 | 2024 | 2025 | 2026 | 2027 | 2028 | 2029 | 2030 | 2031 | 2032 | 2033 | 2034 | 2035 | 2036 | 2037 | 2038 | 2039 | 2040 | 2041 | 2042 | 2043 | 2044 | 2045 | 2046 | 2047 | 2048 | 2049 | 2050
Input Activity Ratio | SOL | PJ / PJ | 3 | bar: 2020 to 2050
Output Activity Ratio | ELC002 | PJ / PJ | 3 | bar: 2020 to 2050
Availability factor |  |  | 3 | bar: 2020 to 2050
Capacity Factor | S11 | - | 3 | 0 | 0 | 0 | 0 | 0 | 0 | 0 | 0 | 0 | 0 | 0 | 0 | 0 | 0 | 0 | 0 | 0 | 0 | 0 | 0 | 0 | 0 | 0 | 0 | 0 | 0 | 0 | 0 | 0 | 0 | 0
| S12 | - | 3 | 0.3408 | 0.3408 | 0.3408 | 0.3408 | 0.3408 | 0.3408 | 0.3408 | 0.3408 | 0.3408 | 0.3408 | 0.3408 | 0.3408 | 0.3408 | 0.3408 | 0.3408 | 0.3408 | 0.3408 | 0.3408 | 0.3408 | 0.3408 | 0.3408 | 0.3408 | 0.3408 | 0.3408 | 0.3408 | 0.3408 | 0.3408 | 0.3408 | 0.3408 | 0.3408 | 0.3408
| S21 | - | 3 | 0 | 0 | 0 | 0 | 0 | 0 | 0 | 0 | 0 | 0 | 0 | 0 | 0 | 0 | 0 | 0 | 0 | 0 | 0 | 0 | 0 | 0 | 0 | 0 | 0 | 0 | 0 | 0 | 0 | 0 | 0
| S22 | - | 3 | 0.38191 | 0.38191 | 0.38191 | 0.38191 | 0.38191 | 0.38191 | 0.38191 | 0.38191 | 0.38191 | 0.38191 | 0.38191 | 0.38191 | 0.38191 | 0.38191 | 0.38191 | 0.38191 | 0.38191 | 0.38191 | 0.38191 | 0.38191 | 0.38191 | 0.38191 | 0.38191 | 0.38191 | 0.38191 | 0.38191 | 0.38191 | 0.38191 | 0.38191 | 0.38191 | 0.38191
| S31 |  | 3 | 0 | 0 | 0 | 0 | 0 | 0 | 0 | 0 | 0 | 0 | 0 | 0 | 0 | 0 | 0 | 0 | 0 | 0 | 0 | 0 | 0 | 0 | 0 | 0 | 0 | 0 | 0 | 0 | 0 | 0 | 0
| S32 |  | 3 | 0.36935 | 0.36935 | 0.36935 | 0.36935 | 0.36935 | 0.36935 | 0.36935 | 0.36935 | 0.36935 | 0.36935 | 0.36935 | 0.36935 | 0.36935 | 0.36935 | 0.36935 | 0.36935 | 0.36935 | 0.36935 | 0.36935 | 0.36935 | 0.36935 | 0.36935 | 0.36935 | 0.36935 | 0.36935 | 0.36935 | 0.36935 | 0.36935 | 0.36935 | 0.36935 | 0.36935
| S41 |  | 3 | 0 | 0 | 0 | 0 | 0 | 0 | 0 | 0 | 0 | 0 | 0 | 0 | 0 | 0 | 0 | 0 | 0 | 0 | 0 | 0 | 0 | 0 | 0 | 0 | 0 | 0 | 0 | 0 | 0 | 0 | 0
| S42 |  | 3 | 0.34582 | 0.34582 | 0.34582 | 0.34582 | 0.34582 | 0.34582 | 0.34582 | 0.34582 | 0.34582 | 0.34582 | 0.34582 | 0.34582 | 0.34582 | 0.34582 | 0.34582 | 0.34582 | 0.34582 | 0.34582 | 0.34582 | 0.34582 | 0.34582 | 0.34582 | 0.34582 | 0.34582 | 0.34582 | 0.34582 | 0.34582 | 0.34582 | 0.34582 | 0.34582 | 0.34582
Residual Capacity | - | GW | 3 | 0.025 | 0.025 | 0.025 | 0.025 | 0.025 | 0.025 | 0.025 | 0.025 | 0.025 | 0.025 | 0.025 | 0.025 | 0.025 | 0.025 | 0 | 0 | 0 | 0 | 0 | 0 | 0 | 0 | 0 | 0 | 0 | 0 | 0 | 0 | 0 | 0 | 0
Total Annual Min Capacity Investment | - | GW | 3 | 0 | 0 | 0 | 0 | 0 | 0 | 0 | 0 | 0 | 0 | 0 | 0 | 0 | 0 | 0 | 0 | 0 | 0 | 0 | 0 | 0 | 0 | 0 | 0 | 0 | 0 | 0 | 0 | 0 | 0 | 0
Total Annual Max Capacity Investment | - | GW | 3 | 0 | 99999 | 99999 | 99999 | 99999 | 99999 | 99999 | 99999 | 99999 | 99999 | 99999 | 99999 | 99999 | 99999 | 99999 | 99999 | 99999 | 99999 | 99999 | 99999 | 99999 | 99999 | 99999 | 99999 | 99999 | 99999 | 99999 | 99999 | 99999 | 99999 | 99999
Total Annual Max Capacity | - | GW | 3 | 99999 | 99999 | 99999 | 99999 | 99999 | 99999 | 99999 | 99999 | 99999 | 99999 | 99999 | 99999 | 99999 | 99999 | 99999 | 99999 | 99999 | 99999 | 99999 | 99999 | 99999 | 99999 | 99999 | 99999 | 99999 | 99999 | 99999 | 99999 | 99999 | 99999 | 99999
Capital Cost | - | MUSD / GW | 3 | 1378 | 1299.2 | 1220.4 | 1141.6 | 1062.8 | 984 | 964.4 | 944.8 | 925.2 | 905.6 | 886 | 868.8 | 851.6 | 834.4 | 817.2 | 800 | 784.6 | 769.2 | 753.8 | 738.4 | 723 | 723 | 723 | 723 | 723 | 723 | 723 | 723 | 723 | 723 | 723
Fixed Cost | - | MUSD / GW | 3 | 17.914 | 16.8896 | 15.8652 | 14.8408 | 13.8164 | 12.792 | 12.5372 | 12.2824 | 12.0276 | 11.7728 | 11.518 | 11.2944 | 11.0708 | 10.8472 | 10.6236 | 10.4 | 10.1998 | 9.9996 | 9.7994 | 9.5992 | 9.399 | 9.399 | 9.399 | 9.399 | 9.399 | 9.399 | 9.399 | 9.399 | 9.399 | 9.399 | 9.399
Variable Cost |  | MUSD / PJ | 3 | 0.0001 | 0.0001 | 0.0001 | 0.0001 | 0.0001 | 0.0001 | 0.0001 | 0.0001 | 0.0001 | 0.0001 | 0.0001 | 0.0001 | 0.0001 | 0.0001 | 0.0001 | 0.0001 | 0.0001 | 0.0001 | 0.0001 | 0.0001 | 0.0001 | 0.0001 | 0.0001 | 0.0001 | 0.0001 | 0.0001 | 0.0001 | 0.0001 | 0.0001 | 0.0001 | 0.0001
Capacity to Activity Unit | 31.536 | PJ / GW | 3
Operational Life | 24 | years | 3
PWRSOL002
Parameter | Commodity / TS | Units | Source | 2020 | 2021 | 2022 | 2023 | 2024 | 2025 | 2026 | 2027 | 2028 | 2029 | 2030 | 2031 | 2032 | 2033 | 2034 | 2035 | 2036 | 2037 | 2038 | 2039 | 2040 | 2041 | 2042 | 2043 | 2044 | 2045 | 2046 | 2047 | 2048 | 2049 | 2050
Input Activity Ratio | SOL | PJ / PJ | 3 | bar: 2020 to 2050
Output Activity Ratio | ELC002 | PJ / PJ | 3 | bar: 2020 to 2050
Availability factor |  |  | 3 | bar: 2020 to 2050
Capacity Factor | S11 | - | 3 | 0.0568 | 0.0568 | 0.0568 | 0.0568 | 0.0568 | 0.0568 | 0.0568 | 0.0568 | 0.0568 | 0.0568 | 0.0568 | 0.0568 | 0.0568 | 0.0568 | 0.0568 | 0.0568 | 0.0568 | 0.0568 | 0.0568 | 0.0568 | 0.0568 | 0.0568 | 0.0568 | 0.0568 | 0.0568 | 0.0568 | 0.0568 | 0.0568 | 0.0568 | 0.0568 | 0.0568
| S12 | - | 3 | 0.3408 | 0.3408 | 0.3408 | 0.3408 | 0.3408 | 0.3408 | 0.3408 | 0.3408 | 0.3408 | 0.3408 | 0.3408 | 0.3408 | 0.3408 | 0.3408 | 0.3408 | 0.3408 | 0.3408 | 0.3408 | 0.3408 | 0.3408 | 0.3408 | 0.3408 | 0.3408 | 0.3408 | 0.3408 | 0.3408 | 0.3408 | 0.3408 | 0.3408 | 0.3408 | 0.3408
| S21 | - | 3 | 0.063651 | 0.063651 | 0.063651 | 0.063651 | 0.063651 | 0.063651 | 0.063651 | 0.063651 | 0.063651 | 0.063651 | 0.063651 | 0.063651 | 0.063651 | 0.063651 | 0.063651 | 0.063651 | 0.063651 | 0.063651 | 0.063651 | 0.063651 | 0.063651 | 0.063651 | 0.063651 | 0.063651 | 0.063651 | 0.063651 | 0.063651 | 0.063651 | 0.063651 | 0.063651 | 0.063651
| S22 | - | 3 | 0.38191 | 0.38191 | 0.38191 | 0.38191 | 0.38191 | 0.38191 | 0.38191 | 0.38191 | 0.38191 | 0.38191 | 0.38191 | 0.38191 | 0.38191 | 0.38191 | 0.38191 | 0.38191 | 0.38191 | 0.38191 | 0.38191 | 0.38191 | 0.38191 | 0.38191 | 0.38191 | 0.38191 | 0.38191 | 0.38191 | 0.38191 | 0.38191 | 0.38191 | 0.38191 | 0.38191
| S31 |  | 3 | 0.061559 | 0.061559 | 0.061559 | 0.061559 | 0.061559 | 0.061559 | 0.061559 | 0.061559 | 0.061559 | 0.061559 | 0.061559 | 0.061559 | 0.061559 | 0.061559 | 0.061559 | 0.061559 | 0.061559 | 0.061559 | 0.061559 | 0.061559 | 0.061559 | 0.061559 | 0.061559 | 0.061559 | 0.061559 | 0.061559 | 0.061559 | 0.061559 | 0.061559 | 0.061559 | 0.061559
| S32 |  | 3 | 0.36935 | 0.36935 | 0.36935 | 0.36935 | 0.36935 | 0.36935 | 0.36935 | 0.36935 | 0.36935 | 0.36935 | 0.36935 | 0.36935 | 0.36935 | 0.36935 | 0.36935 | 0.36935 | 0.36935 | 0.36935 | 0.36935 | 0.36935 | 0.36935 | 0.36935 | 0.36935 | 0.36935 | 0.36935 | 0.36935 | 0.36935 | 0.36935 | 0.36935 | 0.36935 | 0.36935
| S41 |  | 3 | 0.057637 | 0.057637 | 0.057637 | 0.057637 | 0.057637 | 0.057637 | 0.057637 | 0.057637 | 0.057637 | 0.057637 | 0.057637 | 0.057637 | 0.057637 | 0.057637 | 0.057637 | 0.057637 | 0.057637 | 0.057637 | 0.057637 | 0.057637 | 0.057637 | 0.057637 | 0.057637 | 0.057637 | 0.057637 | 0.057637 | 0.057637 | 0.057637 | 0.057637 | 0.057637 | 0.057637
| S42 |  | 3 | 0.34582 | 0.34582 | 0.34582 | 0.34582 | 0.34582 | 0.34582 | 0.34582 | 0.34582 | 0.34582 | 0.34582 | 0.34582 | 0.34582 | 0.34582 | 0.34582 | 0.34582 | 0.34582 | 0.34582 | 0.34582 | 0.34582 | 0.34582 | 0.34582 | 0.34582 | 0.34582 | 0.34582 | 0.34582 | 0.34582 | 0.34582 | 0.34582 | 0.34582 | 0.34582 | 0.34582
Residual Capacity | - | GW | 3 | 0.05 | 0.05 | 0.05 | 0.05 | 0.0499 | 0.0495 | 0.0494 | 0.0494 | 0.0494 | 0.0494 | 0.0494 | 0.0493 | 0.0491 | 0.0487 | 0.035 | 0.035 | 0.035 | 0.035 | 0.035 | 0.025 | 0.011 | 0.011 | 0 | 0 | 0 | 0 | 0 | 0 | 0 | 0 | 0
Total Annual Min Capacity Investment | - | GW | 3 | 0 | 0 | 0 | 0 | 0 | 0 | 0 | 0 | 0 | 0 | 0 | 0 | 0 | 0 | 0 | 0 | 0 | 0 | 0 | 0 | 0 | 0 | 0 | 0 | 0 | 0 | 0 | 0 | 0 | 0 | 0
Total Annual Max Capacity Investment | - | GW | 3 | 99999 | 99999 | 99999 | 99999 | 99999 | 99999 | 99999 | 99999 | 99999 | 99999 | 99999 | 99999 | 99999 | 99999 | 99999 | 99999 | 99999 | 99999 | 99999 | 99999 | 99999 | 99999 | 99999 | 99999 | 99999 | 99999 | 99999 | 99999 | 99999 | 99999 | 99999
Total Annual Max Capacity | - | GW | 3 | 2.097 | 2.097 | 2.097 | 2.097 | 2.097 | 2.097 | 2.097 | 2.097 | 2.097 | 2.097 | 2.097 | 2.097 | 2.097 | 2.097 | 2.097 | 2.097 | 2.097 | 2.097 | 2.097 | 2.097 | 2.097 | 2.097 | 2.097 | 2.097 | 2.097 | 2.097 | 2.097 | 2.097 | 2.097 | 2.097 | 2.097
Capital Cost | - | MUSD / GW | 3 | 4320 | 4139 | 3958 | 3777 | 3596 | 3415 | 3272 | 3129 | 2986 | 2843 | 2700 | 2635.2 | 2570.4 | 2505.6 | 2440.8 | 2376 | 2319 | 2262 | 2205 | 2148 | 2091 | 2091 | 2091 | 2091 | 2091 | 2091 | 2091 | 2091 | 2091 | 2091 | 2091
Fixed Cost | - | MUSD / GW | 3 | 86.4 | 82.78 | 79.16 | 75.54 | 71.92 | 68.3 | 65.44 | 62.58 | 59.72 | 56.86 | 54 | 52.704 | 51.408 | 50.112 | 48.816 | 47.52 | 46.38 | 45.24 | 44.1 | 42.96 | 41.82 | 41.82 | 41.82 | 41.82 | 41.82 | 41.82 | 41.82 | 41.82 | 41.82 | 41.82 | 41.82
Variable Cost |  | MUSD / PJ | 3 | 0.0001 | 0.0001 | 0.0001 | 0.0001 | 0.0001 | 0.0001 | 0.0001 | 0.0001 | 0.0001 | 0.0001 | 0.0001 | 0.0001 | 0.0001 | 0.0001 | 0.0001 | 0.0001 | 0.0001 | 0.0001 | 0.0001 | 0.0001 | 0.0001 | 0.0001 | 0.0001 | 0.0001 | 0.0001 | 0.0001 | 0.0001 | 0.0001 | 0.0001 | 0.0001 | 0.0001
Capacity to Activity Unit | 31.536 | PJ / GW | 3
Operational Life | 24 | years | 3
PWRWND001
Parameter | Commodity / TS | Units | Source | 2020 | 2021 | 2022 | 2023 | 2024 | 2025 | 2026 | 2027 | 2028 | 2029 | 2030 | 2031 | 2032 | 2033 | 2034 | 2035 | 2036 | 2037 | 2038 | 2039 | 2040 | 2041 | 2042 | 2043 | 2044 | 2045 | 2046 | 2047 | 2048 | 2049 | 2050
Input Activity Ratio | WND | PJ / PJ | 3 | bar: 2020 to 2050
Output Activity Ratio | ELC001 | PJ / PJ | 3 | bar: 2020 to 2050
Availability factor | - | - | 3 | bar: 2020 to 2050
Capacity Factor | S11 | - | 3 | 0.20423 | 0.20423 | 0.20423 | 0.20423 | 0.20423 | 0.20423 | 0.20423 | 0.20423 | 0.20423 | 0.20423 | 0.20423 | 0.20423 | 0.20423 | 0.20423 | 0.20423 | 0.20423 | 0.20423 | 0.20423 | 0.20423 | 0.20423 | 0.20423 | 0.20423 | 0.20423 | 0.20423 | 0.20423 | 0.20423 | 0.20423 | 0.20423 | 0.20423 | 0.20423 | 0.20423
| S12 | - | 3 | 0.19623 | 0.19623 | 0.19623 | 0.19623 | 0.19623 | 0.19623 | 0.19623 | 0.19623 | 0.19623 | 0.19623 | 0.19623 | 0.19623 | 0.19623 | 0.19623 | 0.19623 | 0.19623 | 0.19623 | 0.19623 | 0.19623 | 0.19623 | 0.19623 | 0.19623 | 0.19623 | 0.19623 | 0.19623 | 0.19623 | 0.19623 | 0.19623 | 0.19623 | 0.19623 | 0.19623
| S21 | - | 3 | 0.22538 | 0.22538 | 0.22538 | 0.22538 | 0.22538 | 0.22538 | 0.22538 | 0.22538 | 0.22538 | 0.22538 | 0.22538 | 0.22538 | 0.22538 | 0.22538 | 0.22538 | 0.22538 | 0.22538 | 0.22538 | 0.22538 | 0.22538 | 0.22538 | 0.22538 | 0.22538 | 0.22538 | 0.22538 | 0.22538 | 0.22538 | 0.22538 | 0.22538 | 0.22538 | 0.22538
| S22 | - | 3 | 0.22232 | 0.22232 | 0.22232 | 0.22232 | 0.22232 | 0.22232 | 0.22232 | 0.22232 | 0.22232 | 0.22232 | 0.22232 | 0.22232 | 0.22232 | 0.22232 | 0.22232 | 0.22232 | 0.22232 | 0.22232 | 0.22232 | 0.22232 | 0.22232 | 0.22232 | 0.22232 | 0.22232 | 0.22232 | 0.22232 | 0.22232 | 0.22232 | 0.22232 | 0.22232 | 0.22232
| S31 |  | 3 | 0.25611 | 0.25611 | 0.25611 | 0.25611 | 0.25611 | 0.25611 | 0.25611 | 0.25611 | 0.25611 | 0.25611 | 0.25611 | 0.25611 | 0.25611 | 0.25611 | 0.25611 | 0.25611 | 0.25611 | 0.25611 | 0.25611 | 0.25611 | 0.25611 | 0.25611 | 0.25611 | 0.25611 | 0.25611 | 0.25611 | 0.25611 | 0.25611 | 0.25611 | 0.25611 | 0.25611
| S32 |  | 3 | 0.22919 | 0.22919 | 0.22919 | 0.22919 | 0.22919 | 0.22919 | 0.22919 | 0.22919 | 0.22919 | 0.22919 | 0.22919 | 0.22919 | 0.22919 | 0.22919 | 0.22919 | 0.22919 | 0.22919 | 0.22919 | 0.22919 | 0.22919 | 0.22919 | 0.22919 | 0.22919 | 0.22919 | 0.22919 | 0.22919 | 0.22919 | 0.22919 | 0.22919 | 0.22919 | 0.22919
| S41 |  | 3 | 0.22708 | 0.22708 | 0.22708 | 0.22708 | 0.22708 | 0.22708 | 0.22708 | 0.22708 | 0.22708 | 0.22708 | 0.22708 | 0.22708 | 0.22708 | 0.22708 | 0.22708 | 0.22708 | 0.22708 | 0.22708 | 0.22708 | 0.22708 | 0.22708 | 0.22708 | 0.22708 | 0.22708 | 0.22708 | 0.22708 | 0.22708 | 0.22708 | 0.22708 | 0.22708 | 0.22708
| S42 |  | 3 | 0.1968 | 0.1968 | 0.1968 | 0.1968 | 0.1968 | 0.1968 | 0.1968 | 0.1968 | 0.1968 | 0.1968 | 0.1968 | 0.1968 | 0.1968 | 0.1968 | 0.1968 | 0.1968 | 0.1968 | 0.1968 | 0.1968 | 0.1968 | 0.1968 | 0.1968 | 0.1968 | 0.1968 | 0.1968 | 0.1968 | 0.1968 | 0.1968 | 0.1968 | 0.1968 | 0.1968
Residual Capacity | - | GW | 3 | 0.81 | 0.81 | 0.81 | 0.81 | 0.81 | 0.81 | 0.81 | 0.81 | 0.81 | 0 | 0 | 0 | 0 | 0 | 0 | 0 | 0 | 0 | 0 | 0 | 0 | 0 | 0 | 0 | 0 | 0 | 0 | 0 | 0 | 0 | 0
Total Annual Min Capacity Investment | - | GW | 3 | 0 | 0 | 0 | 0 | 0 | 0 | 0 | 0 | 0 | 0 | 0 | 0 | 0 | 0 | 0 | 0 | 0 | 0 | 0 | 0 | 0 | 0 | 0 | 0 | 0 | 0 | 0 | 0 | 0 | 0 | 0
Total Annual Max Capacity Investment | - | GW | 3 | 99999 | 99999 | 99999 | 99999 | 99999 | 99999 | 99999 | 99999 | 99999 | 99999 | 99999 | 99999 | 99999 | 99999 | 99999 | 99999 | 99999 | 99999 | 99999 | 99999 | 99999 | 99999 | 99999 | 99999 | 99999 | 99999 | 99999 | 99999 | 99999 | 99999 | 99999
Total Annual Max Capacity | - | GW | 3 | 99999 | 99999 | 99999 | 99999 | 99999 | 99999 | 99999 | 99999 | 99999 | 99999 | 99999 | 99999 | 99999 | 99999 | 99999 | 99999 | 99999 | 99999 | 99999 | 99999 | 99999 | 99999 | 99999 | 99999 | 99999 | 99999 | 99999 | 99999 | 99999 | 99999 | 99999
Capital Cost | - | MUSD / GW | 3 | 1489 | 1429.4 | 1369.8 | 1310.2 | 1250.6 | 1191 | 1170.2 | 1149.4 | 1128.6 | 1107.8 | 1087 | 1056.2 | 1025.4 | 994.6 | 963.8 | 933 | 933 | 933 | 933 | 933 | 933 | 933 | 933 | 933 | 933 | 933 | 933 | 933 | 933 | 933 | 933
Fixed Cost | - | MUSD / GW | 3 | 59.56 | 57.176 | 54.792 | 52.408 | 50.024 | 47.64 | 46.808 | 45.976 | 45.144 | 44.312 | 43.48 | 42.248 | 41.016 | 39.784 | 38.552 | 37.32 | 37.32 | 37.32 | 37.32 | 37.32 | 37.32 | 37.32 | 37.32 | 37.32 | 37.32 | 37.32 | 37.32 | 37.32 | 37.32 | 37.32 | 37.32
Variable Cost | - | MUSD / PJ | 3 | 0.0001 | 0.0001 | 0.0001 | 0.0001 | 0.0001 | 0.0001 | 0.0001 | 0.0001 | 0.0001 | 0.0001 | 0.0001 | 0.0001 | 0.0001 | 0.0001 | 0.0001 | 0.0001 | 0.0001 | 0.0001 | 0.0001 | 0.0001 | 0.0001 | 0.0001 | 0.0001 | 0.0001 | 0.0001 | 0.0001 | 0.0001 | 0.0001 | 0.0001 | 0.0001 | 0.0001
Capacity to Activity Unit | 31.536 | PJ / GW | 3
Operational Life | 25 | years | 3
PWRWND002
Parameter | Commodity / TS | Units | Source | 2020 | 2021 | 2022 | 2023 | 2024 | 2025 | 2026 | 2027 | 2028 | 2029 | 2030 | 2031 | 2032 | 2033 | 2034 | 2035 | 2036 | 2037 | 2038 | 2039 | 2040 | 2041 | 2042 | 2043 | 2044 | 2045 | 2046 | 2047 | 2048 | 2049 | 2050
Input Activity Ratio | WND | PJ / PJ | 3 | bar: 2020 to 2050
Output Activity Ratio | ELC001 | PJ / PJ | 3 | bar: 2020 to 2050
Availability factor | - | - | 3 | bar: 2020 to 2050
Capacity Factor | S11 | - | 3 | 0.39607 | 0.39607 | 0.39607 | 0.39607 | 0.39607 | 0.39607 | 0.39607 | 0.39607 | 0.39607 | 0.39607 | 0.39607 | 0.39607 | 0.39607 | 0.39607 | 0.39607 | 0.39607 | 0.39607 | 0.39607 | 0.39607 | 0.39607 | 0.39607 | 0.39607 | 0.39607 | 0.39607 | 0.39607 | 0.39607 | 0.39607 | 0.39607 | 0.39607 | 0.39607 | 0.39607
| S12 | - | 3 | 0.36113 | 0.36113 | 0.36113 | 0.36113 | 0.36113 | 0.36113 | 0.36113 | 0.36113 | 0.36113 | 0.36113 | 0.36113 | 0.36113 | 0.36113 | 0.36113 | 0.36113 | 0.36113 | 0.36113 | 0.36113 | 0.36113 | 0.36113 | 0.36113 | 0.36113 | 0.36113 | 0.36113 | 0.36113 | 0.36113 | 0.36113 | 0.36113 | 0.36113 | 0.36113 | 0.36113
| S21 | - | 3 | 0.42222 | 0.42222 | 0.42222 | 0.42222 | 0.42222 | 0.42222 | 0.42222 | 0.42222 | 0.42222 | 0.42222 | 0.42222 | 0.42222 | 0.42222 | 0.42222 | 0.42222 | 0.42222 | 0.42222 | 0.42222 | 0.42222 | 0.42222 | 0.42222 | 0.42222 | 0.42222 | 0.42222 | 0.42222 | 0.42222 | 0.42222 | 0.42222 | 0.42222 | 0.42222 | 0.42222
| S22 | - | 3 | 0.3731 | 0.3731 | 0.3731 | 0.3731 | 0.3731 | 0.3731 | 0.3731 | 0.3731 | 0.3731 | 0.3731 | 0.3731 | 0.3731 | 0.3731 | 0.3731 | 0.3731 | 0.3731 | 0.3731 | 0.3731 | 0.3731 | 0.3731 | 0.3731 | 0.3731 | 0.3731 | 0.3731 | 0.3731 | 0.3731 | 0.3731 | 0.3731 | 0.3731 | 0.3731 | 0.3731
| S31 |  | 3 | 0.45261 | 0.45261 | 0.45261 | 0.45261 | 0.45261 | 0.45261 | 0.45261 | 0.45261 | 0.45261 | 0.45261 | 0.45261 | 0.45261 | 0.45261 | 0.45261 | 0.45261 | 0.45261 | 0.45261 | 0.45261 | 0.45261 | 0.45261 | 0.45261 | 0.45261 | 0.45261 | 0.45261 | 0.45261 | 0.45261 | 0.45261 | 0.45261 | 0.45261 | 0.45261 | 0.45261
| S32 |  | 3 | 0.41672 | 0.41672 | 0.41672 | 0.41672 | 0.41672 | 0.41672 | 0.41672 | 0.41672 | 0.41672 | 0.41672 | 0.41672 | 0.41672 | 0.41672 | 0.41672 | 0.41672 | 0.41672 | 0.41672 | 0.41672 | 0.41672 | 0.41672 | 0.41672 | 0.41672 | 0.41672 | 0.41672 | 0.41672 | 0.41672 | 0.41672 | 0.41672 | 0.41672 | 0.41672 | 0.41672
| S41 |  | 3 | 0.42538 | 0.42538 | 0.42538 | 0.42538 | 0.42538 | 0.42538 | 0.42538 | 0.42538 | 0.42538 | 0.42538 | 0.42538 | 0.42538 | 0.42538 | 0.42538 | 0.42538 | 0.42538 | 0.42538 | 0.42538 | 0.42538 | 0.42538 | 0.42538 | 0.42538 | 0.42538 | 0.42538 | 0.42538 | 0.42538 | 0.42538 | 0.42538 | 0.42538 | 0.42538 | 0.42538
| S42 |  | 3 | 0.36145 | 0.36145 | 0.36145 | 0.36145 | 0.36145 | 0.36145 | 0.36145 | 0.36145 | 0.36145 | 0.36145 | 0.36145 | 0.36145 | 0.36145 | 0.36145 | 0.36145 | 0.36145 | 0.36145 | 0.36145 | 0.36145 | 0.36145 | 0.36145 | 0.36145 | 0.36145 | 0.36145 | 0.36145 | 0.36145 | 0.36145 | 0.36145 | 0.36145 | 0.36145 | 0.36145
Residual Capacity | - | GW | 3 | 0 | 0 | 0 | 0 | 0 | 0 | 0 | 0 | 0 | 0 | 0 | 0 | 0 | 0 | 0 | 0 | 0 | 0 | 0 | 0 | 0 | 0 | 0 | 0 | 0 | 0 | 0 | 0 | 0 | 0 | 0
Total Annual Min Capacity Investment | - | GW | 3 | 0 | 0 | 0 | 0 | 0 | 0 | 0 | 0 | 0 | 0 | 0 | 0 | 0 | 0 | 0 | 0 | 0 | 0 | 0 | 0 | 0 | 0 | 0 | 0 | 0 | 0 | 0 | 0 | 0 | 0 | 0
Total Annual Max Capacity Investment | - | GW | 3 | 0 | 99999 | 99999 | 99999 | 99999 | 99999 | 99999 | 99999 | 99999 | 99999 | 99999 | 99999 | 99999 | 99999 | 99999 | 99999 | 99999 | 99999 | 99999 | 99999 | 99999 | 99999 | 99999 | 99999 | 99999 | 99999 | 99999 | 99999 | 99999 | 99999 | 99999
Total Annual Max Capacity | - | GW | 3 | 99999 | 99999 | 99999 | 99999 | 99999 | 99999 | 99999 | 99999 | 99999 | 99999 | 99999 | 99999 | 99999 | 99999 | 99999 | 99999 | 99999 | 99999 | 99999 | 99999 | 99999 | 99999 | 99999 | 99999 | 99999 | 99999 | 99999 | 99999 | 99999 | 99999 | 99999
Capital Cost | - | MUSD / GW | 3 | 3972.4 | 3782.1 | 3591.8 | 3401.5 | 3211.2 | 3020.9 | 2830.6 | 2640.3 | 2450 | 2259.7 | 2450 | 2432.5 | 2415 | 2397.5 | 2380 | 2362.5 | 2345 | 2327.5 | 2310 | 2292.5 | 2275 | 2257.5 | 2240 | 2222.5 | 2205 | 2187.5 | 2170 | 2152.5 | 2135 | 2117.5 | 2100
Fixed Cost | - | MUSD / GW | 3 | 158.896 | 151.284 | 143.672 | 136.06 | 128.448 | 120.836 | 113.224 | 105.612 | 98 | 90.388 | 98 | 97.3 | 96.6 | 95.9 | 95.2 | 94.5 | 93.8 | 93.1 | 92.4 | 91.7 | 91 | 90.3 | 89.6 | 88.9 | 88.2 | 87.5 | 86.8 | 86.1 | 85.4 | 84.7 | 84
Variable Cost | - | MUSD / PJ | 3 | 0.0001 | 0.0001 | 0.0001 | 0.0001 | 0.0001 | 0.0001 | 0.0001 | 0.0001 | 0.0001 | 0.0001 | 0.0001 | 0.0001 | 0.0001 | 0.0001 | 0.0001 | 0.0001 | 0.0001 | 0.0001 | 0.0001 | 0.0001 | 0.0001 | 0.0001 | 0.0001 | 0.0001 | 0.0001 | 0.0001 | 0.0001 | 0.0001 | 0.0001 | 0.0001 | 0.0001
Capacity to Activity Unit | 31.536 | PJ / GW | 3
Operational Life | 25 | years | 3
PWRCOA001
Parameter | Commodity / TS | Units | Source | 2020 | 2021 | 2022 | 2023 | 2024 | 2025 | 2026 | 2027 | 2028 | 2029 | 2030 | 2031 | 2032 | 2033 | 2034 | 2035 | 2036 | 2037 | 2038 | 2039 | 2040 | 2041 | 2042 | 2043 | 2044 | 2045 | 2046 | 2047 | 2048 | 2049 | 2050
Input Activity Ratio | WND | PJ / PJ | 3 | 2.7 | 2.7 | 2.7 | 2.7 | 2.7 | 2.7 | 2.7 | 2.7 | 2.7 | 2.7 | 2.7 | 2.7 | 2.7 | 2.7 | 2.7 | 2.7 | 2.7 | 2.7 | 2.7 | 2.7 | 2.7 | 2.7 | 2.7 | 2.7 | 2.7 | 2.7 | 2.7 | 2.7 | 2.7 | 2.7 | 2.7
Output Activity Ratio | ELC001 | PJ / PJ | 3 | bar: 2020 to 2050
Availability factor | - | - | 3 | bar: 2020 to 2050
Capacity Factor | S11 | - | 3 | 0.85 | 0.85 | 0.85 | 0.85 | 0.85 | 0.85 | 0.85 | 0.85 | 0.85 | 0.85 | 0.85 | 0.85 | 0.85 | 0.85 | 0.85 | 0.85 | 0.85 | 0.85 | 0.85 | 0.85 | 0.85 | 0.85 | 0.85 | 0.85 | 0.85 | 0.85 | 0.85 | 0.85 | 0.85 | 0.85 | 0.85
| S12 |  | 3 | 0.85 | 0.85 | 0.85 | 0.85 | 0.85 | 0.85 | 0.85 | 0.85 | 0.85 | 0.85 | 0.85 | 0.85 | 0.85 | 0.85 | 0.85 | 0.85 | 0.85 | 0.85 | 0.85 | 0.85 | 0.85 | 0.85 | 0.85 | 0.85 | 0.85 | 0.85 | 0.85 | 0.85 | 0.85 | 0.85 | 0.85
| S21 |  | 3 | 0.85 | 0.85 | 0.85 | 0.85 | 0.85 | 0.85 | 0.85 | 0.85 | 0.85 | 0.85 | 0.85 | 0.85 | 0.85 | 0.85 | 0.85 | 0.85 | 0.85 | 0.85 | 0.85 | 0.85 | 0.85 | 0.85 | 0.85 | 0.85 | 0.85 | 0.85 | 0.85 | 0.85 | 0.85 | 0.85 | 0.85
| S22 |  | 3 | 0.85 | 0.85 | 0.85 | 0.85 | 0.85 | 0.85 | 0.85 | 0.85 | 0.85 | 0.85 | 0.85 | 0.85 | 0.85 | 0.85 | 0.85 | 0.85 | 0.85 | 0.85 | 0.85 | 0.85 | 0.85 | 0.85 | 0.85 | 0.85 | 0.85 | 0.85 | 0.85 | 0.85 | 0.85 | 0.85 | 0.85
| S31 |  | 3 | 0.85 | 0.85 | 0.85 | 0.85 | 0.85 | 0.85 | 0.85 | 0.85 | 0.85 | 0.85 | 0.85 | 0.85 | 0.85 | 0.85 | 0.85 | 0.85 | 0.85 | 0.85 | 0.85 | 0.85 | 0.85 | 0.85 | 0.85 | 0.85 | 0.85 | 0.85 | 0.85 | 0.85 | 0.85 | 0.85 | 0.85
| S32 | - | 3 | 0.85 | 0.85 | 0.85 | 0.85 | 0.85 | 0.85 | 0.85 | 0.85 | 0.85 | 0.85 | 0.85 | 0.85 | 0.85 | 0.85 | 0.85 | 0.85 | 0.85 | 0.85 | 0.85 | 0.85 | 0.85 | 0.85 | 0.85 | 0.85 | 0.85 | 0.85 | 0.85 | 0.85 | 0.85 | 0.85 | 0.85
| S41 | - | 3 | 0.85 | 0.85 | 0.85 | 0.85 | 0.85 | 0.85 | 0.85 | 0.85 | 0.85 | 0.85 | 0.85 | 0.85 | 0.85 | 0.85 | 0.85 | 0.85 | 0.85 | 0.85 | 0.85 | 0.85 | 0.85 | 0.85 | 0.85 | 0.85 | 0.85 | 0.85 | 0.85 | 0.85 | 0.85 | 0.85 | 0.85
| S42 | - | 3 | 0.85 | 0.85 | 0.85 | 0.85 | 0.85 | 0.85 | 0.85 | 0.85 | 0.85 | 0.85 | 0.85 | 0.85 | 0.85 | 0.85 | 0.85 | 0.85 | 0.85 | 0.85 | 0.85 | 0.85 | 0.85 | 0.85 | 0.85 | 0.85 | 0.85 | 0.85 | 0.85 | 0.85 | 0.85 | 0.85 | 0.85
Residual Capacity | - | GW | 3 | 0 | 0 | 0 | 0 | 0 | 0 | 0 | 0 | 0 | 0 | 0 | 0 | 0 | 0 | 0 | 0 | 0 | 0 | 0 | 0 | 0 | 0 | 0 | 0 | 0 | 0 | 0 | 0 | 0 | 0 | 0
Total Annual Min Capacity Investment | - | GW | 3 | 0 | 0 | 0 | 0 | 0 | 0 | 0 | 0 | 0 | 0 | 0 | 0 | 0 | 0 | 0 | 0 | 0 | 0 | 0 | 0 | 0 | 0 | 0 | 0 | 0 | 0 | 0 | 0 | 0 | 0 | 0
Total Annual Max Capacity Investment | - | GW | 3 | 0 | 99999 | 99999 | 99999 | 99999 | 99999 | 99999 | 99999 | 99999 | 99999 | 99999 | 99999 | 99999 | 99999 | 99999 | 99999 | 99999 | 99999 | 99999 | 99999 | 99999 | 99999 | 99999 | 99999 | 99999 | 99999 | 99999 | 99999 | 99999 | 99999 | 99999
Total Annual Max Capacity |  |  | 3 | 99999 | 99999 | 99999 | 99999 | 99999 | 99999 | 99999 | 99999 | 99999 | 99999 | 99999 | 99999 | 99999 | 99999 | 99999 | 99999 | 99999 | 99999 | 99999 | 99999 | 99999 | 99999 | 99999 | 99999 | 99999 | 99999 | 99999 | 99999 | 99999 | 99999 | 99999
Capital Cost | - | MUSD / GW | 3 | 2500 | 2500 | 2500 | 2500 | 2500 | 2500 | 2500 | 2500 | 2500 | 2500 | 2500 | 2500 | 2500 | 2500 | 2500 | 2500 | 2500 | 2500 | 2500 | 2500 | 2500 | 2500 | 2500 | 2500 | 2500 | 2500 | 2500 | 2500 | 2500 | 2500 | 2500
Fixed Cost | - | MUSD / GW | 3 | 78 | 78 | 78 | 78 | 78 | 78 | 78 | 78 | 78 | 78 | 78 | 78 | 78 | 78 | 78 | 78 | 78 | 78 | 78 | 78 | 78 | 78 | 78 | 78 | 78 | 78 | 78 | 78 | 78 | 78 | 78
Variable Cost | - | MUSD / PJ | 3 | 0.0001 | 0.0001 | 0.0001 | 0.0001 | 0.0001 | 0.0001 | 0.0001 | 0.0001 | 0.0001 | 0.0001 | 0.0001 | 0.0001 | 0.0001 | 0.0001 | 0.0001 | 0.0001 | 0.0001 | 0.0001 | 0.0001 | 0.0001 | 0.0001 | 0.0001 | 0.0001 | 0.0001 | 0.0001 | 0.0001 | 0.0001 | 0.0001 | 0.0001 | 0.0001 | 0.0001
Capacity to Activity Unit | 31.536 | PJ / GW | 3
Operational Life | 35 | years | 3
PWRCSP001
Parameter | Commodity / TS | Units | Source | 2020 | 2021 | 2022 | 2023 | 2024 | 2025 | 2026 | 2027 | 2028 | 2029 | 2030 | 2031 | 2032 | 2033 | 2034 | 2035 | 2036 | 2037 | 2038 | 2039 | 2040 | 2041 | 2042 | 2043 | 2044 | 2045 | 2046 | 2047 | 2048 | 2049 | 2050
Input Activity Ratio | WND | PJ / PJ | 3 | bar: 2020 to 2050
Output Activity Ratio | ELC001 | PJ / PJ | 3 | bar: 2020 to 2050
Availability factor | - | - | 3 | bar: 2020 to 2050
Capacity Factor | S11 | - | 3 | 0 | 0 | 0 | 0 | 0 | 0 | 0 | 0 | 0 | 0 | 0 | 0 | 0 | 0 | 0 | 0 | 0 | 0 | 0 | 0 | 0 | 0 | 0 | 0 | 0 | 0 | 0 | 0 | 0 | 0 | 0
| S12 |  | 3 | 0.452 | 0.452 | 0.452 | 0.452 | 0.452 | 0.452 | 0.452 | 0.452 | 0.452 | 0.452 | 0.452 | 0.452 | 0.452 | 0.452 | 0.452 | 0.452 | 0.452 | 0.452 | 0.452 | 0.452 | 0.452 | 0.452 | 0.452 | 0.452 | 0.452 | 0.452 | 0.452 | 0.452 | 0.452 | 0.452 | 0.452
| S21 |  | 3 | 0 | 0 | 0 | 0 | 0 | 0 | 0 | 0 | 0 | 0 | 0 | 0 | 0 | 0 | 0 | 0 | 0 | 0 | 0 | 0 | 0 | 0 | 0 | 0 | 0 | 0 | 0 | 0 | 0 | 0 | 0
| S22 |  | 3 | 0.452 | 0.452 | 0.452 | 0.452 | 0.452 | 0.452 | 0.452 | 0.452 | 0.452 | 0.452 | 0.452 | 0.452 | 0.452 | 0.452 | 0.452 | 0.452 | 0.452 | 0.452 | 0.452 | 0.452 | 0.452 | 0.452 | 0.452 | 0.452 | 0.452 | 0.452 | 0.452 | 0.452 | 0.452 | 0.452 | 0.452
| S31 |  | 3 | 0 | 0 | 0 | 0 | 0 | 0 | 0 | 0 | 0 | 0 | 0 | 0 | 0 | 0 | 0 | 0 | 0 | 0 | 0 | 0 | 0 | 0 | 0 | 0 | 0 | 0 | 0 | 0 | 0 | 0 | 0
| S32 | - | 3 | 0.452 | 0.452 | 0.452 | 0.452 | 0.452 | 0.452 | 0.452 | 0.452 | 0.452 | 0.452 | 0.452 | 0.452 | 0.452 | 0.452 | 0.452 | 0.452 | 0.452 | 0.452 | 0.452 | 0.452 | 0.452 | 0.452 | 0.452 | 0.452 | 0.452 | 0.452 | 0.452 | 0.452 | 0.452 | 0.452 | 0.452
| S41 | - | 3 | 0 | 0 | 0 | 0 | 0 | 0 | 0 | 0 | 0 | 0 | 0 | 0 | 0 | 0 | 0 | 0 | 0 | 0 | 0 | 0 | 0 | 0 | 0 | 0 | 0 | 0 | 0 | 0 | 0 | 0 | 0
| S42 | - | 3 | 0.452 | 0.452 | 0.452 | 0.452 | 0.452 | 0.452 | 0.452 | 0.452 | 0.452 | 0.452 | 0.452 | 0.452 | 0.452 | 0.452 | 0.452 | 0.452 | 0.452 | 0.452 | 0.452 | 0.452 | 0.452 | 0.452 | 0.452 | 0.452 | 0.452 | 0.452 | 0.452 | 0.452 | 0.452 | 0.452 | 0.452
Residual Capacity | - | GW | 3 | 0.02 | 0.02 | 0.02 | 0.02 | 0.02 | 0.02 | 0.02 | 0.02 | 0.02 | 0.02 | 0.02 | 0.02 | 0.02 | 0.02 | 0.02 | 0.02 | 0.02 | 0.02 | 0.02 | 0.02 | 0.02 | 0.02 | 0.02 | 0.02 | 0.02 | 0.02 | 0.02 | 0.02 | 0.02 | 0.02 | 0.02
Total Annual Min Capacity Investment | - | GW | 3 | 0 | 0 | 0 | 0 | 0 | 0 | 0 | 0 | 0 | 0 | 0 | 0 | 0 | 0 | 0 | 0 | 0 | 0 | 0 | 0 | 0 | 0 | 0 | 0 | 0 | 0 | 0 | 0 | 0 | 0 | 0
Total Annual Max Capacity Investment | - | GW | 3 | 0 | 99999 | 99999 | 99999 | 99999 | 99999 | 99999 | 99999 | 99999 | 99999 | 99999 | 99999 | 99999 | 99999 | 99999 | 99999 | 99999 | 99999 | 99999 | 99999 | 99999 | 99999 | 99999 | 99999 | 99999 | 99999 | 99999 | 99999 | 99999 | 99999 | 99999
Total Annual Max Capacity |  |  | 3 | 99999 | 99999 | 99999 | 99999 | 99999 | 99999 | 99999 | 99999 | 99999 | 99999 | 99999 | 99999 | 99999 | 99999 | 99999 | 99999 | 99999 | 99999 | 99999 | 99999 | 99999 | 99999 | 99999 | 99999 | 99999 | 99999 | 99999 | 99999 | 99999 | 99999 | 99999
Capital Cost | - | MUSD / GW | 3 | 4058 | 3900.2 | 3742.4 | 3584.6 | 3426.8 | 3269 | 3142 | 3015 | 2888 | 2761 | 2634 | 2626.8 | 2619.6 | 2612.4 | 2605.2 | 2598 | 2590.8 | 2583.6 | 2576.4 | 2569.2 | 2562 | 2562 | 2562 | 2562 | 2562 | 2562 | 2562 | 2562 | 2562 | 2562 | 2562
Fixed Cost | - | MUSD / GW | 3 | 40.58 | 39.002 | 37.424 | 35.846 | 34.268 | 32.69 | 31.42 | 30.15 | 28.88 | 27.61 | 26.34 | 26.268 | 26.196 | 26.124 | 26.052 | 25.98 | 25.908 | 25.836 | 25.764 | 25.692 | 25.62 | 25.62 | 25.62 | 25.62 | 25.62 | 25.62 | 25.62 | 25.62 | 25.62 | 25.62 | 25.62
Variable Cost | - | MUSD / PJ | 3 | 0.0001 | 0.0001 | 0.0001 | 0.0001 | 0.0001 | 0.0001 | 0.0001 | 0.0001 | 0.0001 | 0.0001 | 0.0001 | 0.0001 | 0.0001 | 0.0001 | 0.0001 | 0.0001 | 0.0001 | 0.0001 | 0.0001 | 0.0001 | 0.0001 | 0.0001 | 0.0001 | 0.0001 | 0.0001 | 0.0001 | 0.0001 | 0.0001 | 0.0001 | 0.0001 | 0.0001
Capacity to Activity Unit | 31.536 | PJ / GW | 3
Operational Life | 30 | years | 3
PWRNUC
Parameter | Commodity / TS | Units | Source | 2020 | 2021 | 2022 | 2023 | 2024 | 2025 | 2026 | 2027 | 2028 | 2029 | 2030 | 2031 | 2032 | 2033 | 2034 | 2035 | 2036 | 2037 | 2038 | 2039 | 2040 | 2041 | 2042 | 2043 | 2044 | 2045 | 2046 | 2047 | 2048 | 2049 | 2050
Input Activity Ratio | WND | PJ / PJ | 3 | 3.03 | 3.03 | 3.03 | 3.03 | 3.03 | 3.03 | 3.03 | 3.03 | 3.03 | 3.03 | 3.03 | 3.03 | 3.03 | 3.03 | 3.03 | 3.03 | 3.03 | 3.03 | 3.03 | 3.03 | 3.03 | 3.03 | 3.03 | 3.03 | 3.03 | 3.03 | 3.03 | 3.03 | 3.03 | 3.03 | 3.03
Output Activity Ratio | ELC001 | PJ / PJ | 3 | bar: 2020 to 2050
Availability factor | - | - | 3 | bar: 2020 to 2050
Capacity Factor | S11 | - | 3 | 0.85 | 0.85 | 0.85 | 0.85 | 0.85 | 0.85 | 0.85 | 0.85 | 0.85 | 0.85 | 0.85 | 0.85 | 0.85 | 0.85 | 0.85 | 0.85 | 0.85 | 0.85 | 0.85 | 0.85 | 0.85 | 0.85 | 0.85 | 0.85 | 0.85 | 0.85 | 0.85 | 0.85 | 0.85 | 0.85 | 0.85
| S12 |  | 3 | 0.85 | 0.85 | 0.85 | 0.85 | 0.85 | 0.85 | 0.85 | 0.85 | 0.85 | 0.85 | 0.85 | 0.85 | 0.85 | 0.85 | 0.85 | 0.85 | 0.85 | 0.85 | 0.85 | 0.85 | 0.85 | 0.85 | 0.85 | 0.85 | 0.85 | 0.85 | 0.85 | 0.85 | 0.85 | 0.85 | 0.85
| S21 |  | 3 | 0.85 | 0.85 | 0.85 | 0.85 | 0.85 | 0.85 | 0.85 | 0.85 | 0.85 | 0.85 | 0.85 | 0.85 | 0.85 | 0.85 | 0.85 | 0.85 | 0.85 | 0.85 | 0.85 | 0.85 | 0.85 | 0.85 | 0.85 | 0.85 | 0.85 | 0.85 | 0.85 | 0.85 | 0.85 | 0.85 | 0.85
| S22 |  | 3 | 0.85 | 0.85 | 0.85 | 0.85 | 0.85 | 0.85 | 0.85 | 0.85 | 0.85 | 0.85 | 0.85 | 0.85 | 0.85 | 0.85 | 0.85 | 0.85 | 0.85 | 0.85 | 0.85 | 0.85 | 0.85 | 0.85 | 0.85 | 0.85 | 0.85 | 0.85 | 0.85 | 0.85 | 0.85 | 0.85 | 0.85
| S31 |  | 3 | 0.85 | 0.85 | 0.85 | 0.85 | 0.85 | 0.85 | 0.85 | 0.85 | 0.85 | 0.85 | 0.85 | 0.85 | 0.85 | 0.85 | 0.85 | 0.85 | 0.85 | 0.85 | 0.85 | 0.85 | 0.85 | 0.85 | 0.85 | 0.85 | 0.85 | 0.85 | 0.85 | 0.85 | 0.85 | 0.85 | 0.85
| S32 | - | 3 | 0.85 | 0.85 | 0.85 | 0.85 | 0.85 | 0.85 | 0.85 | 0.85 | 0.85 | 0.85 | 0.85 | 0.85 | 0.85 | 0.85 | 0.85 | 0.85 | 0.85 | 0.85 | 0.85 | 0.85 | 0.85 | 0.85 | 0.85 | 0.85 | 0.85 | 0.85 | 0.85 | 0.85 | 0.85 | 0.85 | 0.85
| S41 | - | 3 | 0.85 | 0.85 | 0.85 | 0.85 | 0.85 | 0.85 | 0.85 | 0.85 | 0.85 | 0.85 | 0.85 | 0.85 | 0.85 | 0.85 | 0.85 | 0.85 | 0.85 | 0.85 | 0.85 | 0.85 | 0.85 | 0.85 | 0.85 | 0.85 | 0.85 | 0.85 | 0.85 | 0.85 | 0.85 | 0.85 | 0.85
| S42 | - | 3 | 0.85 | 0.85 | 0.85 | 0.85 | 0.85 | 0.85 | 0.85 | 0.85 | 0.85 | 0.85 | 0.85 | 0.85 | 0.85 | 0.85 | 0.85 | 0.85 | 0.85 | 0.85 | 0.85 | 0.85 | 0.85 | 0.85 | 0.85 | 0.85 | 0.85 | 0.85 | 0.85 | 0.85 | 0.85 | 0.85 | 0.85
Residual Capacity | - | GW | 3 | 0 | 0 | 0 | 0 | 0 | 0 | 0 | 0 | 0 | 0 | 0 | 0 | 0 | 0 | 0 | 0 | 0 | 0 | 0 | 0 | 0 | 0 | 0 | 0 | 0 | 0 | 0 | 0 | 0 | 0 | 0
Total Annual Min Capacity Investment | - | GW | 3 | 0 | 0 | 0 | 0 | 0 | 0 | 0 | 0 | 0 | 0 | 0 | 0 | 0 | 0 | 0 | 0 | 0 | 0 | 0 | 0 | 0 | 0 | 0 | 0 | 0 | 0 | 0 | 0 | 0 | 0 | 0
Total Annual Max Capacity Investment | - | GW | 3 | 0 | 0 | 0 | 0 | 0 | 0 | 0 | 0 | 0 | 0 | 0 | 0 | 0 | 0 | 0 | 0 | 0 | 0 | 0 | 0 | 0 | 0 | 0 | 0 | 0 | 0 | 0 | 0 | 0 | 0 | 0
Total Annual Max Capacity |  |  | 3 | 99999 | 99999 | 99999 | 99999 | 99999 | 99999 | 99999 | 99999 | 99999 | 99999 | 99999 | 99999 | 99999 | 99999 | 99999 | 99999 | 99999 | 99999 | 99999 | 99999 | 99999 | 99999 | 99999 | 99999 | 99999 | 99999 | 99999 | 99999 | 99999 | 99999 | 99999
Capital Cost | - | MUSD / GW | 3 | 6137 | 6137 | 6137 | 6137 | 6137 | 6137 | 6137 | 6137 | 6137 | 6137 | 6137 | 6137 | 6137 | 6137 | 6137 | 6137 | 6137 | 6137 | 6137 | 6137 | 6137 | 6137 | 6137 | 6137 | 6137 | 6137 | 6137 | 6137 | 6137 | 6137 | 6137
Fixed Cost | - | MUSD / GW | 3 | 184.11 | 184.11 | 184.11 | 184.11 | 184.11 | 184.11 | 184.11 | 184.11 | 184.11 | 184.11 | 184.11 | 184.11 | 184.11 | 184.11 | 184.11 | 184.11 | 184.11 | 184.11 | 184.11 | 184.11 | 184.11 | 184.11 | 184.11 | 184.11 | 184.11 | 184.11 | 184.11 | 184.11 | 184.11 | 184.11 | 184.11
Variable Cost | - | MUSD / PJ | 3 | 0.0001 | 0.0001 | 0.0001 | 0.0001 | 0.0001 | 0.0001 | 0.0001 | 0.0001 | 0.0001 | 0.0001 | 0.0001 | 0.0001 | 0.0001 | 0.0001 | 0.0001 | 0.0001 | 0.0001 | 0.0001 | 0.0001 | 0.0001 | 0.0001 | 0.0001 | 0.0001 | 0.0001 | 0.0001 | 0.0001 | 0.0001 | 0.0001 | 0.0001 | 0.0001 | 0.0001
Capacity to Activity Unit | 31.536 | PJ / GW | 3
Operational Life | 50 | years | 3
PWRTRN
Parameter | Commodity | Units | Source | 2020 | 2021 | 2022 | 2023 | 2024 | 2025 | 2026 | 2027 | 2028 | 2029 | 2030 | 2031 | 2032 | 2033 | 2034 | 2035 | 2036 | 2037 | 2038 | 2039 | 2040 | 2041 | 2042 | 2043 | 2044 | 2045 | 2046 | 2047 | 2048 | 2049 | 2050
Input Activity Ratio | ELC001 | PJ / PJ | 3 | bar: 2020 to 2050
Output Activity Ratio | ELC002 | PJ / PJ | 3 | 0.96 | 0.96 | 0.96 | 0.96 | 0.96 | 0.96 | 0.96 | 0.96 | 0.96 | 0.96 | 0.96 | 0.96 | 0.96 | 0.96 | 0.96 | 0.96 | 0.96 | 0.96 | 0.96 | 0.96 | 0.96 | 0.96 | 0.96 | 0.96 | 0.96 | 0.96 | 0.96 | 0.96 | 0.96 | 0.96 | 0.96
Residual Capacity | - | GW | 3 | 26.2262 | 26.2262 | 26.2262 | 26.2262 | 26.2262 | 26.2262 | 26.2262 | 26.2262 | 26.2262 | 26.2262 | 26.2262 | 26.2262 | 26.2262 | 26.2262 | 26.2262 | 26.2262 | 26.2262 | 26.2262 | 26.2262 | 26.2262 | 26.2262 | 26.2262 | 26.2262 | 26.2262 | 26.2262 | 26.2262 | 26.2262 | 26.2262 | 26.2262 | 26.2262 | 26.2262
Capital Cost | - | MUSD / GW | 3 | 365 | 365 | 365 | 365 | 365 | 365 | 365 | 365 | 365 | 365 | 365 | 365 | 365 | 365 | 365 | 365 | 365 | 365 | 365 | 365 | 365 | 365 | 365 | 365 | 365 | 365 | 365 | 365 | 365 | 365 | 365
OperationalLife | 50 | years | 3
PWRDIST
Parameter | Commodity | Units | Source | 2020 | 2021 | 2022 | 2023 | 2024 | 2025 | 2026 | 2027 | 2028 | 2029 | 2030 | 2031 | 2032 | 2033 | 2034 | 2035 | 2036 | 2037 | 2038 | 2039 | 2040 | 2041 | 2042 | 2043 | 2044 | 2045 | 2046 | 2047 | 2048 | 2049 | 2050
Input Activity Ratio | ELC001 | PJ / PJ | 3 | bar: 2020 to 2050
Output Activity Ratio | ELC002 | PJ / PJ | 3 | 0.96 | 0.96 | 0.96 | 0.96 | 0.96 | 0.96 | 0.96 | 0.96 | 0.96 | 0.96 | 0.96 | 0.96 | 0.96 | 0.96 | 0.96 | 0.96 | 0.96 | 0.96 | 0.96 | 0.96 | 0.96 | 0.96 | 0.96 | 0.96 | 0.96 | 0.96 | 0.96 | 0.96 | 0.96 | 0.96 | 0.96
Residual Capacity | - | GW | 3 | 25.282 | 25.282 | 25.282 | 25.282 | 25.282 | 25.282 | 25.282 | 25.282 | 25.282 | 25.282 | 25.282 | 25.282 | 25.282 | 25.282 | 25.282 | 25.282 | 25.282 | 25.282 | 25.282 | 25.282 | 25.282 | 25.282 | 25.282 | 25.282 | 25.282 | 25.282 | 25.282 | 25.282 | 25.282 | 25.282 | 25.282
Capital Cost | - | MUSD / GW | 3 | 2502 | 2502 | 2502 | 2502 | 2502 | 2502 | 2502 | 2502 | 2502 | 2502 | 2502 | 2502 | 2502 | 2502 | 2502 | 2502 | 2502 | 2502 | 2502 | 2502 | 2502 | 2502 | 2502 | 2502 | 2502 | 2502 | 2502 | 2502 | 2502 | 2502 | 2502
OperationalLife | 70 | years | 3

## 3.2. Land System
1.2. Land system input data
Land use demands
Parameter | Commodity | Units | Source | 2020 | 2021 | 2022 | 2023 | 2024 | 2025 | 2026 | 2027 | 2028 | 2029 | 2030 | 2031 | 2032 | 2033 | 2034 | 2035 | 2036 | 2037 | 2038 | 2039 | 2040 | 2041 | 2042 | 2043 | 2044 | 2045 | 2046 | 2047 | 2048 | 2049 | 2050
Accummulated Annual Demand | CRPWHE | Mt | Calculations | 17.58 | 17.932 | 18.29 | 18.656 | 19.029 | 19.41 | 19.798 | 20.194 | 20.598 | 21.01 | 21.43 | 21.859 | 22.296 | 22.742 | 23.196 | 23.66 | 24.134 | 24.616 | 25.109 | 25.611 | 26.123 | 26.645 | 27.178 | 27.722 | 28.276 | 28.842 | 29.419 | 30.007 | 30.607 | 31.219 | 31.844
Accummulated Annual Demand | CRPMAI | Mt |  | 15.197 | 15.501 | 15.811 | 16.127 | 16.45 | 16.779 | 17.114 | 17.457 | 17.806 | 18.162 | 18.525 | 18.896 | 19.273 | 19.659 | 20.052 | 20.453 | 20.862 | 21.279 | 21.705 | 22.139 | 22.582 | 23.034 | 23.494 | 23.964 | 24.443 | 24.932 | 25.431 | 25.94 | 26.458 | 26.988 | 27.527
Accummulated Annual Demand | CRPCOT | Mt |  | 0.105 | 0.107 | 0.109 | 0.111 | 0.114 | 0.116 | 0.118 | 0.121 | 0.123 | 0.125 | 0.128 | 0.131 | 0.133 | 0.136 | 0.139 | 0.141 | 0.144 | 0.147 | 0.15 | 0.153 | 0.156 | 0.159 | 0.162 | 0.166 | 0.169 | 0.172 | 0.176 | 0.179 | 0.183 | 0.186 | 0.19
Accummulated Annual Demand | CRPRIC | Mt |  | 6.042 | 6.163 | 6.286 | 6.412 | 6.54 | 6.671 | 6.804 | 6.94 | 7.079 | 7.221 | 7.365 | 7.512 | 7.663 | 7.816 | 7.972 | 8.132 | 8.294 | 8.46 | 8.629 | 8.802 | 8.978 | 9.158 | 9.341 | 9.528 | 9.718 | 9.913 | 10.111 | 10.313 | 10.519 | 10.73 | 10.944
Accummulated Annual Demand | CRPSGC | Mt |  | 15.977 | 16.297 | 16.622 | 16.955 | 17.294 | 17.64 | 17.993 | 18.353 | 18.72 | 19.094 | 19.476 | 19.865 | 20.263 | 20.668 | 21.081 | 21.503 | 21.933 | 22.372 | 22.819 | 23.275 | 23.741 | 24.216 | 24.7 | 25.194 | 25.698 | 26.212 | 26.736 | 27.271 | 27.816 | 28.373 | 28.94
Accummulated Annual Demand | LBLT | kha |  | 3.509 | 3.803 | 4.122 | 4.469 | 4.847 | 5.257 | 5.702 | 6.185 | 6.71 | 7.28 | 7.899 | 8.57 | 9.298 | 10.086 | 10.94 | 11.863 | 12.862 | 13.941 | 15.106 | 16.362 | 17.717 | 19.177 | 20.749 | 22.44 | 24.258 | 26.211 | 28.308 | 30.557 | 32.968 | 35.551 | 38.317
Accummulated Annual Demand | LWAT | kha |  | 8.644 | 8.644 | 8.644 | 8.644 | 8.644 | 8.644 | 8.644 | 8.644 | 8.644 | 8.644 | 8.644 | 8.644 | 8.644 | 8.644 | 8.644 | 8.644 | 8.644 | 8.644 | 8.644 | 8.644 | 8.644 | 8.644 | 8.644 | 8.644 | 8.644 | 8.644 | 8.644 | 8.644 | 8.644 | 8.644 | 8.644
MINLND
Parameter | Commodity | Units | Source | 2020 | 2021 | 2022 | 2023 | 2024 | 2025 | 2026 | 2027 | 2028 | 2029 | 2030 | 2031 | 2032 | 2033 | 2034 | 2035 | 2036 | 2037 | 2038 | 2039 | 2040 | 2041 | 2042 | 2043 | 2044 | 2045 | 2046 | 2047 | 2048 | 2049 | 2050
Total Technology Annual Activity Upper Limit | - | kha | 4 | 743 | 743 | 743 | 743 | 743 | 743 | 743 | 743 | 743 | 743 | 743 | 743 | 743 | 743 | 743 | 743 | 743 | 743 | 743 | 743 | 743 | 743 | 743 | 743 | 743 | 743 | 743 | 743 | 743 | 743 | 743
Total Annual Max Capacity | - | kha | 2 | 999999 | 999999 | 999999 | 999999 | 999999 | 999999 | 999999 | 999999 | 999999 | 999999 | 999999 | 999999 | 999999 | 999999 | 999999 | 999999 | 999999 | 999999 | 999999 | 999999 | 999999 | 999999 | 999999 | 999999 | 999999 | 999999 | 999999 | 999999 | 999999 | 999999 | 999999
Output Activity Ratio | LND | kha / kha | 2 | bar: 2020 to 2050
LNDFOR
Parameter | Commodity | Units | Source | 2020 | 2021 | 2022 | 2023 | 2024 | 2025 | 2026 | 2027 | 2028 | 2029 | 2030 | 2031 | 2032 | 2033 | 2034 | 2035 | 2036 | 2037 | 2038 | 2039 | 2040 | 2041 | 2042 | 2043 | 2044 | 2045 | 2046 | 2047 | 2048 | 2049 | 2050
Input Activity Ratio | LND | kha / kha | 2 | bar: 2020 to 2050
Input Activity Ratio | WTRPRC | BCM / kha | 2 | bar: 2020 to 2050
Output Activity Ratio | LFOR | kha / kha | 2 | bar: 2020 to 2050
Output Activity Ratio | WTREVT | BCM / kha | Calculations | 0.71 | 0.71 | 0.71 | 0.71 | 0.71 | 0.71 | 0.71 | 0.71 | 0.71 | 0.71 | 0.71 | 0.71 | 0.71 | 0.71 | 0.71 | 0.71 | 0.71 | 0.71 | 0.71 | 0.71 | 0.71 | 0.71 | 0.71 | 0.71 | 0.71 | 0.71 | 0.71 | 0.71 | 0.71 | 0.71 | 0.71
Output Activity Ratio | WTRSUR | BCM / kha |  | 0.265 | 0.265 | 0.265 | 0.265 | 0.265 | 0.265 | 0.265 | 0.265 | 0.265 | 0.265 | 0.265 | 0.265 | 0.265 | 0.265 | 0.265 | 0.265 | 0.265 | 0.265 | 0.265 | 0.265 | 0.265 | 0.265 | 0.265 | 0.265 | 0.265 | 0.265 | 0.265 | 0.265 | 0.265 | 0.265 | 0.265
Output Activity Ratio | WTRGWT | BCM / kha |  | 0.025 | 0.025 | 0.025 | 0.025 | 0.025 | 0.025 | 0.025 | 0.025 | 0.025 | 0.025 | 0.025 | 0.025 | 0.025 | 0.025 | 0.025 | 0.025 | 0.025 | 0.025 | 0.025 | 0.025 | 0.025 | 0.025 | 0.025 | 0.025 | 0.025 | 0.025 | 0.025 | 0.025 | 0.025 | 0.025 | 0.025
Total Technology Annual Activity Lower Limit | - | 103km2 |  | 6.4 | 6.4 | 6.4 | 6.4 | 6.4 | 6.4 | 6.4 | 6.4 | 6.4 | 6.4 | 6.4 | 6.4 | 6.4 | 6.4 | 6.4 | 6.4 | 6.4 | 6.4 | 6.4 | 6.4 | 6.4 | 6.4 | 6.4 | 6.4 | 6.4 | 6.4 | 6.4 | 6.4 | 6.4 | 6.4 | 6.4
Total Annual Max Capacity |  |  | 2 | 999999 | 999999 | 999999 | 999999 | 999999 | 999999 | 999999 | 999999 | 999999 | 999999 | 999999 | 999999 | 999999 | 999999 | 999999 | 999999 | 999999 | 999999 | 999999 | 999999 | 999999 | 999999 | 999999 | 999999 | 999999 | 999999 | 999999 | 999999 | 999999 | 999999 | 999999
Variable Cost | - | MUSD / kha | 2 | -0.2 | -0.2 | -0.2 | -0.2 | -0.2 | -0.2 | -0.2 | -0.2 | -0.2 | -0.2 | -0.2 | -0.2 | -0.2 | -0.2 | -0.2 | -0.2 | -0.2 | -0.2 | -0.2 | -0.2 | -0.2 | -0.2 | -0.2 | -0.2 | -0.2 | -0.2 | -0.2 | -0.2 | -0.2 | -0.2 | -0.2
CapacitytoActivity Unit | 1 | kha / kha | 2 | bar: 2020 to 2050
Operational Life | 15 | years | 2 | bar: 2020 to 2050
LNDBLT
Parameter | Commodity | Units | Source | 2020 | 2021 | 2022 | 2023 | 2024 | 2025 | 2026 | 2027 | 2028 | 2029 | 2030 | 2031 | 2032 | 2033 | 2034 | 2035 | 2036 | 2037 | 2038 | 2039 | 2040 | 2041 | 2042 | 2043 | 2044 | 2045 | 2046 | 2047 | 2048 | 2049 | 2050
Input Activity Ratio | LND | kha / kha | 2 | bar: 2020 to 2050
Input Activity Ratio | WATPRC | BCM / kha | 2 | bar: 2020 to 2050
Output Activity Ratio | LBLT | kha / kha | 2 | bar: 2020 to 2050
Output Activity Ratio | WTREVT | BCM / kha | Calculations | 0.63 | 0.63 | 0.63 | 0.63 | 0.63 | 0.63 | 0.63 | 0.63 | 0.63 | 0.63 | 0.63 | 0.63 | 0.63 | 0.63 | 0.63 | 0.63 | 0.63 | 0.63 | 0.63 | 0.63 | 0.63 | 0.63 | 0.63 | 0.63 | 0.63 | 0.63 | 0.63 | 0.63 | 0.63 | 0.63 | 0.63
Output Activity Ratio | WTRSUR | BCM / kha |  | 0.34 | 0.34 | 0.34 | 0.34 | 0.34 | 0.34 | 0.34 | 0.34 | 0.34 | 0.34 | 0.34 | 0.34 | 0.34 | 0.34 | 0.34 | 0.34 | 0.34 | 0.34 | 0.34 | 0.34 | 0.34 | 0.34 | 0.34 | 0.34 | 0.34 | 0.34 | 0.34 | 0.34 | 0.34 | 0.34 | 0.34
Output Activity Ratio | WTRGWT | BCM / kha |  | 0.03 | 0.03 | 0.03 | 0.03 | 0.03 | 0.03 | 0.03 | 0.03 | 0.03 | 0.03 | 0.03 | 0.03 | 0.03 | 0.03 | 0.03 | 0.03 | 0.03 | 0.03 | 0.03 | 0.03 | 0.03 | 0.03 | 0.03 | 0.03 | 0.03 | 0.03 | 0.03 | 0.03 | 0.03 | 0.03 | 0.03
Variable Cost | - | MUSD/kha | 2 | 2 | 2 | 2 | 2 | 2 | 2 | 2 | 2 | 2 | 2 | 2 | 2 | 2 | 2 | 2 | 2 | 2 | 2 | 2 | 2 | 2 | 2 | 2 | 2 | 2 | 2 | 2 | 2 | 2 | 2 | 2
Capacity to Activity Unit | 1 | kha / kha | 2
Operational Life | 1 | years | 2
LNDWAT
Parameter | Commodity | Units | Source | 2020 | 2021 | 2022 | 2023 | 2024 | 2025 | 2026 | 2027 | 2028 | 2029 | 2030 | 2031 | 2032 | 2033 | 2034 | 2035 | 2036 | 2037 | 2038 | 2039 | 2040 | 2041 | 2042 | 2043 | 2044 | 2045 | 2046 | 2047 | 2048 | 2049 | 2050
Input Activity Ratio | LND | kha / kha | 2 | bar: 2020 to 2050
Input Activity Ratio | WATPRC | BCM / kha | 2 | bar: 2020 to 2050
Output Activity Ratio | LWAT | kha / kha | 2 | bar: 2020 to 2050
Output Activity Ratio | WTREVT | BCM / kha | Calculations | 0.33 | 0.33 | 0.33 | 0.33 | 0.33 | 0.33 | 0.33 | 0.33 | 0.33 | 0.33 | 0.33 | 0.33 | 0.33 | 0.33 | 0.33 | 0.33 | 0.33 | 0.33 | 0.33 | 0.33 | 0.33 | 0.33 | 0.33 | 0.33 | 0.33 | 0.33 | 0.33 | 0.33 | 0.33 | 0.33 | 0.33
Output Activity Ratio | WTRSUR | BCM / kha |  | 0.6 | 0.6 | 0.6 | 0.6 | 0.6 | 0.6 | 0.6 | 0.6 | 0.6 | 0.6 | 0.6 | 0.6 | 0.6 | 0.6 | 0.6 | 0.6 | 0.6 | 0.6 | 0.6 | 0.6 | 0.6 | 0.6 | 0.6 | 0.6 | 0.6 | 0.6 | 0.6 | 0.6 | 0.6 | 0.6 | 0.6
Output Activity Ratio | WTRGWT | BCM / kha |  | 0.07 | 0.07 | 0.07 | 0.07 | 0.07 | 0.07 | 0.07 | 0.07 | 0.07 | 0.07 | 0.07 | 0.07 | 0.07 | 0.07 | 0.07 | 0.07 | 0.07 | 0.07 | 0.07 | 0.07 | 0.07 | 0.07 | 0.07 | 0.07 | 0.07 | 0.07 | 0.07 | 0.07 | 0.07 | 0.07 | 0.07
Variable Cost | - | MUSD/kha | 2 | 2 | 2 | 2 | 2 | 2 | 2 | 2 | 2 | 2 | 2 | 2 | 2 | 2 | 2 | 2 | 2 | 2 | 2 | 2 | 2 | 2 | 2 | 2 | 2 | 2 | 2 | 2 | 2 | 2 | 2 | 2
Capacity to Activity Unit | 1 | kha / kha | 2
Operational Life | 1 | years | 2
LNDOTH
Parameter | Commodity | Units | Source | 2020 | 2021 | 2022 | 2023 | 2024 | 2025 | 2026 | 2027 | 2028 | 2029 | 2030 | 2031 | 2032 | 2033 | 2034 | 2035 | 2036 | 2037 | 2038 | 2039 | 2040 | 2041 | 2042 | 2043 | 2044 | 2045 | 2046 | 2047 | 2048 | 2049 | 2050
Input Activity Ratio | LND | kha / kha | 2 | bar: 2020 to 2050
Input Activity Ratio | WTRPRC | BCM / kha | 2 | bar: 2020 to 2050
Output Activity Ratio | LOTH | kha / kha | 2 | bar: 2020 to 2050
Output Activity Ratio | WTREVT | BCM / kha | Calculations | 0.71 | 0.71 | 0.71 | 0.71 | 0.71 | 0.71 | 0.71 | 0.71 | 0.71 | 0.71 | 0.71 | 0.71 | 0.71 | 0.71 | 0.71 | 0.71 | 0.71 | 0.71 | 0.71 | 0.71 | 0.71 | 0.71 | 0.71 | 0.71 | 0.71 | 0.71 | 0.71 | 0.71 | 0.71 | 0.71 | 0.71
Output Activity Ratio | WTRSUR | BCM / kha |  | 0.27 | 0.27 | 0.27 | 0.27 | 0.27 | 0.27 | 0.27 | 0.27 | 0.27 | 0.27 | 0.27 | 0.27 | 0.27 | 0.27 | 0.27 | 0.27 | 0.27 | 0.27 | 0.27 | 0.27 | 0.27 | 0.27 | 0.27 | 0.27 | 0.27 | 0.27 | 0.27 | 0.27 | 0.27 | 0.27 | 0.27
Output Activity Ratio | WTRGWT | BCM / kha |  | 0.02 | 0.02 | 0.02 | 0.02 | 0.02 | 0.02 | 0.02 | 0.02 | 0.02 | 0.02 | 0.02 | 0.02 | 0.02 | 0.02 | 0.02 | 0.02 | 0.02 | 0.02 | 0.02 | 0.02 | 0.02 | 0.02 | 0.02 | 0.02 | 0.02 | 0.02 | 0.02 | 0.02 | 0.02 | 0.02 | 0.02
Capacity to Activity Unit | 1 | kha / kha | 2
Operational Life | 1 | years | 2
LNDMAIHI
Parameter | Commodity | Units | Source | 2020 | 2021 | 2022 | 2023 | 2024 | 2025 | 2026 | 2027 | 2028 | 2029 | 2030 | 2031 | 2032 | 2033 | 2034 | 2035 | 2036 | 2037 | 2038 | 2039 | 2040 | 2041 | 2042 | 2043 | 2044 | 2045 | 2046 | 2047 | 2048 | 2049 | 2050
Input Activity Ratio | LND | kha / kha | 2 | bar: 2020 to 2050
Input Activity Ratio | WTRPRC | BCM / kha | 2 | bar: 2020 to 2050
Input Activity Ratio | AGRWAT | BCM / kha | Calculations | 1.177 | 1.177 | 1.177 | 1.177 | 1.177 | 1.177 | 1.177 | 1.177 | 1.177 | 1.177 | 1.177 | 1.177 | 1.177 | 1.177 | 1.177 | 1.177 | 1.177 | 1.177 | 1.177 | 1.177 | 1.177 | 1.177 | 1.177 | 1.177 | 1.177 | 1.177 | 1.177 | 1.177 | 1.177 | 1.177 | 1.177
Input Activity Ratio | AGRDSL | PJ / kha |  | 0.12 | 0.12 | 0.12 | 0.12 | 0.12 | 0.12 | 0.12 | 0.12 | 0.12 | 0.12 | 0.12 | 0.12 | 0.12 | 0.12 | 0.12 | 0.12 | 0.12 | 0.12 | 0.12 | 0.12 | 0.12 | 0.12 | 0.12 | 0.12 | 0.12 | 0.12 | 0.12 | 0.12 | 0.12 | 0.12 | 0.12
Output Activity Ratio | CRPMAI | Mt / kha |  | 0.092 | 0.092 | 0.092 | 0.092 | 0.092 | 0.092 | 0.092 | 0.092 | 0.092 | 0.092 | 0.092 | 0.092 | 0.092 | 0.092 | 0.092 | 0.092 | 0.092 | 0.092 | 0.092 | 0.092 | 0.092 | 0.092 | 0.092 | 0.092 | 0.092 | 0.092 | 0.092 | 0.092 | 0.092 | 0.092 | 0.092
Output Activity Ratio | WTREVT | BCM / kha |  | 0.33 | 0.33 | 0.33 | 0.33 | 0.33 | 0.33 | 0.33 | 0.33 | 0.33 | 0.33 | 0.33 | 0.33 | 0.33 | 0.33 | 0.33 | 0.33 | 0.33 | 0.33 | 0.33 | 0.33 | 0.33 | 0.33 | 0.33 | 0.33 | 0.33 | 0.33 | 0.33 | 0.33 | 0.33 | 0.33 | 0.33
Output Activity Ratio | WTRSUR | BCM / kha |  | 0.636 | 0.636 | 0.636 | 0.636 | 0.636 | 0.636 | 0.636 | 0.636 | 0.636 | 0.636 | 0.636 | 0.636 | 0.636 | 0.636 | 0.636 | 0.636 | 0.636 | 0.636 | 0.636 | 0.636 | 0.636 | 0.636 | 0.636 | 0.636 | 0.636 | 0.636 | 0.636 | 0.636 | 0.636 | 0.636 | 0.636
Output Activity Ratio | WTRGWT | BCM / kha |  | 0.034 | 0.034 | 0.034 | 0.034 | 0.034 | 0.034 | 0.034 | 0.034 | 0.034 | 0.034 | 0.034 | 0.034 | 0.034 | 0.034 | 0.034 | 0.034 | 0.034 | 0.034 | 0.034 | 0.034 | 0.034 | 0.034 | 0.034 | 0.034 | 0.034 | 0.034 | 0.034 | 0.034 | 0.034 | 0.034 | 0.034
Residual Capacity | - | kha |  | 8.953 | 8.356 | 7.759 | 7.162 | 6.566 | 5.969 | 5.372 | 4.775 | 4.178 | 3.581 | 2.984 | 2.387 | 1.791 | 1.194 | 0.597 | 0 | 0 | 0 | 0 | 0 | 0 | 0 | 0 | 0 | 0 | 0 | 0 | 0 | 0 | 0 | 0
Total Annual Max Capacity Investment | - | kha | 2 | 999999 | 999999 | 999999 | 999999 | 999999 | 999999 | 999999 | 999999 | 999999 | 999999 | 999999 | 999999 | 999999 | 999999 | 999999 | 999999 | 999999 | 999999 | 999999 | 999999 | 999999 | 999999 | 999999 | 999999 | 999999 | 999999 | 999999 | 999999 | 999999 | 999999 | 999999
Total Annual Max Capacity | - | kha | 2 | 999999 | 999999 | 999999 | 999999 | 999999 | 999999 | 999999 | 999999 | 999999 | 999999 | 999999 | 999999 | 999999 | 999999 | 999999 | 999999 | 999999 | 999999 | 999999 | 999999 | 999999 | 999999 | 999999 | 999999 | 999999 | 999999 | 999999 | 999999 | 999999 | 999999 | 999999
Capital Cost | - | MUSD / kha | 2 | 80 | 80 | 80 | 80 | 80 | 80 | 80 | 80 | 80 | 80 | 80 | 80 | 80 | 80 | 80 | 80 | 80 | 80 | 80 | 80 | 80 | 80 | 80 | 80 | 80 | 80 | 80 | 80 | 80 | 80 | 80
Operational Life | 15 | years | 2
LNDMAIHR
Parameter | Commodity | Units | Source | 2020 | 2021 | 2022 | 2023 | 2024 | 2025 | 2026 | 2027 | 2028 | 2029 | 2030 | 2031 | 2032 | 2033 | 2034 | 2035 | 2036 | 2037 | 2038 | 2039 | 2040 | 2041 | 2042 | 2043 | 2044 | 2045 | 2046 | 2047 | 2048 | 2049 | 2050
Input Activity Ratio | LND | kha / kha | 2 | bar: 2020 to 2050
Input Activity Ratio | WTRPRC | BCM / kha | 2 | bar: 2020 to 2050
Input Activity Ratio | AGRDSL | PJ / kha | Calculations | 0.08 | 0.08 | 0.08 | 0.08 | 0.08 | 0.08 | 0.08 | 0.08 | 0.08 | 0.08 | 0.08 | 0.08 | 0.08 | 0.08 | 0.08 | 0.08 | 0.08 | 0.08 | 0.08 | 0.08 | 0.08 | 0.08 | 0.08 | 0.08 | 0.08 | 0.08 | 0.08 | 0.08 | 0.08 | 0.08 | 0.08
Output Activity Ratio | CRPMAI | Mt / kha |  | 0.951 | 0.951 | 0.951 | 0.951 | 0.951 | 0.951 | 0.951 | 0.951 | 0.951 | 0.951 | 0.951 | 0.951 | 0.951 | 0.951 | 0.951 | 0.951 | 0.951 | 0.951 | 0.951 | 0.951 | 0.951 | 0.951 | 0.951 | 0.951 | 0.951 | 0.951 | 0.951 | 0.951 | 0.951 | 0.951 | 0.951
Output Activity Ratio | WTREVT | BCM / kha |  | 0.3 | 0.3 | 0.3 | 0.3 | 0.3 | 0.3 | 0.3 | 0.3 | 0.3 | 0.3 | 0.3 | 0.3 | 0.3 | 0.3 | 0.3 | 0.3 | 0.3 | 0.3 | 0.3 | 0.3 | 0.3 | 0.3 | 0.3 | 0.3 | 0.3 | 0.3 | 0.3 | 0.3 | 0.3 | 0.3 | 0.3
Output Activity Ratio | WTRSUR | BCM / kha |  | 0.665 | 0.665 | 0.665 | 0.665 | 0.665 | 0.665 | 0.665 | 0.665 | 0.665 | 0.665 | 0.665 | 0.665 | 0.665 | 0.665 | 0.665 | 0.665 | 0.665 | 0.665 | 0.665 | 0.665 | 0.665 | 0.665 | 0.665 | 0.665 | 0.665 | 0.665 | 0.665 | 0.665 | 0.665 | 0.665 | 0.665
Output Activity Ratio | WTRGWT | BCM / kha |  | 0.035 | 0.035 | 0.035 | 0.035 | 0.035 | 0.035 | 0.035 | 0.035 | 0.035 | 0.035 | 0.035 | 0.035 | 0.035 | 0.035 | 0.035 | 0.035 | 0.035 | 0.035 | 0.035 | 0.035 | 0.035 | 0.035 | 0.035 | 0.035 | 0.035 | 0.035 | 0.035 | 0.035 | 0.035 | 0.035 | 0.035
Residual Capacity | - | kha |  | 0.347 | 0.324 | 0.301 | 0.278 | 0.254 | 0.231 | 0.208 | 0.185 | 0.162 | 0.139 | 0.116 | 0.093 | 0.069 | 0.046 | 0.023 | 0 | 0 | 0 | 0 | 0 | 0 | 0 | 0 | 0 | 0 | 0 | 0 | 0 | 0 | 0 | 0
Total Annual Max Capacity Investment | - | kha | 2 | 999999 | 999999 | 999999 | 999999 | 999999 | 999999 | 999999 | 999999 | 999999 | 999999 | 999999 | 999999 | 999999 | 999999 | 999999 | 999999 | 999999 | 999999 | 999999 | 999999 | 999999 | 999999 | 999999 | 999999 | 999999 | 999999 | 999999 | 999999 | 999999 | 999999 | 999999
Total Annual Max Capacity | - | kha | 2 | 999999 | 999999 | 999999 | 999999 | 999999 | 999999 | 999999 | 999999 | 999999 | 999999 | 999999 | 999999 | 999999 | 999999 | 999999 | 999999 | 999999 | 999999 | 999999 | 999999 | 999999 | 999999 | 999999 | 999999 | 999999 | 999999 | 999999 | 999999 | 999999 | 999999 | 999999
Capital Cost | - | MUSD / kha | 2 | 10 | 11 | 12 | 13 | 14 | 15 | 16 | 17 | 18 | 19 | 20 | 21 | 22 | 23 | 24 | 25 | 26 | 27 | 28 | 29 | 30 | 31 | 32 | 33 | 34 | 35 | 36 | 37 | 38 | 39 | 40
Operational Life | 15 | years | 2: 2
LNDWHEHR | bar: 2
Parameter | Commodity | Units | Source | 2020 | 2021 | 2022 | 2023 | 2024 | 2025 | 2026 | 2027 | 2028 | 2029 | 2030 | 2031 | 2032 | 2033 | 2034 | 2035 | 2036 | 2037 | 2038 | 2039 | 2040 | 2041 | 2042 | 2043 | 2044 | 2045 | 2046 | 2047 | 2048 | 2049 | 2050
Input Activity Ratio | LND | kha / kha | 2 | bar: 2020 to 2050
Input Activity Ratio | WTRPRC | BCM / kha | 2 | 1 | 0.442 | 0.442 | 0.442 | 0.442 | 0.442 | 0.442 | 0.442 | 0.442 | 0.442 | 0.442 | 0.442 | 0.442 | 0.442 | 0.442 | 0.442 | 0.442 | 0.442 | 0.442 | 0.442 | 0.442 | 0.442 | 0.442 | 0.442 | 0.442 | 0.442 | 0.442 | 0.442 | 0.442 | 0.442 | 0.442
Input Activity Ratio | AGRDSL | PJ / kha | Calculations | 0.08 | 0.12 | 0.12 | 0.12 | 0.12 | 0.12 | 0.12 | 0.12 | 0.12 | 0.12 | 0.12 | 0.12 | 0.12 | 0.12 | 0.12 | 0.12 | 0.12 | 0.12 | 0.12 | 0.12 | 0.12 | 0.12 | 0.12 | 0.12 | 0.12 | 0.12 | 0.12 | 0.12 | 0.12 | 0.12 | 0.12
Output Activity Ratio | CRPWHE | Mt / kha |  | 1.528 | 0.919 | 0.919 | 0.919 | 0.919 | 0.919 | 0.919 | 0.919 | 0.919 | 0.919 | 0.919 | 0.919 | 0.919 | 0.919 | 0.919 | 0.919 | 0.919 | 0.919 | 0.919 | 0.919 | 0.919 | 0.919 | 0.919 | 0.919 | 0.919 | 0.919 | 0.919 | 0.919 | 0.919 | 0.919 | 0.919
Output Activity Ratio | WTREVT | BCM / kha |  | 0.42 | 0.145 | 0.145 | 0.145 | 0.145 | 0.145 | 0.145 | 0.145 | 0.145 | 0.145 | 0.145 | 0.145 | 0.145 | 0.145 | 0.145 | 0.145 | 0.145 | 0.145 | 0.145 | 0.145 | 0.145 | 0.145 | 0.145 | 0.145 | 0.145 | 0.145 | 0.145 | 0.145 | 0.145 | 0.145 | 0.145
Output Activity Ratio | WTRSUR | BCM / kha |  | 0.52 | 0.682 | 0.682 | 0.682 | 0.682 | 0.682 | 0.682 | 0.682 | 0.682 | 0.682 | 0.682 | 0.682 | 0.682 | 0.682 | 0.682 | 0.682 | 0.682 | 0.682 | 0.682 | 0.682 | 0.682 | 0.682 | 0.682 | 0.682 | 0.682 | 0.682 | 0.682 | 0.682 | 0.682 | 0.682 | 0.682
Output Activity Ratio | WTRGWT | BCM / kha |  | 0.06 | 0.682 | 0.682 | 0.682 | 0.682 | 0.682 | 0.682 | 0.682 | 0.682 | 0.682 | 0.682 | 0.682 | 0.682 | 0.682 | 0.682 | 0.682 | 0.682 | 0.682 | 0.682 | 0.682 | 0.682 | 0.682 | 0.682 | 0.682 | 0.682 | 0.682 | 0.682 | 0.682 | 0.682 | 0.682 | 0.682
Residual Capacity | - | kha |  | 0.533 | 0.498 | 0.462 | 0.427 | 0.391 | 0.356 | 0.32 | 0.285 | 0.249 | 0.213 | 0.178 | 0.142 | 0.107 | 0.071 | 0.036 | 0 | 0 | 0 | 0 | 0 | 0 | 0 | 0 | 0 | 0 | 0 | 0 | 0 | 0 | 0 | 0
Total Annual Max Capacity Investment | - | kha | 2 | 999999 | 999999 | 999999 | 999999 | 999999 | 999999 | 999999 | 999999 | 999999 | 999999 | 999999 | 999999 | 999999 | 999999 | 999999 | 999999 | 999999 | 999999 | 999999 | 999999 | 999999 | 999999 | 999999 | 999999 | 999999 | 999999 | 999999 | 999999 | 999999 | 999999 | 999999
Total Annual Max Capacity | - | kha | 2 | 999999 | 999999 | 999999 | 999999 | 999999 | 999999 | 999999 | 999999 | 999999 | 999999 | 999999 | 999999 | 999999 | 999999 | 999999 | 999999 | 999999 | 999999 | 999999 | 999999 | 999999 | 999999 | 999999 | 999999 | 999999 | 999999 | 999999 | 999999 | 999999 | 999999 | 999999
Capital Cost | - | MUSD / kha | 2 | 10 | 11 | 12 | 13 | 14 | 15 | 16 | 17 | 18 | 19 | 20 | 21 | 22 | 23 | 24 | 25 | 26 | 27 | 28 | 29 | 30 | 31 | 32 | 33 | 34 | 35 | 36 | 37 | 38 | 39 | 40
Operational Life | 15 | years | 2: 2
LNDWHEHI | bar: 2
Parameter | Commodity | Units | Source | 2020 | 2021 | 2022 | 2023 | 2024 | 2025 | 2026 | 2027 | 2028 | 2029 | 2030 | 2031 | 2032 | 2033 | 2034 | 2035 | 2036 | 2037 | 2038 | 2039 | 2040 | 2041 | 2042 | 2043 | 2044 | 2045 | 2046 | 2047 | 2048 | 2049 | 2050
Input Activity Ratio | LND | kha / kha | 2 | bar: 2020 to 2050
Input Activity Ratio | WTRPRC | BCM / kha | 2 | bar: 2020 to 2050
Input Activity Ratio | AGRWAT | BCM / kha | Calculations | 1.177 | 1.177 | 1.177 | 1.177 | 1.177 | 1.177 | 1.177 | 1.177 | 1.177 | 1.177 | 1.177 | 1.177 | 1.177 | 1.177 | 1.177 | 1.177 | 1.177 | 1.177 | 1.177 | 1.177 | 1.177 | 1.177 | 1.177 | 1.177 | 1.177 | 1.177 | 1.177 | 1.177 | 1.177 | 1.177 | 1.177
Input Activity Ratio | AGRDSL | PJ / kha |  | 0.12 | 0.12 | 0.12 | 0.12 | 0.12 | 0.12 | 0.12 | 0.12 | 0.12 | 0.12 | 0.12 | 0.12 | 0.12 | 0.12 | 0.12 | 0.12 | 0.12 | 0.12 | 0.12 | 0.12 | 0.12 | 0.12 | 0.12 | 0.12 | 0.12 | 0.12 | 0.12 | 0.12 | 0.12 | 0.12 | 0.12
Output Activity Ratio | CRPWHE | Mt / kha |  | 0.148 | 0.148 | 0.148 | 0.148 | 0.148 | 0.148 | 0.148 | 0.148 | 0.148 | 0.148 | 0.148 | 0.148 | 0.148 | 0.148 | 0.148 | 0.148 | 0.148 | 0.148 | 0.148 | 0.148 | 0.148 | 0.148 | 0.148 | 0.148 | 0.148 | 0.148 | 0.148 | 0.148 | 0.148 | 0.148 | 0.148
Output Activity Ratio | WTREVT | BCM / kha |  | 0.42 | 0.42 | 0.42 | 0.42 | 0.42 | 0.42 | 0.42 | 0.42 | 0.42 | 0.42 | 0.42 | 0.42 | 0.42 | 0.42 | 0.42 | 0.42 | 0.42 | 0.42 | 0.42 | 0.42 | 0.42 | 0.42 | 0.42 | 0.42 | 0.42 | 0.42 | 0.42 | 0.42 | 0.42 | 0.42 | 0.42
Output Activity Ratio | WTRSUR | BCM / kha |  | 0.52 | 0.52 | 0.52 | 0.52 | 0.52 | 0.52 | 0.52 | 0.52 | 0.52 | 0.52 | 0.52 | 0.52 | 0.52 | 0.52 | 0.52 | 0.52 | 0.52 | 0.52 | 0.52 | 0.52 | 0.52 | 0.52 | 0.52 | 0.52 | 0.52 | 0.52 | 0.52 | 0.52 | 0.52 | 0.52 | 0.52
Output Activity Ratio | WTRGWT | BCM / kha |  | 0.06 | 0.06 | 0.06 | 0.06 | 0.06 | 0.06 | 0.06 | 0.06 | 0.06 | 0.06 | 0.06 | 0.06 | 0.06 | 0.06 | 0.06 | 0.06 | 0.06 | 0.06 | 0.06 | 0.06 | 0.06 | 0.06 | 0.06 | 0.06 | 0.06 | 0.06 | 0.06 | 0.06 | 0.06 | 0.06 | 0.06
Residual Capacity | - | kha |  | 13.769 | 12.851 | 11.933 | 11.015 | 10.097 | 9.179 | 8.261 | 7.343 | 6.426 | 5.508 | 4.59 | 3.672 | 2.754 | 1.836 | 0.918 | 0 | 0 | 0 | 0 | 0 | 0 | 0 | 0 | 0 | 0 | 0 | 0 | 0 | 0 | 0 | 0
Total Annual Max Capacity Investment | - | kha | 2 | 999999 | 999999 | 999999 | 999999 | 999999 | 999999 | 999999 | 999999 | 999999 | 999999 | 999999 | 999999 | 999999 | 999999 | 999999 | 999999 | 999999 | 999999 | 999999 | 999999 | 999999 | 999999 | 999999 | 999999 | 999999 | 999999 | 999999 | 999999 | 999999 | 999999 | 999999
Total Annual Max Capacity | - | kha | 2 | 999999 | 999999 | 999999 | 999999 | 999999 | 999999 | 999999 | 999999 | 999999 | 999999 | 999999 | 999999 | 999999 | 999999 | 999999 | 999999 | 999999 | 999999 | 999999 | 999999 | 999999 | 999999 | 999999 | 999999 | 999999 | 999999 | 999999 | 999999 | 999999 | 999999 | 999999
Capital Cost | - | MUSD / kha | 2 | 80 | 81 | 82 | 83 | 84 | 85 | 86 | 87 | 88 | 89 | 90 | 91 | 92 | 93 | 94 | 95 | 96 | 97 | 98 | 99 | 100 | 101 | 102 | 103 | 104 | 105 | 106 | 107 | 108 | 109 | 110
Operational Life | 15 | years | 2: 2
LNDSGCHR
Parameter | Commodity | Units | Source | 2020 | 2021 | 2022 | 2023 | 2024 | 2025 | 2026 | 2027 | 2028 | 2029 | 2030 | 2031 | 2032 | 2033 | 2034 | 2035 | 2036 | 2037 | 2038 | 2039 | 2040 | 2041 | 2042 | 2043 | 2044 | 2045 | 2046 | 2047 | 2048 | 2049 | 2050
Input Activity Ratio | LND | kha / kha | 2 | bar: 2020 to 2050
Input Activity Ratio | WTRPRC | BCM / kha | 2 | bar: 2020 to 2050
Input Activity Ratio | AGRDSL | PJ / kha | Calculations | 0.08 | 0.08 | 0.08 | 0.08 | 0.08 | 0.08 | 0.08 | 0.08 | 0.08 | 0.08 | 0.08 | 0.08 | 0.08 | 0.08 | 0.08 | 0.08 | 0.08 | 0.08 | 0.08 | 0.08 | 0.08 | 0.08 | 0.08 | 0.08 | 0.08 | 0.08 | 0.08 | 0.08 | 0.08 | 0.08 | 0.08
Output Activity Ratio | CRPSGC | Mt / kha |  | 76.427 | 76.427 | 76.427 | 76.427 | 76.427 | 76.427 | 76.427 | 76.427 | 76.427 | 76.427 | 76.427 | 76.427 | 76.427 | 76.427 | 76.427 | 76.427 | 76.427 | 76.427 | 76.427 | 76.427 | 76.427 | 76.427 | 76.427 | 76.427 | 76.427 | 76.427 | 76.427 | 76.427 | 76.427 | 76.427 | 76.427
Output Activity Ratio | WTREVT | BCM / kha |  | 0.42 | 0.42 | 0.42 | 0.42 | 0.42 | 0.42 | 0.42 | 0.42 | 0.42 | 0.42 | 0.42 | 0.42 | 0.42 | 0.42 | 0.42 | 0.42 | 0.42 | 0.42 | 0.42 | 0.42 | 0.42 | 0.42 | 0.42 | 0.42 | 0.42 | 0.42 | 0.42 | 0.42 | 0.42 | 0.42 | 0.42
Output Activity Ratio | WTRSUR | BCM / kha |  | 0.52 | 0.52 | 0.52 | 0.52 | 0.52 | 0.52 | 0.52 | 0.52 | 0.52 | 0.52 | 0.52 | 0.52 | 0.52 | 0.52 | 0.52 | 0.52 | 0.52 | 0.52 | 0.52 | 0.52 | 0.52 | 0.52 | 0.52 | 0.52 | 0.52 | 0.52 | 0.52 | 0.52 | 0.52 | 0.52 | 0.52
Output Activity Ratio | WTRGWT | BCM / kha |  | 0.06 | 0.06 | 0.06 | 0.06 | 0.06 | 0.06 | 0.06 | 0.06 | 0.06 | 0.06 | 0.06 | 0.06 | 0.06 | 0.06 | 0.06 | 0.06 | 0.06 | 0.06 | 0.06 | 0.06 | 0.06 | 0.06 | 0.06 | 0.06 | 0.06 | 0.06 | 0.06 | 0.06 | 0.06 | 0.06 | 0.06
Residual Capacity | - | kha |  | 0.056 | 0.053 | 0.049 | 0.045 | 0.041 | 0.038 | 0.034 | 0.03 | 0.026 | 0.023 | 0.019 | 0.015 | 0.011 | 0.008 | 0.004 | 0 | 0 | 0 | 0 | 0 | 0 | 0 | 0 | 0 | 0 | 0 | 0 | 0 | 0 | 0 | 0
Total Annual Max Capacity Investment | - | kha | 2 | 999999 | 999999 | 999999 | 999999 | 999999 | 999999 | 999999 | 999999 | 999999 | 999999 | 999999 | 999999 | 999999 | 999999 | 999999 | 999999 | 999999 | 999999 | 999999 | 999999 | 999999 | 999999 | 999999 | 999999 | 999999 | 999999 | 999999 | 999999 | 999999 | 999999 | 999999
Total Annual Max Capacity | - | kha | 2 | 999999 | 999999 | 999999 | 999999 | 999999 | 999999 | 999999 | 999999 | 999999 | 999999 | 999999 | 999999 | 999999 | 999999 | 999999 | 999999 | 999999 | 999999 | 999999 | 999999 | 999999 | 999999 | 999999 | 999999 | 999999 | 999999 | 999999 | 999999 | 999999 | 999999 | 999999
Capital Cost | - | MUSD / kha | 2 | 10 | 10 | 10 | 10 | 10 | 10 | 10 | 10 | 10 | 10 | 10 | 10 | 10 | 10 | 10 | 10 | 10 | 10 | 10 | 10 | 10 | 10 | 10 | 10 | 10 | 10 | 10 | 10 | 10 | 10 | 10
Operational Life | 15 | years | 2
LNDSGCHI
Parameter | Commodity | Units | Source | 2020 | 2021 | 2022 | 2023 | 2024 | 2025 | 2026 | 2027 | 2028 | 2029 | 2030 | 2031 | 2032 | 2033 | 2034 | 2035 | 2036 | 2037 | 2038 | 2039 | 2040 | 2041 | 2042 | 2043 | 2044 | 2045 | 2046 | 2047 | 2048 | 2049 | 2050
Input Activity Ratio | LND | kha / kha | 2 | bar: 2020 to 2050
Input Activity Ratio | WTRPRC | BCM / kha | 2 | bar: 2020 to 2050
Input Activity Ratio | AGRWAT | BCM / kha | Calculations | 1.177 | 1.177 | 1.177 | 1.177 | 1.177 | 1.177 | 1.177 | 1.177 | 1.177 | 1.177 | 1.177 | 1.177 | 1.177 | 1.177 | 1.177 | 1.177 | 1.177 | 1.177 | 1.177 | 1.177 | 1.177 | 1.177 | 1.177 | 1.177 | 1.177 | 1.177 | 1.177 | 1.177 | 1.177 | 1.177 | 1.177
Input Activity Ratio | AGRDSL | PJ / kha |  | 0.12 | 0.12 | 0.12 | 0.12 | 0.12 | 0.12 | 0.12 | 0.12 | 0.12 | 0.12 | 0.12 | 0.12 | 0.12 | 0.12 | 0.12 | 0.12 | 0.12 | 0.12 | 0.12 | 0.12 | 0.12 | 0.12 | 0.12 | 0.12 | 0.12 | 0.12 | 0.12 | 0.12 | 0.12 | 0.12 | 0.12
Output Activity Ratio | CRPSGC | Mt / kha |  | 7.42 | 7.42 | 7.42 | 7.42 | 7.42 | 7.42 | 7.42 | 7.42 | 7.42 | 7.42 | 7.42 | 7.42 | 7.42 | 7.42 | 7.42 | 7.42 | 7.42 | 7.42 | 7.42 | 7.42 | 7.42 | 7.42 | 7.42 | 7.42 | 7.42 | 7.42 | 7.42 | 7.42 | 7.42 | 7.42 | 7.42
Output Activity Ratio | WTREVT | BCM / kha |  | 0.42 | 0.42 | 0.42 | 0.42 | 0.42 | 0.42 | 0.42 | 0.42 | 0.42 | 0.42 | 0.42 | 0.42 | 0.42 | 0.42 | 0.42 | 0.42 | 0.42 | 0.42 | 0.42 | 0.42 | 0.42 | 0.42 | 0.42 | 0.42 | 0.42 | 0.42 | 0.42 | 0.42 | 0.42 | 0.42 | 0.42
Output Activity Ratio | WTRSUR | BCM / kha |  | 0.52 | 0.52 | 0.52 | 0.52 | 0.52 | 0.52 | 0.52 | 0.52 | 0.52 | 0.52 | 0.52 | 0.52 | 0.52 | 0.52 | 0.52 | 0.52 | 0.52 | 0.52 | 0.52 | 0.52 | 0.52 | 0.52 | 0.52 | 0.52 | 0.52 | 0.52 | 0.52 | 0.52 | 0.52 | 0.52 | 0.52
Output Activity Ratio | WTRGWT | BCM / kha |  | 0.06 | 0.06 | 0.06 | 0.06 | 0.06 | 0.06 | 0.06 | 0.06 | 0.06 | 0.06 | 0.06 | 0.06 | 0.06 | 0.06 | 0.06 | 0.06 | 0.06 | 0.06 | 0.06 | 0.06 | 0.06 | 0.06 | 0.06 | 0.06 | 0.06 | 0.06 | 0.06 | 0.06 | 0.06 | 0.06 | 0.06
Residual Capacity | - | kha |  | 1.458 | 1.361 | 1.263 | 1.166 | 1.069 | 0.972 | 0.875 | 0.778 | 0.68 | 0.583 | 0.486 | 0.389 | 0.292 | 0.194 | 0.097 | 0 | 0 | 0 | 0 | 0 | 0 | 0 | 0 | 0 | 0 | 0 | 0 | 0 | 0 | 0 | 0
Total Annual Max Capacity Investment | - | kha | 2 | 999999 | 999999 | 999999 | 999999 | 999999 | 999999 | 999999 | 999999 | 999999 | 999999 | 999999 | 999999 | 999999 | 999999 | 999999 | 999999 | 999999 | 999999 | 999999 | 999999 | 999999 | 999999 | 999999 | 999999 | 999999 | 999999 | 999999 | 999999 | 999999 | 999999 | 999999
Total Annual Max Capacity | - | kha | 2 | 999999 | 999999 | 999999 | 999999 | 999999 | 999999 | 999999 | 999999 | 999999 | 999999 | 999999 | 999999 | 999999 | 999999 | 999999 | 999999 | 999999 | 999999 | 999999 | 999999 | 999999 | 999999 | 999999 | 999999 | 999999 | 999999 | 999999 | 999999 | 999999 | 999999 | 999999
Capital Cost | - | MUSD / kha | 2 | 80 | 80 | 80 | 80 | 80 | 80 | 80 | 80 | 80 | 80 | 80 | 80 | 80 | 80 | 80 | 80 | 80 | 80 | 80 | 80 | 80 | 80 | 80 | 80 | 80 | 80 | 80 | 80 | 80 | 80 | 80
Operational Life | 15 | years | 2
LNDCOTHR
Parameter | Commodity | Units | Source | 2020 | 2021 | 2022 | 2023 | 2024 | 2025 | 2026 | 2027 | 2028 | 2029 | 2030 | 2031 | 2032 | 2033 | 2034 | 2035 | 2036 | 2037 | 2038 | 2039 | 2040 | 2041 | 2042 | 2043 | 2044 | 2045 | 2046 | 2047 | 2048 | 2049 | 2050
Input Activity Ratio | LND | kha / kha | 2 | bar: 2020 to 2050
Input Activity Ratio | WTRPRC | BCM / kha | 2 | bar: 2020 to 2050
Input Activity Ratio | AGRDSL | PJ / kha | Calculations | 0.08 | 0.08 | 0.08 | 0.08 | 0.08 | 0.08 | 0.08 | 0.08 | 0.08 | 0.08 | 0.08 | 0.08 | 0.08 | 0.08 | 0.08 | 0.08 | 0.08 | 0.08 | 0.08 | 0.08 | 0.08 | 0.08 | 0.08 | 0.08 | 0.08 | 0.08 | 0.08 | 0.08 | 0.08 | 0.08 | 0.08
Output Activity Ratio | CRPCOT | Mt / kha |  | 2.77 | 2.77 | 2.77 | 2.77 | 2.77 | 2.77 | 2.77 | 2.77 | 2.77 | 2.77 | 2.77 | 2.77 | 2.77 | 2.77 | 2.77 | 2.77 | 2.77 | 2.77 | 2.77 | 2.77 | 2.77 | 2.77 | 2.77 | 2.77 | 2.77 | 2.77 | 2.77 | 2.77 | 2.77 | 2.77 | 2.77
Output Activity Ratio | WTREVT | BCM / kha |  | 0.42 | 0.42 | 0.42 | 0.42 | 0.42 | 0.42 | 0.42 | 0.42 | 0.42 | 0.42 | 0.42 | 0.42 | 0.42 | 0.42 | 0.42 | 0.42 | 0.42 | 0.42 | 0.42 | 0.42 | 0.42 | 0.42 | 0.42 | 0.42 | 0.42 | 0.42 | 0.42 | 0.42 | 0.42 | 0.42 | 0.42
Output Activity Ratio | WTRSUR | BCM / kha |  | 0.52 | 0.52 | 0.52 | 0.52 | 0.52 | 0.52 | 0.52 | 0.52 | 0.52 | 0.52 | 0.52 | 0.52 | 0.52 | 0.52 | 0.52 | 0.52 | 0.52 | 0.52 | 0.52 | 0.52 | 0.52 | 0.52 | 0.52 | 0.52 | 0.52 | 0.52 | 0.52 | 0.52 | 0.52 | 0.52 | 0.52
Output Activity Ratio | WTRGWT | BCM / kha |  | 0.06 | 0.06 | 0.06 | 0.06 | 0.06 | 0.06 | 0.06 | 0.06 | 0.06 | 0.06 | 0.06 | 0.06 | 0.06 | 0.06 | 0.06 | 0.06 | 0.06 | 0.06 | 0.06 | 0.06 | 0.06 | 0.06 | 0.06 | 0.06 | 0.06 | 0.06 | 0.06 | 0.06 | 0.06 | 0.06 | 0.06
Residual Capacity | - | kha |  | 0.032 | 0.03 | 0.028 | 0.026 | 0.024 | 0.022 | 0.019 | 0.017 | 0.015 | 0.013 | 0.011 | 0.009 | 0.006 | 0.004 | 0.002 | 0 | 0 | 0 | 0 | 0 | 0 | 0 | 0 | 0 | 0 | 0 | 0 | 0 | 0 | 0 | 0
Total Annual Max Capacity Investment | - | kha | 2 | 999999 | 999999 | 999999 | 999999 | 999999 | 999999 | 999999 | 999999 | 999999 | 999999 | 999999 | 999999 | 999999 | 999999 | 999999 | 999999 | 999999 | 999999 | 999999 | 999999 | 999999 | 999999 | 999999 | 999999 | 999999 | 999999 | 999999 | 999999 | 999999 | 999999 | 999999
Total Annual Max Capacity | - | kha | 2 | 999999 | 999999 | 999999 | 999999 | 999999 | 999999 | 999999 | 999999 | 999999 | 999999 | 999999 | 999999 | 999999 | 999999 | 999999 | 999999 | 999999 | 999999 | 999999 | 999999 | 999999 | 999999 | 999999 | 999999 | 999999 | 999999 | 999999 | 999999 | 999999 | 999999 | 999999
Capital Cost | - | MUSD / kha | 2 | 10 | 11 | 12 | 13 | 14 | 15 | 16 | 17 | 18 | 19 | 20 | 21 | 22 | 23 | 24 | 25 | 26 | 27 | 28 | 29 | 30 | 31 | 32 | 33 | 34 | 35 | 36 | 37 | 38 | 39 | 40
Operational Life | 15 | years | 2: 2
LNDCOTHI | bar: 2
Parameter | Commodity | Units | Source | 2020 | 2021 | 2022 | 2023 | 2024 | 2025 | 2026 | 2027 | 2028 | 2029 | 2030 | 2031 | 2032 | 2033 | 2034 | 2035 | 2036 | 2037 | 2038 | 2039 | 2040 | 2041 | 2042 | 2043 | 2044 | 2045 | 2046 | 2047 | 2048 | 2049 | 2050
Input Activity Ratio | LND | kha / kha | 2 | bar: 2020 to 2050
Input Activity Ratio | WTRPRC | BCM / kha | 2 | bar: 2020 to 2050
Input Activity Ratio | AGRWAT | BCM / kha | Calculations | 1.177 | 1.177 | 1.177 | 1.177 | 1.177 | 1.177 | 1.177 | 1.177 | 1.177 | 1.177 | 1.177 | 1.177 | 1.177 | 1.177 | 1.177 | 1.177 | 1.177 | 1.177 | 1.177 | 1.177 | 1.177 | 1.177 | 1.177 | 1.177 | 1.177 | 1.177 | 1.177 | 1.177 | 1.177 | 1.177 | 1.177
Input Activity Ratio | AGRDSL | PJ / kha |  | 0.12 | 0.12 | 0.12 | 0.12 | 0.12 | 0.12 | 0.12 | 0.12 | 0.12 | 0.12 | 0.12 | 0.12 | 0.12 | 0.12 | 0.12 | 0.12 | 0.12 | 0.12 | 0.12 | 0.12 | 0.12 | 0.12 | 0.12 | 0.12 | 0.12 | 0.12 | 0.12 | 0.12 | 0.12 | 0.12 | 0.12
Output Activity Ratio | CRPCOT | Mt / kha |  | 0.268 | 0.268 | 0.268 | 0.268 | 0.268 | 0.268 | 0.268 | 0.268 | 0.268 | 0.268 | 0.268 | 0.268 | 0.268 | 0.268 | 0.268 | 0.268 | 0.268 | 0.268 | 0.268 | 0.268 | 0.268 | 0.268 | 0.268 | 0.268 | 0.268 | 0.268 | 0.268 | 0.268 | 0.268 | 0.268 | 0.268
Output Activity Ratio | WTREVT | BCM / kha |  | 0.42 | 0.42 | 0.42 | 0.42 | 0.42 | 0.42 | 0.42 | 0.42 | 0.42 | 0.42 | 0.42 | 0.42 | 0.42 | 0.42 | 0.42 | 0.42 | 0.42 | 0.42 | 0.42 | 0.42 | 0.42 | 0.42 | 0.42 | 0.42 | 0.42 | 0.42 | 0.42 | 0.42 | 0.42 | 0.42 | 0.42
Output Activity Ratio | WTRSUR | BCM / kha |  | 0.52 | 0.52 | 0.52 | 0.52 | 0.52 | 0.52 | 0.52 | 0.52 | 0.52 | 0.52 | 0.52 | 0.52 | 0.52 | 0.52 | 0.52 | 0.52 | 0.52 | 0.52 | 0.52 | 0.52 | 0.52 | 0.52 | 0.52 | 0.52 | 0.52 | 0.52 | 0.52 | 0.52 | 0.52 | 0.52 | 0.52
Output Activity Ratio | WTRGWT | BCM / kha |  | 0.06 | 0.06 | 0.06 | 0.06 | 0.06 | 0.06 | 0.06 | 0.06 | 0.06 | 0.06 | 0.06 | 0.06 | 0.06 | 0.06 | 0.06 | 0.06 | 0.06 | 0.06 | 0.06 | 0.06 | 0.06 | 0.06 | 0.06 | 0.06 | 0.06 | 0.06 | 0.06 | 0.06 | 0.06 | 0.06 | 0.06
Residual Capacity | - | kha |  | 0.836 | 0.78 | 0.724 | 0.669 | 0.613 | 0.557 | 0.501 | 0.446 | 0.39 | 0.334 | 0.279 | 0.223 | 0.167 | 0.111 | 0.056 | 0 | 0 | 0 | 0 | 0 | 0 | 0 | 0 | 0 | 0 | 0 | 0 | 0 | 0 | 0 | 0
Total Annual Max Capacity Investment | - | kha | 2 | 999999 | 999999 | 999999 | 999999 | 999999 | 999999 | 999999 | 999999 | 999999 | 999999 | 999999 | 999999 | 999999 | 999999 | 999999 | 999999 | 999999 | 999999 | 999999 | 999999 | 999999 | 999999 | 999999 | 999999 | 999999 | 999999 | 999999 | 999999 | 999999 | 999999 | 999999
Total Annual Max Capacity | - | kha | 2 | 999999 | 999999 | 999999 | 999999 | 999999 | 999999 | 999999 | 999999 | 999999 | 999999 | 999999 | 999999 | 999999 | 999999 | 999999 | 999999 | 999999 | 999999 | 999999 | 999999 | 999999 | 999999 | 999999 | 999999 | 999999 | 999999 | 999999 | 999999 | 999999 | 999999 | 999999
Capital Cost | - | MUSD / kha | 2 | 80 | 80 | 80 | 80 | 80 | 80 | 80 | 80 | 80 | 80 | 80 | 80 | 80 | 80 | 80 | 80 | 80 | 80 | 80 | 80 | 80 | 80 | 80 | 80 | 80 | 80 | 80 | 80 | 80 | 80 | 80
Operational Life | 15 | years | 2
LNDRICHR
Parameter | Commodity | Units | Source | 2020 | 2021 | 2022 | 2023 | 2024 | 2025 | 2026 | 2027 | 2028 | 2029 | 2030 | 2031 | 2032 | 2033 | 2034 | 2035 | 2036 | 2037 | 2038 | 2039 | 2040 | 2041 | 2042 | 2043 | 2044 | 2045 | 2046 | 2047 | 2048 | 2049 | 2050
Input Activity Ratio | LND | kha / kha | 2 | bar: 2020 to 2050
Input Activity Ratio | WTRPRC | BCM / kha | 2 | bar: 2020 to 2050
Input Activity Ratio | AGRDSL | PJ / kha | Calculations | 0.08 | 0.08 | 0.08 | 0.08 | 0.08 | 0.08 | 0.08 | 0.08 | 0.08 | 0.08 | 0.08 | 0.08 | 0.08 | 0.08 | 0.08 | 0.08 | 0.08 | 0.08 | 0.08 | 0.08 | 0.08 | 0.08 | 0.08 | 0.08 | 0.08 | 0.08 | 0.08 | 0.08 | 0.08 | 0.08 | 0.08
Output Activity Ratio | CRPRIC | Mt / kha |  | 3.525 | 3.525 | 3.525 | 3.525 | 3.525 | 3.525 | 3.525 | 3.525 | 3.525 | 3.525 | 3.525 | 3.525 | 3.525 | 3.525 | 3.525 | 3.525 | 3.525 | 3.525 | 3.525 | 3.525 | 3.525 | 3.525 | 3.525 | 3.525 | 3.525 | 3.525 | 3.525 | 3.525 | 3.525 | 3.525 | 3.525
Output Activity Ratio | WTREVT | BCM / kha |  | 0.42 | 0.42 | 0.42 | 0.42 | 0.42 | 0.42 | 0.42 | 0.42 | 0.42 | 0.42 | 0.42 | 0.42 | 0.42 | 0.42 | 0.42 | 0.42 | 0.42 | 0.42 | 0.42 | 0.42 | 0.42 | 0.42 | 0.42 | 0.42 | 0.42 | 0.42 | 0.42 | 0.42 | 0.42 | 0.42 | 0.42
Output Activity Ratio | WTRSUR | BCM / kha |  | 0.52 | 0.52 | 0.52 | 0.52 | 0.52 | 0.52 | 0.52 | 0.52 | 0.52 | 0.52 | 0.52 | 0.52 | 0.52 | 0.52 | 0.52 | 0.52 | 0.52 | 0.52 | 0.52 | 0.52 | 0.52 | 0.52 | 0.52 | 0.52 | 0.52 | 0.52 | 0.52 | 0.52 | 0.52 | 0.52 | 0.52
Output Activity Ratio | WTRGWT | BCM / kha |  | 0.06 | 0.06 | 0.06 | 0.06 | 0.06 | 0.06 | 0.06 | 0.06 | 0.06 | 0.06 | 0.06 | 0.06 | 0.06 | 0.06 | 0.06 | 0.06 | 0.06 | 0.06 | 0.06 | 0.06 | 0.06 | 0.06 | 0.06 | 0.06 | 0.06 | 0.06 | 0.06 | 0.06 | 0.06 | 0.06 | 0.06
Residual Capacity | - | kha |  | 0.241 | 0.225 | 0.209 | 0.193 | 0.177 | 0.161 | 0.145 | 0.129 | 0.113 | 0.096 | 0.08 | 0.064 | 0.048 | 0.032 | 0.016 | 0 | 0 | 0 | 0 | - | - | - | - | - | - | - | - | - | - | - | -
Total Annual Max Capacity Investment | - | kha |  | 999999 | 999999 | 999999 | 999999 | 999999 | 999999 | 999999 | 999999 | 999999 | 999999 | 999999 | 999999 | 999999 | 999999 | 999999 | 999999 | 999999 | 999999 | 999999 | 999999 | 999999 | 999999 | 999999 | 999999 | 999999 | 999999 | 999999 | 999999 | 999999 | 999999 | 999999
Total Annual Max Capacity | - | kha | 2 | 999999 | 999999 | 999999 | 999999 | 999999 | 999999 | 999999 | 999999 | 999999 | 999999 | 999999 | 999999 | 999999 | 999999 | 999999 | 999999 | 999999 | 999999 | 999999 | 999999 | 999999 | 999999 | 999999 | 999999 | 999999 | 999999 | 999999 | 999999 | 999999 | 999999 | 999999
Capital Cost | - | MUSD / kha | 2 | 10 | 10 | 10 | 10 | 10 | 10 | 10 | 10 | 10 | 10 | 10 | 10 | 10 | 10 | 10 | 10 | 10 | 10 | 10 | 10 | 10 | 10 | 10 | 10 | 10 | 10 | 10 | 10 | 10 | 10 | 10
Fixed Cost | - | MUSD / kha | 2 | bar: 2020 to 2050
Variable Cost | - | MUSD / kha | 2 | bar: 2020 to 2050
Operational Life | 15 | years | 2
LNDRICHI
Parameter | Commodity | Units | Source | 2020 | 2021 | 2022 | 2023 | 2024 | 2025 | 2026 | 2027 | 2028 | 2029 | 2030 | 2031 | 2032 | 2033 | 2034 | 2035 | 2036 | 2037 | 2038 | 2039 | 2040 | 2041 | 2042 | 2043 | 2044 | 2045 | 2046 | 2047 | 2048 | 2049 | 2050
Input Activity Ratio | LND | kha / kha | 2 | bar: 2020 to 2050
Input Activity Ratio | WTRPRC | BCM / kha | 2 | bar: 2020 to 2050
Input Activity Ratio | AGRWAT | BCM / kha | Calculations | 1.177 | 1.177 | 1.177 | 1.177 | 1.177 | 1.177 | 1.177 | 1.177 | 1.177 | 1.177 | 1.177 | 1.177 | 1.177 | 1.177 | 1.177 | 1.177 | 1.177 | 1.177 | 1.177 | 1.177 | 1.177 | 1.177 | 1.177 | 1.177 | 1.177 | 1.177 | 1.177 | 1.177 | 1.177 | 1.177 | 1.177
Input Activity Ratio | AGRDSL | PJ / kha |  | 0.12 | 0.12 | 0.12 | 0.12 | 0.12 | 0.12 | 0.12 | 0.12 | 0.12 | 0.12 | 0.12 | 0.12 | 0.12 | 0.12 | 0.12 | 0.12 | 0.12 | 0.12 | 0.12 | 0.12 | 0.12 | 0.12 | 0.12 | 0.12 | 0.12 | 0.12 | 0.12 | 0.12 | 0.12 | 0.12 | 0.12
Output Activity Ratio | CRPRIC | Mt / kha |  | 0.341 | 0.341 | 0.341 | 0.341 | 0.341 | 0.341 | 0.341 | 0.341 | 0.341 | 0.341 | 0.341 | 0.341 | 0.341 | 0.341 | 0.341 | 0.341 | 0.341 | 0.341 | 0.341 | 0.341 | 0.341 | 0.341 | 0.341 | 0.341 | 0.341 | 0.341 | 0.341 | 0.341 | 0.341 | 0.341 | 0.341
Output Activity Ratio | WTREVT | BCM / kha |  | 0.42 | 0.42 | 0.42 | 0.42 | 0.42 | 0.42 | 0.42 | 0.42 | 0.42 | 0.42 | 0.42 | 0.42 | 0.42 | 0.42 | 0.42 | 0.42 | 0.42 | 0.42 | 0.42 | 0.42 | 0.42 | 0.42 | 0.42 | 0.42 | 0.42 | 0.42 | 0.42 | 0.42 | 0.42 | 0.42 | 0.42
Output Activity Ratio | WTRSUR | BCM / kha |  | 0.52 | 0.52 | 0.52 | 0.52 | 0.52 | 0.52 | 0.52 | 0.52 | 0.52 | 0.52 | 0.52 | 0.52 | 0.52 | 0.52 | 0.52 | 0.52 | 0.52 | 0.52 | 0.52 | 0.52 | 0.52 | 0.52 | 0.52 | 0.52 | 0.52 | 0.52 | 0.52 | 0.52 | 0.52 | 0.52 | 0.52
Output Activity Ratio | WTRGWT | BCM / kha |  | 0.06 | 0.06 | 0.06 | 0.06 | 0.06 | 0.06 | 0.06 | 0.06 | 0.06 | 0.06 | 0.06 | 0.06 | 0.06 | 0.06 | 0.06 | 0.06 | 0.06 | 0.06 | 0.06 | 0.06 | 0.06 | 0.06 | 0.06 | 0.06 | 0.06 | 0.06 | 0.06 | 0.06 | 0.06 | 0.06 | 0.06
Residual Capacity | - | kha |  | 6.222 | 5.807 | 5.393 | 4.978 | 4.563 | 4.148 | 3.733 | 3.318 | 2.904 | 2.489 | 2.074 | 1.659 | 1.244 | 0.83 | 0.415 | 0 | 0 | 0 | 0 | 0 | 0 | 0 | 0 | 0 | 0 | 0 | 0 | 0 | 0 | 0 | 0
Total Annual Max Capacity Investment | - | kha | 2 | 999999 | 999999 | 999999 | 999999 | 999999 | 999999 | 999999 | 999999 | 999999 | 999999 | 999999 | 999999 | 999999 | 999999 | 999999 | 999999 | 999999 | 999999 | 999999 | 999999 | 999999 | 999999 | 999999 | 999999 | 999999 | 999999 | 999999 | 999999 | 999999 | 999999 | 999999
Total Annual Max Capacity | - | kha | 2 | 999999 | 999999 | 999999 | 999999 | 999999 | 999999 | 999999 | 999999 | 999999 | 999999 | 999999 | 999999 | 999999 | 999999 | 999999 | 999999 | 999999 | 999999 | 999999 | 999999 | 999999 | 999999 | 999999 | 999999 | 999999 | 999999 | 999999 | 999999 | 999999 | 999999 | 999999
Capital Cost | - | MUSD / kha | 2 | 80 | 80 | 80 | 80 | 80 | 80 | 80 | 80 | 80 | 80 | 80 | 80 | 80 | 80 | 80 | 80 | 80 | 80 | 80 | 80 | 80 | 80 | 80 | 80 | 80 | 80 | 80 | 80 | 80 | 80 | 80
Operational Life | 15 | years | 2
IMPMAI
Parameter | Commodity | Units | Source | 2020 | 2021 | 2022 | 2023 | 2024 | 2025 | 2026 | 2027 | 2028 | 2029 | 2030 | 2031 | 2032 | 2033 | 2034 | 2035 | 2036 | 2037 | 2038 | 2039 | 2040 | 2041 | 2042 | 2043 | 2044 | 2045 | 2046 | 2047 | 2048 | 2049 | 2050
Output Activity Ratio | CRPMAI | Mt / kha | 2 | bar: 2020 to 2050
Capacity factor | S11 | kha | 2 | bar: 2020 to 2050
| S12 |  | 2 | bar: 2020 to 2050
| S21 |  | 2 | bar: 2020 to 2050
| S22 |  | 2 | bar: 2020 to 2050
| S31 |  | 2 | bar: 2020 to 2050
| S32 |  | 2 | bar: 2020 to 2050
| S41 |  | 2 | bar: 2020 to 2050
| S42 |  | 2 | bar: 2020 to 2050
Total Annual Max Capacity | - | kha | 2 | 999999 | 999999 | 999999 | 999999 | 999999 | 999999 | 999999 | 999999 | 999999 | 999999 | 999999 | 999999 | 999999 | 999999 | 999999 | 999999 | 999999 | 999999 | 999999 | 999999 | 999999 | 999999 | 999999 | 999999 | 999999 | 999999 | 999999 | 999999 | 999999 | 999999 | 999999
Total Annual Max Capacity Investment | - |  | 2 | 999999 | 999999 | 999999 | 999999 | 999999 | 999999 | 999999 | 999999 | 999999 | 999999 | 999999 | 999999 | 999999 | 999999 | 999999 | 999999 | 999999 | 999999 | 999999 | 999999 | 999999 | 999999 | 999999 | 999999 | 999999 | 999999 | 999999 | 999999 | 999999 | 999999 | 999999
Capital Cost | - | MUSD / kha | 2 | 99999 | 99999 | 99999 | 99999 | 99999 | 99999 | 99999 | 99999 | 99999 | 99999 | 99999 | 99999 | 99999 | 99999 | 99999 | 99999 | 99999 | 99999 | 99999 | 99999 | 99999 | 99999 | 99999 | 99999 | 99999 | 99999 | 99999 | 99999 | 99999 | 99999 | 99999
Variable Cost | - | MUSD / kha | 2 | 99999 | 99999 | 99999 | 99999 | 99999 | 99999 | 99999 | 99999 | 99999 | 99999 | 99999 | 99999 | 99999 | 99999 | 99999 | 99999 | 99999 | 99999 | 99999 | 99999 | 99999 | 99999 | 99999 | 99999 | 99999 | 99999 | 99999 | 99999 | 99999 | 99999 | 99999
Total technology annual activity upper limit | - |  | 1 | 999999 | 999999 | 999999 | 999999 | 999999 | 999999 | 999999 | 999999 | 999999 | 999999 | 999999 | 999999 | 999999 | 999999 | 999999 | 999999 | 999999 | 999999 | 999999 | 999999 | 999999 | 999999 | 999999 | 999999 | 999999 | 999999 | 999999 | 999999 | 999999 | 999999 | 999999
Technology activity by mode upper limit | - |  | 2 | 99999 | 99999 | 99999 | 99999 | 99999 | 99999 | 99999 | 99999 | 99999 | 99999 | 99999 | 99999 | 99999 | 99999 | 99999 | 99999 | 99999 | 99999 | 99999 | 99999 | 99999 | 99999 | 99999 | 99999 | 99999 | 99999 | 99999 | 99999 | 99999 | 99999 | 99999
IMPWHE
Parameter | Commodity | Units | Source | 2020 | 2021 | 2022 | 2023 | 2024 | 2025 | 2026 | 2027 | 2028 | 2029 | 2030 | 2031 | 2032 | 2033 | 2034 | 2035 | 2036 | 2037 | 2038 | 2039 | 2040 | 2041 | 2042 | 2043 | 2044 | 2045 | 2046 | 2047 | 2048 | 2049 | 2050
Output Activity Ratio | CRPWHE | Mt / kha | 2 | bar: 2020 to 2050
Capacity factor | S11 | kha | 2 | bar: 2020 to 2050
| S12 |  | 2 | bar: 2020 to 2050
| S21 |  | 2 | bar: 2020 to 2050
| S22 |  | 2 | bar: 2020 to 2050
| S31 |  | 2 | bar: 2020 to 2050
| S32 |  | 2 | bar: 2020 to 2050
| S41 |  | 2 | bar: 2020 to 2050
| S42 |  | 2 | bar: 2020 to 2050
Total Annual Max Capacity | - | kha | 2 | 999999 | 999999 | 999999 | 999999 | 999999 | 999999 | 999999 | 999999 | 999999 | 999999 | 999999 | 999999 | 999999 | 999999 | 999999 | 999999 | 999999 | 999999 | 999999 | 999999 | 999999 | 999999 | 999999 | 999999 | 999999 | 999999 | 999999 | 999999 | 999999 | 999999 | 999999
Total Annual Max Capacity Investment | - |  | 2 | 999999 | 999999 | 999999 | 999999 | 999999 | 999999 | 999999 | 999999 | 999999 | 999999 | 999999 | 999999 | 999999 | 999999 | 999999 | 999999 | 999999 | 999999 | 999999 | 999999 | 999999 | 999999 | 999999 | 999999 | 999999 | 999999 | 999999 | 999999 | 999999 | 999999 | 999999
Capital Cost | - | MUSD / kha | 2 | 99999 | 99999 | 99999 | 99999 | 99999 | 99999 | 99999 | 99999 | 99999 | 99999 | 99999 | 99999 | 99999 | 99999 | 99999 | 99999 | 99999 | 99999 | 99999 | 99999 | 99999 | 99999 | 99999 | 99999 | 99999 | 99999 | 99999 | 99999 | 99999 | 99999 | 99999
Variable Cost | - | MUSD / kha | 2 | 99999 | 99999 | 99999 | 99999 | 99999 | 99999 | 99999 | 99999 | 99999 | 99999 | 99999 | 99999 | 99999 | 99999 | 99999 | 99999 | 99999 | 99999 | 99999 | 99999 | 99999 | 99999 | 99999 | 99999 | 99999 | 99999 | 99999 | 99999 | 99999 | 99999 | 99999
Total technology annual activity upper limit | - |  | 1 | 999999 | 999999 | 999999 | 999999 | 999999 | 999999 | 999999 | 999999 | 999999 | 999999 | 999999 | 999999 | 999999 | 999999 | 999999 | 999999 | 999999 | 999999 | 999999 | 999999 | 999999 | 999999 | 999999 | 999999 | 999999 | 999999 | 999999 | 999999 | 999999 | 999999 | 999999
Technology activity by mode upper limit | - |  | 2 | 99999 | 99999 | 99999 | 99999 | 99999 | 99999 | 99999 | 99999 | 99999 | 99999 | 99999 | 99999 | 99999 | 99999 | 99999 | 99999 | 99999 | 99999 | 99999 | 99999 | 99999 | 99999 | 99999 | 99999 | 99999 | 99999 | 99999 | 99999 | 99999 | 99999 | 99999
IMPSGC
Parameter | Commodity | Units | Source | 2020 | 2021 | 2022 | 2023 | 2024 | 2025 | 2026 | 2027 | 2028 | 2029 | 2030 | 2031 | 2032 | 2033 | 2034 | 2035 | 2036 | 2037 | 2038 | 2039 | 2040 | 2041 | 2042 | 2043 | 2044 | 2045 | 2046 | 2047 | 2048 | 2049 | 2050
Output Activity Ratio | CRPSGC | Mt / kha | 2 | 0 | 1 | 1 | 1 | 1 | 1 | 1 | 1 | 1 | 1 | 1 | 1 | 1 | 1 | 1 | 1 | 1 | 1 | 1 | 1 | 1 | 1 | 1 | 1 | 1 | 1 | 1 | 1 | 1 | 1 | 1
Capacity Factor | S11 |  | 2 | bar: 2020
| S12 |  | 2 | bar: 2020
| S21 |  | 2 | bar: 2020
| S22 |  | 2 | bar: 2020
| S31 |  | 2 | bar: 2020
| S32 |  | 2 | bar: 2020
| S41 |  | 2 | bar: 2020
| S42 |  | 2 | bar: 2020
Total Annual Max Capacity | - | kha | 2 | 999999 | 9999999 | 9999999 | 9999999 | 9999999 | 9999999 | 9999999 | 9999999 | 9999999 | 9999999 | 9999999 | 9999999 | 9999999 | 9999999 | 9999999 | 9999999 | 9999999 | 9999999 | 9999999 | 9999999 | 9999999 | 9999999 | 9999999 | 9999999 | 9999999 | 9999999 | 9999999 | 9999999 | 9999999 | 9999999 | 9999999
Total Annual Max Capacity Investment | - |  | 2 | 999999 | 9999999 | 9999999 | 9999999 | 9999999 | 9999999 | 9999999 | 9999999 | 9999999 | 9999999 | 9999999 | 9999999 | 9999999 | 9999999 | 9999999 | 9999999 | 9999999 | 9999999 | 9999999 | 9999999 | 9999999 | 9999999 | 9999999 | 9999999 | 9999999 | 9999999 | 9999999 | 9999999 | 9999999 | 9999999 | 9999999
Capital Cost | - | MUSD / kha | 2 | 99999 | 99999 | 99999 | 99999 | 99999 | 99999 | 99999 | 99999 | 99999 | 99999 | 99999 | 99999 | 99999 | 99999 | 99999 | 99999 | 99999 | 99999 | 99999 | 99999 | 99999 | 99999 | 99999 | 99999 | 99999 | 99999 | 99999 | 99999 | 99999 | 99999 | 99999
Variable Cost | - | MUSD / kha | 2 | 99999 | 99999 | 99999 | 99999 | 99999 | 99999 | 99999 | 99999 | 99999 | 99999 | 99999 | 99999 | 99999 | 99999 | 99999 | 99999 | 99999 | 99999 | 99999 | 99999 | 99999 | 99999 | 99999 | 99999 | 99999 | 99999 | 99999 | 99999 | 99999 | 99999 | 99999
Total technology annual activity upper limit | - |  | 1 | 999999 | 9999999 | 9999999 | 9999999 | 9999999 | 9999999 | 9999999 | 9999999 | 9999999 | 9999999 | 9999999 | 9999999 | 9999999 | 9999999 | 9999999 | 9999999 | 9999999 | 9999999 | 9999999 | 9999999 | 9999999 | 9999999 | 9999999 | 9999999 | 9999999 | 9999999 | 9999999 | 9999999 | 9999999 | 9999999 | 9999999
Technology activity by mode upper limit | - |  | 2 | 99999 | 99999 | 99999 | 99999 | 99999 | 99999 | 99999 | 99999 | 99999 | 99999 | 99999 | 99999 | 99999 | 99999 | 99999 | 99999 | 99999 | 99999 | 99999 | 99999 | 99999 | 99999 | 99999 | 99999 | 99999 | 99999 | 99999 | 99999 | 99999 | 99999 | 99999
IMPCOT
Parameter | Commodity | Units | Source | 2020 | 2021 | 2022 | 2023 | 2024 | 2025 | 2026 | 2027 | 2028 | 2029 | 2030 | 2031 | 2032 | 2033 | 2034 | 2035 | 2036 | 2037 | 2038 | 2039 | 2040 | 2041 | 2042 | 2043 | 2044 | 2045 | 2046 | 2047 | 2048 | 2049 | 2050
Output Activity Ratio | CRPCOT | Mt / kha | 2 | 0 | 0 | 0 | 0 | 0 | 0 | 0 | 0 | 0 | 0 | 0 | 0 | 0 | 0 | 0 | 0 | 0 | 0 | 0 | 0 | 0 | 0 | 0 | 0 | 0 | 0 | 0 | 0 | 0 | 0 | 0
Capacity factor | S11 | kha | 2 | bar: 2020 to 2050
| S12 |  | 2 | bar: 2020 to 2050
| S21 |  | 2 | bar: 2020 to 2050
| S22 |  | 2 | bar: 2020 to 2050
| S31 |  | 2 | bar: 2020 to 2050
| S32 |  | 2 | bar: 2020 to 2050
| S41 |  | 2 | bar: 2020 to 2050
| S42 |  | 2 | bar: 2020 to 2050
Total Annual Max Capacity | - | kha | 2 | 999999 | 999999 | 999999 | 999999 | 999999 | 999999 | 999999 | 999999 | 999999 | 999999 | 999999 | 999999 | 999999 | 999999 | 999999 | 999999 | 999999 | 999999 | 999999 | 999999 | 999999 | 999999 | 999999 | 999999 | 999999 | 999999 | 999999 | 999999 | 999999 | 999999 | 999999
Total Annual Max Capacity Investment | - |  | 2 | 999999 | 999999 | 999999 | 999999 | 999999 | 999999 | 999999 | 999999 | 999999 | 999999 | 999999 | 999999 | 999999 | 999999 | 999999 | 999999 | 999999 | 999999 | 999999 | 999999 | 999999 | 999999 | 999999 | 999999 | 999999 | 999999 | 999999 | 999999 | 999999 | 999999 | 999999
Capital Cost | - | MUSD / kha | 2 | 99999 | 99999 | 99999 | 99999 | 99999 | 99999 | 99999 | 99999 | 99999 | 99999 | 99999 | 99999 | 99999 | 99999 | 99999 | 99999 | 99999 | 99999 | 99999 | 99999 | 99999 | 99999 | 99999 | 99999 | 99999 | 99999 | 99999 | 99999 | 99999 | 99999 | 99999
Variable Cost | - | MUSD / kha | 2 | 99999 | 99999 | 99999 | 99999 | 99999 | 99999 | 99999 | 99999 | 99999 | 99999 | 99999 | 99999 | 99999 | 99999 | 99999 | 99999 | 99999 | 99999 | 99999 | 99999 | 99999 | 99999 | 99999 | 99999 | 99999 | 99999 | 99999 | 99999 | 99999 | 99999 | 99999
Total technology annual activity upper limit | - |  | 1 | 999999 | 999999 | 999999 | 999999 | 999999 | 999999 | 999999 | 999999 | 999999 | 999999 | 999999 | 999999 | 999999 | 999999 | 999999 | 999999 | 999999 | 999999 | 999999 | 999999 | 999999 | 999999 | 999999 | 999999 | 999999 | 999999 | 999999 | 999999 | 999999 | 999999 | 999999
Technology activity by mode upper limit | - |  | 2 | 99999 | 99999 | 99999 | 99999 | 99999 | 99999 | 99999 | 99999 | 99999 | 99999 | 99999 | 99999 | 99999 | 99999 | 99999 | 99999 | 99999 | 99999 | 99999 | 99999 | 99999 | 99999 | 99999 | 99999 | 99999 | 99999 | 99999 | 99999 | 99999 | 99999 | 99999
IMPRIC
Parameter | Commodity | Units | Source | 2020 | 2021 | 2022 | 2023 | 2024 | 2025 | 2026 | 2027 | 2028 | 2029 | 2030 | 2031 | 2032 | 2033 | 2034 | 2035 | 2036 | 2037 | 2038 | 2039 | 2040 | 2041 | 2042 | 2043 | 2044 | 2045 | 2046 | 2047 | 2048 | 2049 | 2050
Output Activity Ratio | CRPRIC | Mt / kha | 2 | 0 | 0 | 0 | 0 | 0 | 0 | 0 | 0 | 0 | 0 | 0 | 0 | 0 | 0 | 0 | 0 | 0 | 0 | 0 | 0 | 0 | 0 | 0 | 0 | 0 | 0 | 0 | 0 | 0 | 0 | 0
Capacity factor | S11 | kha | 2 | bar: 2020 to 2050
| S12 |  | 2 | bar: 2020 to 2050
| S21 |  | 2 | bar: 2020 to 2050
| S22 |  | 2 | bar: 2020 to 2050
| S31 |  | 2 | bar: 2020 to 2050
| S32 |  | 2 | bar: 2020 to 2050
| S41 |  | 2 | bar: 2020 to 2050
| S42 |  | 2 | bar: 2020 to 2050
Total Annual Max Capacity | - | kha | 2 | 999999 | 999999 | 999999 | 999999 | 999999 | 999999 | 999999 | 999999 | 999999 | 999999 | 999999 | 999999 | 999999 | 999999 | 999999 | 999999 | 999999 | 999999 | 999999 | 999999 | 999999 | 999999 | 999999 | 999999 | 999999 | 999999 | 999999 | 999999 | 999999 | 999999 | 999999
Total Annual Max Capacity Investment | - |  | 2 | 999999 | 999999 | 999999 | 999999 | 999999 | 999999 | 999999 | 999999 | 999999 | 999999 | 999999 | 999999 | 999999 | 999999 | 999999 | 999999 | 999999 | 999999 | 999999 | 999999 | 999999 | 999999 | 999999 | 999999 | 999999 | 999999 | 999999 | 999999 | 999999 | 999999 | 999999
Capital Cost | - | MUSD / kha | 2 | 99999 | 99999 | 99999 | 99999 | 99999 | 99999 | 99999 | 99999 | 99999 | 99999 | 99999 | 99999 | 99999 | 99999 | 99999 | 99999 | 99999 | 99999 | 99999 | 99999 | 99999 | 99999 | 99999 | 99999 | 99999 | 99999 | 99999 | 99999 | 99999 | 99999 | 99999
Variable Cost | - | MUSD / kha | 2 | 99999 | 99999 | 99999 | 99999 | 99999 | 99999 | 99999 | 99999 | 99999 | 99999 | 99999 | 99999 | 99999 | 99999 | 99999 | 99999 | 99999 | 99999 | 99999 | 99999 | 99999 | 99999 | 99999 | 99999 | 99999 | 99999 | 99999 | 99999 | 99999 | 99999 | 99999
Total technology annual activity upper limit | - |  | 1 | 999999 | 999999 | 999999 | 999999 | 999999 | 999999 | 999999 | 999999 | 999999 | 999999 | 999999 | 999999 | 999999 | 999999 | 999999 | 999999 | 999999 | 999999 | 999999 | 999999 | 999999 | 999999 | 999999 | 999999 | 999999 | 999999 | 999999 | 999999 | 999999 | 999999 | 999999
Technology activity by mode upper limit | - |  | 2 | 99999 | 99999 | 99999 | 99999 | 99999 | 99999 | 99999 | 99999 | 99999 | 99999 | 99999 | 99999 | 99999 | 99999 | 99999 | 99999 | 99999 | 99999 | 99999 | 99999 | 99999 | 99999 | 99999 | 99999 | 99999 | 99999 | 99999 | 99999 | 99999 | 99999 | 99999

## 3.3. Water System
3.3. Water system input data
DEMAGRSURWAT
Parameter | Commodity | Units | Source | 2020 | 2021 | 2022 | 2023 | 2024 | 2025 | 2026 | 2027 | 2028 | 2029 | 2030 | 2031 | 2032 | 2033 | 2034 | 2035 | 2036 | 2037 | 2038 | 2039 | 2040 | 2041 | 2042 | 2043 | 2044 | 2045 | 2046 | 2047 | 2048 | 2049 | 2050
Input Activity Ratio | ELC002 | PJ / BCM | 2 | 0.1 | 0.1 | 0.1 | 0.1 | 0.1 | 0.1 | 0.1 | 0.1 | 0.1 | 0.1 | 0.1 | 0.1 | 0.1 | 0.1 | 0.1 | 0.1 | 0.1 | 0.1 | 0.1 | 0.1 | 0.1 | 0.1 | 0.1 | 0.1 | 0.1 | 0.1 | 0.1 | 0.1 | 0.1 | 0.1 | 0.1
Input Activity Ratio | WTRSUR | PJ / BCM | 2 | bar: 2020 to 2050
Output Activity Ratio | AGRWAT | PJ / BCM | 2 | bar: 2020 to 2050
CapacitytoActivity Unit | 1 | MCM / MCM | 2
Operational Life | 1 | years | 2
DEMAGRGWTWAT
Parameter | Commodity | Units | Source | 2020 | 2021 | 2022 | 2023 | 2024 | 2025 | 2026 | 2027 | 2028 | 2029 | 2030 | 2031 | 2032 | 2033 | 2034 | 2035 | 2036 | 2037 | 2038 | 2039 | 2040 | 2041 | 2042 | 2043 | 2044 | 2045 | 2046 | 2047 | 2048 | 2049 | 2050
Input Activity Ratio | ELC002 | PJ / BCM | 2 | 0.2 | 0.2 | 0.2 | 0.2 | 0.2 | 0.2 | 0.2 | 0.2 | 0.2 | 0.2 | 0.2 | 0.2 | 0.2 | 0.2 | 0.2 | 0.2 | 0.2 | 0.2 | 0.2 | 0.2 | 0.2 | 0.2 | 0.2 | 0.2 | 0.2 | 0.2 | 0.2 | 0.2 | 0.2 | 0.2 | 0.2
Input Activity Ratio | WTRGWT | PJ / BCM | 2 | bar: 2020 to 2050
Output Activity Ratio | AGRWAT | PJ / BCM | 2 | bar: 2020 to 2050
CapacitytoActivity Unit | 1 | MCM / MCM | 2
Operational Life | 1 | years | 2
DEMPUBSURWAT
Parameter | Commodity | Units | Source | 2020 | 2021 | 2022 | 2023 | 2024 | 2025 | 2026 | 2027 | 2028 | 2029 | 2030 | 2031 | 2032 | 2033 | 2034 | 2035 | 2036 | 2037 | 2038 | 2039 | 2040 | 2041 | 2042 | 2043 | 2044 | 2045 | 2046 | 2047 | 2048 | 2049 | 2050
Input Activity Ratio | ELC002 | PJ / BCM | 2 | 0.1 | 0.1 | 0.1 | 0.1 | 0.1 | 0.1 | 0.1 | 0.1 | 0.1 | 0.1 | 0.1 | 0.1 | 0.1 | 0.1 | 0.1 | 0.1 | 0.1 | 0.1 | 0.1 | 0.1 | 0.1 | 0.1 | 0.1 | 0.1 | 0.1 | 0.1 | 0.1 | 0.1 | 0.1 | 0.1 | 0.1
Input Activity Ratio | WTRSUR | PJ / BCM | 2 | bar: 2020 to 2050
Output Activity Ratio | PUBWAT | PJ / BCM | 2 | bar: 2020 to 2050
CapacitytoActivity Unit | 1 | MCM / MCM | 2
Operational Life | 1 | years | 2
DEMPUBGWTWAT
Parameter | Commodity | Units | Source | 2020 | 2021 | 2022 | 2023 | 2024 | 2025 | 2026 | 2027 | 2028 | 2029 | 2030 | 2031 | 2032 | 2033 | 2034 | 2035 | 2036 | 2037 | 2038 | 2039 | 2040 | 2041 | 2042 | 2043 | 2044 | 2045 | 2046 | 2047 | 2048 | 2049 | 2050
Input Activity Ratio | ELC002 | PJ / BCM | 2 | 0.2 | 0.2 | 0.2 | 0.2 | 0.2 | 0.2 | 0.2 | 0.2 | 0.2 | 0.2 | 0.2 | 0.2 | 0.2 | 0.2 | 0.2 | 0.2 | 0.2 | 0.2 | 0.2 | 0.2 | 0.2 | 0.2 | 0.2 | 0.2 | 0.2 | 0.2 | 0.2 | 0.2 | 0.2 | 0.2 | 0.2
Input Activity Ratio | WTRGWT | PJ / BCM | 2 | bar: 2020 to 2050
Output Activity Ratio | PUBWAT | PJ / BCM | 2 | bar: 2020 to 2050
CapacitytoActivity Unit | 1 | BCM / BCM | 2
Operational Life | 1 | years | 2
DEMPWRSURWAT
Parameter | Commodity | Units | Source | 2020 | 2021 | 2022 | 2023 | 2024 | 2025 | 2026 | 2027 | 2028 | 2029 | 2030 | 2031 | 2032 | 2033 | 2034 | 2035 | 2036 | 2037 | 2038 | 2039 | 2040 | 2041 | 2042 | 2043 | 2044 | 2045 | 2046 | 2047 | 2048 | 2049 | 2050
Input Activity Ratio | ELC002 | PJ / BCM | 2 | 0.1 | 0.1 | 0.1 | 0.1 | 0.1 | 0.1 | 0.1 | 0.1 | 0.1 | 0.1 | 0.1 | 0.1 | 0.1 | 0.1 | 0.1 | 0.1 | 0.1 | 0.1 | 0.1 | 0.1 | 0.1 | 0.1 | 0.1 | 0.1 | 0.1 | 0.1 | 0.1 | 0.1 | 0.1 | 0.1 | 0.1
Input Activity Ratio | WTRSUR | PJ / BCM | 2 | bar: 2020 to 2050
Output Activity Ratio | PWRWAT | PJ / BCM | 2 | bar: 2020 to 2050
CapacitytoActivity Unit | 1 | BCM / BCM | 2
Operational Life | 1 | years | 2
DEMPWRGWTWAT
Parameter | Commodity | Units | Source | 2020 | 2021 | 2022 | 2023 | 2024 | 2025 | 2026 | 2027 | 2028 | 2029 | 2030 | 2031 | 2032 | 2033 | 2034 | 2035 | 2036 | 2037 | 2038 | 2039 | 2040 | 2041 | 2042 | 2043 | 2044 | 2045 | 2046 | 2047 | 2048 | 2049 | 2050
Input Activity Ratio | ELC002 | PJ / BCM | 2 | 0.2 | 0.2 | 0.2 | 0.2 | 0.2 | 0.2 | 0.2 | 0.2 | 0.2 | 0.2 | 0.2 | 0.2 | 0.2 | 0.2 | 0.2 | 0.2 | 0.2 | 0.2 | 0.2 | 0.2 | 0.2 | 0.2 | 0.2 | 0.2 | 0.2 | 0.2 | 0.2 | 0.2 | 0.2 | 0.2 | 0.2
Input Activity Ratio | WTRGWT | PJ / BCM | 2 | bar: 2020 to 2050
Output Activity Ratio | PWRWAT | PJ / BCM | 2 | bar: 2020 to 2050
CapacitytoActivity Unit | 1 | BCM / BCM | 2
Operational Life | 1 | years | 2

## 3.4. Climate System
3.4. Climate system input data
MINBIO
Parameter | Emission | Units | Source | 2020 | 2021 | 2022 | 2023 | 2024 | 2025 | 2026 | 2027 | 2028 | 2029 | 2030 | 2031 | 2032 | 2033 | 2034 | 2035 | 2036 | 2037 | 2038 | 2039 | 2040 | 2041 | 2042 | 2043 | 2044 | 2045 | 2046 | 2047 | 2048 | 2049 | 2050
Emission Activity Ratio | EMICO2 | Ton/PJ | 1 | 0.1 | 0.1 | 0.1 | 0.1 | 0.1 | 0.1 | 0.1 | 0.1 | 0.1 | 0.1 | 0.1 | 0.1 | 0.1 | 0.1 | 0.1 | 0.1 | 0.1 | 0.1 | 0.1 | 0.1 | 0.1 | 0.1 | 0.1 | 0.1 | 0.1 | 0.1 | 0.1 | 0.1 | 0.1 | 0.1 | 0.1
MINNGS
Parameter | Commodity | Units |  | 2020 | 2021 | 2022 | 2023 | 2024 | 2025 | 2026 | 2027 | 2028 | 2029 | 2030 | 2031 | 2032 | 2033 | 2034 | 2035 | 2036 | 2037 | 2038 | 2039 | 2040 | 2041 | 2042 | 2043 | 2044 | 2045 | 2046 | 2047 | 2048 | 2049 | 2050
Emission Activity Ratio | EMICO2 | Ton/PJ | 1 | 0.06 | 0.06 | 0.06 | 0.06 | 0.06 | 0.06 | 0.06 | 0.06 | 0.06 | 0.06 | 0.06 | 0.06 | 0.06 | 0.06 | 0.06 | 0.06 | 0.06 | 0.06 | 0.06 | 0.06 | 0.06 | 0.06 | 0.06 | 0.06 | 0.06 | 0.06 | 0.06 | 0.06 | 0.06 | 0.06 | 0.06
MINCOA
Parameter | Commodity | Units |  | 2020 | 2021 | 2022 | 2023 | 2024 | 2025 | 2026 | 2027 | 2028 | 2029 | 2030 | 2031 | 2032 | 2033 | 2034 | 2035 | 2036 | 2037 | 2038 | 2039 | 2040 | 2041 | 2042 | 2043 | 2044 | 2045 | 2046 | 2047 | 2048 | 2049 | 2050
Emission Activity Ratio | EMICO2 | Ton/PJ | 1 | 0.09 | 0.09 | 0.09 | 0.09 | 0.09 | 0.09 | 0.09 | 0.09 | 0.09 | 0.09 | 0.09 | 0.09 | 0.09 | 0.09 | 0.09 | 0.09 | 0.09 | 0.09 | 0.09 | 0.09 | 0.09 | 0.09 | 0.09 | 0.09 | 0.09 | 0.09 | 0.09 | 0.09 | 0.09 | 0.09 | 0.09
DEMAGRDSL
Parameter | Commodity | Units |  | 2020 | 2021 | 2022 | 2023 | 2024 | 2025 | 2026 | 2027 | 2028 | 2029 | 2030 | 2031 | 2032 | 2033 | 2034 | 2035 | 2036 | 2037 | 2038 | 2039 | 2040 | 2041 | 2042 | 2043 | 2044 | 2045 | 2046 | 2047 | 2048 | 2049 | 2050
Emission Activity Ratio | EMCO2 | Ton/PJ | 1 | 0.07 | 0.07 | 0.07 | 0.07 | 0.07 | 0.07 | 0.07 | 0.07 | 0.07 | 0.07 | 0.07 | 0.07 | 0.07 | 0.07 | 0.07 | 0.07 | 0.07 | 0.07 | 0.07 | 0.07 | 0.07 | 0.07 | 0.07 | 0.07 | 0.07 | 0.07 | 0.07 | 0.07 | 0.07 | 0.07 | 0.07

## 4. Scenarios
4. Scenarios
4.1. ISES2035
RESELC
Parameter | Commodity | Units | Source | 2020 | 2021 | 2022 | 2023 | 2024 | 2025 | 2026 | 2027 | 2028 | 2029 | 2030 | 2031 | 2032 | 2033 | 2034 | 2035 | 2036 | 2037 | 2038 | 2039 | 2040 | 2041 | 2042 | 2043 | 2044 | 2045 | 2046 | 2047 | 2048 | 2049 | 2050
Specified Annual Demand | RESELC | PJ | 5 & 6 | 240.6484 | 246.3461 | 252.0438 | 257.7416 | 263.4393 | 269.137 | 274.8347 | 280.5324 | 286.2301 | 291.9279 | 297.6256 | 317.438 | 337.2504 | 357.0628 | 376.8752 | 396.6876 | 416.5 | 436.3124 | 456.1248 | 475.9372 | 495.7496 | 518.7611 | 541.7725 | 564.784 | 587.7955 | 610.807 | 633.8185 | 656.83 | 679.8415 | 702.853 | 725.8645
Specified Demand Profile | S11 | %/100 | 5 & 6 | 0.094336 | 0.094336 | 0.094336 | 0.094336 | 0.094336 | 0.094336 | 0.094336 | 0.094336 | 0.094336 | 0.094336 | 0.094336 | 0.094336 | 0.094336 | 0.094336 | 0.094336 | 0.094336 | 0.094336 | 0.094336 | 0.094336 | 0.094336 | 0.094336 | 0.094336 | 0.094336 | 0.094336 | 0.094336 | 0.094336 | 0.094336 | 0.094336 | 0.094336 | 0.094336 | 0.094336
| S12 | %/100 | 5 & 6 | 0.10984 | 0.10984 | 0.10984 | 0.10984 | 0.10984 | 0.10984 | 0.10984 | 0.10984 | 0.10984 | 0.10984 | 0.10984 | 0.10984 | 0.10984 | 0.10984 | 0.10984 | 0.10984 | 0.10984 | 0.10984 | 0.10984 | 0.10984 | 0.10984 | 0.10984 | 0.10984 | 0.10984 | 0.10984 | 0.10984 | 0.10984 | 0.10984 | 0.10984 | 0.10984 | 0.10984
| S21 | %/100 | 5 & 6 | 0.11691 | 0.11691 | 0.11691 | 0.11691 | 0.11691 | 0.11691 | 0.11691 | 0.11691 | 0.11691 | 0.11691 | 0.11691 | 0.11691 | 0.11691 | 0.11691 | 0.11691 | 0.11691 | 0.11691 | 0.11691 | 0.11691 | 0.11691 | 0.11691 | 0.11691 | 0.11691 | 0.11691 | 0.11691 | 0.11691 | 0.11691 | 0.11691 | 0.11691 | 0.11691 | 0.11691
| S22 | %/100 | 5 & 6 | 0.13378 | 0.13378 | 0.13378 | 0.13378 | 0.13378 | 0.13378 | 0.13378 | 0.13378 | 0.13378 | 0.13378 | 0.13378 | 0.13378 | 0.13378 | 0.13378 | 0.13378 | 0.13378 | 0.13378 | 0.13378 | 0.13378 | 0.13378 | 0.13378 | 0.13378 | 0.13378 | 0.13378 | 0.13378 | 0.13378 | 0.13378 | 0.13378 | 0.13378 | 0.13378 | 0.13378
| S31 | %/100 | 5 & 6 | 0.14256 | 0.14256 | 0.14256 | 0.14256 | 0.14256 | 0.14256 | 0.14256 | 0.14256 | 0.14256 | 0.14256 | 0.14256 | 0.14256 | 0.14256 | 0.14256 | 0.14256 | 0.14256 | 0.14256 | 0.14256 | 0.14256 | 0.14256 | 0.14256 | 0.14256 | 0.14256 | 0.14256 | 0.14256 | 0.14256 | 0.14256 | 0.14256 | 0.14256 | 0.14256 | 0.14256
| S32 | %/100 | 5 & 6 | 0.16175 | 0.16175 | 0.16175 | 0.16175 | 0.16175 | 0.16175 | 0.16175 | 0.16175 | 0.16175 | 0.16175 | 0.16175 | 0.16175 | 0.16175 | 0.16175 | 0.16175 | 0.16175 | 0.16175 | 0.16175 | 0.16175 | 0.16175 | 0.16175 | 0.16175 | 0.16175 | 0.16175 | 0.16175 | 0.16175 | 0.16175 | 0.16175 | 0.16175 | 0.16175 | 0.16175
| S41 | %/100 | 5 & 6 | 0.11134 | 0.11134 | 0.11134 | 0.11134 | 0.11134 | 0.11134 | 0.11134 | 0.11134 | 0.11134 | 0.11134 | 0.11134 | 0.11134 | 0.11134 | 0.11134 | 0.11134 | 0.11134 | 0.11134 | 0.11134 | 0.11134 | 0.11134 | 0.11134 | 0.11134 | 0.11134 | 0.11134 | 0.11134 | 0.11134 | 0.11134 | 0.11134 | 0.11134 | 0.11134 | 0.11134
| S42 | %/100 | 5 & 6 | 0.12948 | 0.12948 | 0.12948 | 0.12948 | 0.12948 | 0.12948 | 0.12948 | 0.12948 | 0.12948 | 0.12948 | 0.12948 | 0.12948 | 0.12948 | 0.12948 | 0.12948 | 0.12948 | 0.12948 | 0.12948 | 0.12948 | 0.12948 | 0.12948 | 0.12948 | 0.12948 | 0.12948 | 0.12948 | 0.12948 | 0.12948 | 0.12948 | 0.12948 | 0.12948 | 0.12948
COMELC
Parameter | Commodity | Units | Source | 2020 | 2021 | 2022 | 2023 | 2024 | 2025 | 2026 | 2027 | 2028 | 2029 | 2030 | 2031 | 2032 | 2033 | 2034 | 2035 | 2036 | 2037 | 2038 | 2039 | 2040 | 2041 | 2042 | 2043 | 2044 | 2045 | 2046 | 2047 | 2048 | 2049 | 2050
Specified Annual Demand | COMELC | PJ | 5 & 6 | 137.5589 | 140.8159 | 144.0728 | 147.3297 | 150.5866 | 153.8435 | 157.1004 | 160.3574 | 163.6143 | 166.8712 | 170.1281 | 181.4532 | 192.7783 | 204.1035 | 215.4286 | 226.7537 | 238.0788 | 249.404 | 260.7291 | 272.0542 | 283.3793 | 296.5331 | 309.6869 | 322.8407 | 335.9944 | 349.1482 | 362.302 | 375.4558 | 388.6096 | 401.7633 | 414.9171
Specified Demand Profile | S11 | %/100 | 5 & 6 | 0.094336 | 0.094336 | 0.094336 | 0.094336 | 0.094336 | 0.094336 | 0.094336 | 0.094336 | 0.094336 | 0.094336 | 0.094336 | 0.094336 | 0.094336 | 0.094336 | 0.094336 | 0.094336 | 0.094336 | 0.094336 | 0.094336 | 0.094336 | 0.094336 | 0.094336 | 0.094336 | 0.094336 | 0.094336 | 0.094336 | 0.094336 | 0.094336 | 0.094336 | 0.094336 | 0.094336
| S12 | %/100 | 5 & 6 | 0.10984 | 0.10984 | 0.10984 | 0.10984 | 0.10984 | 0.10984 | 0.10984 | 0.10984 | 0.10984 | 0.10984 | 0.10984 | 0.10984 | 0.10984 | 0.10984 | 0.10984 | 0.10984 | 0.10984 | 0.10984 | 0.10984 | 0.10984 | 0.10984 | 0.10984 | 0.10984 | 0.10984 | 0.10984 | 0.10984 | 0.10984 | 0.10984 | 0.10984 | 0.10984 | 0.10984
| S21 | %/100 | 5 & 6 | 0.11691 | 0.11691 | 0.11691 | 0.11691 | 0.11691 | 0.11691 | 0.11691 | 0.11691 | 0.11691 | 0.11691 | 0.11691 | 0.11691 | 0.11691 | 0.11691 | 0.11691 | 0.11691 | 0.11691 | 0.11691 | 0.11691 | 0.11691 | 0.11691 | 0.11691 | 0.11691 | 0.11691 | 0.11691 | 0.11691 | 0.11691 | 0.11691 | 0.11691 | 0.11691 | 0.11691
| S22 | %/100 | 5 & 6 | 0.13378 | 0.13378 | 0.13378 | 0.13378 | 0.13378 | 0.13378 | 0.13378 | 0.13378 | 0.13378 | 0.13378 | 0.13378 | 0.13378 | 0.13378 | 0.13378 | 0.13378 | 0.13378 | 0.13378 | 0.13378 | 0.13378 | 0.13378 | 0.13378 | 0.13378 | 0.13378 | 0.13378 | 0.13378 | 0.13378 | 0.13378 | 0.13378 | 0.13378 | 0.13378 | 0.13378
| S31 | %/100 | 5 & 6 | 0.14256 | 0.14256 | 0.14256 | 0.14256 | 0.14256 | 0.14256 | 0.14256 | 0.14256 | 0.14256 | 0.14256 | 0.14256 | 0.14256 | 0.14256 | 0.14256 | 0.14256 | 0.14256 | 0.14256 | 0.14256 | 0.14256 | 0.14256 | 0.14256 | 0.14256 | 0.14256 | 0.14256 | 0.14256 | 0.14256 | 0.14256 | 0.14256 | 0.14256 | 0.14256 | 0.14256
| S32 | %/100 | 5 & 6 | 0.16175 | 0.16175 | 0.16175 | 0.16175 | 0.16175 | 0.16175 | 0.16175 | 0.16175 | 0.16175 | 0.16175 | 0.16175 | 0.16175 | 0.16175 | 0.16175 | 0.16175 | 0.16175 | 0.16175 | 0.16175 | 0.16175 | 0.16175 | 0.16175 | 0.16175 | 0.16175 | 0.16175 | 0.16175 | 0.16175 | 0.16175 | 0.16175 | 0.16175 | 0.16175 | 0.16175
| S41 | %/100 | 5 & 6 | 0.11134 | 0.11134 | 0.11134 | 0.11134 | 0.11134 | 0.11134 | 0.11134 | 0.11134 | 0.11134 | 0.11134 | 0.11134 | 0.11134 | 0.11134 | 0.11134 | 0.11134 | 0.11134 | 0.11134 | 0.11134 | 0.11134 | 0.11134 | 0.11134 | 0.11134 | 0.11134 | 0.11134 | 0.11134 | 0.11134 | 0.11134 | 0.11134 | 0.11134 | 0.11134 | 0.11134
| S42 | %/100 | 5 & 6 | 0.12948 | 0.12948 | 0.12948 | 0.12948 | 0.12948 | 0.12948 | 0.12948 | 0.12948 | 0.12948 | 0.12948 | 0.12948 | 0.12948 | 0.12948 | 0.12948 | 0.12948 | 0.12948 | 0.12948 | 0.12948 | 0.12948 | 0.12948 | 0.12948 | 0.12948 | 0.12948 | 0.12948 | 0.12948 | 0.12948 | 0.12948 | 0.12948 | 0.12948 | 0.12948 | 0.12948
INDELC
Parameter | Commodity | Units | Source | 2020 | 2021 | 2022 | 2023 | 2024 | 2025 | 2026 | 2027 | 2028 | 2029 | 2030 | 2031 | 2032 | 2033 | 2034 | 2035 | 2036 | 2037 | 2038 | 2039 | 2040 | 2041 | 2042 | 2043 | 2044 | 2045 | 2046 | 2047 | 2048 | 2049 | 2050
Specified Annual Demand | INDELC | PJ | 5 & 6 | 149.5558 | 153.0967 | 156.6377 | 160.1787 | 163.7196 | 167.2606 | 170.8015 | 174.3425 | 177.8835 | 181.4244 | 184.9654 | 197.2782 | 209.591 | 221.9038 | 234.2166 | 246.5295 | 258.8423 | 271.1551 | 283.4679 | 295.7807 | 308.0935 | 322.3945 | 336.6954 | 350.9964 | 365.2973 | 379.5983 | 393.8992 | 408.2002 | 422.5011 | 436.8021 | 451.1031
Specified Demand Profile | S11 | %/100 | 5 & 6 | 0.094336 | 0.094336 | 0.094336 | 0.094336 | 0.094336 | 0.094336 | 0.094336 | 0.094336 | 0.094336 | 0.094336 | 0.094336 | 0.094336 | 0.094336 | 0.094336 | 0.094336 | 0.094336 | 0.094336 | 0.094336 | 0.094336 | 0.094336 | 0.094336 | 0.094336 | 0.094336 | 0.094336 | 0.094336 | 0.094336 | 0.094336 | 0.094336 | 0.094336 | 0.094336 | 0.094336
| S12 | %/100 | 5 & 6 | 0.10984 | 0.10984 | 0.10984 | 0.10984 | 0.10984 | 0.10984 | 0.10984 | 0.10984 | 0.10984 | 0.10984 | 0.10984 | 0.10984 | 0.10984 | 0.10984 | 0.10984 | 0.10984 | 0.10984 | 0.10984 | 0.10984 | 0.10984 | 0.10984 | 0.10984 | 0.10984 | 0.10984 | 0.10984 | 0.10984 | 0.10984 | 0.10984 | 0.10984 | 0.10984 | 0.10984
| S21 | %/100 | 5 & 6 | 0.11691 | 0.11691 | 0.11691 | 0.11691 | 0.11691 | 0.11691 | 0.11691 | 0.11691 | 0.11691 | 0.11691 | 0.11691 | 0.11691 | 0.11691 | 0.11691 | 0.11691 | 0.11691 | 0.11691 | 0.11691 | 0.11691 | 0.11691 | 0.11691 | 0.11691 | 0.11691 | 0.11691 | 0.11691 | 0.11691 | 0.11691 | 0.11691 | 0.11691 | 0.11691 | 0.11691
| S22 | %/100 | 5 & 6 | 0.13378 | 0.13378 | 0.13378 | 0.13378 | 0.13378 | 0.13378 | 0.13378 | 0.13378 | 0.13378 | 0.13378 | 0.13378 | 0.13378 | 0.13378 | 0.13378 | 0.13378 | 0.13378 | 0.13378 | 0.13378 | 0.13378 | 0.13378 | 0.13378 | 0.13378 | 0.13378 | 0.13378 | 0.13378 | 0.13378 | 0.13378 | 0.13378 | 0.13378 | 0.13378 | 0.13378
| S31 | %/100 | 5 & 6 | 0.14256 | 0.14256 | 0.14256 | 0.14256 | 0.14256 | 0.14256 | 0.14256 | 0.14256 | 0.14256 | 0.14256 | 0.14256 | 0.14256 | 0.14256 | 0.14256 | 0.14256 | 0.14256 | 0.14256 | 0.14256 | 0.14256 | 0.14256 | 0.14256 | 0.14256 | 0.14256 | 0.14256 | 0.14256 | 0.14256 | 0.14256 | 0.14256 | 0.14256 | 0.14256 | 0.14256
| S32 | %/100 | 5 & 6 | 0.16175 | 0.16175 | 0.16175 | 0.16175 | 0.16175 | 0.16175 | 0.16175 | 0.16175 | 0.16175 | 0.16175 | 0.16175 | 0.16175 | 0.16175 | 0.16175 | 0.16175 | 0.16175 | 0.16175 | 0.16175 | 0.16175 | 0.16175 | 0.16175 | 0.16175 | 0.16175 | 0.16175 | 0.16175 | 0.16175 | 0.16175 | 0.16175 | 0.16175 | 0.16175 | 0.16175
| S41 | %/100 | 5 & 6 | 0.11134 | 0.11134 | 0.11134 | 0.11134 | 0.11134 | 0.11134 | 0.11134 | 0.11134 | 0.11134 | 0.11134 | 0.11134 | 0.11134 | 0.11134 | 0.11134 | 0.11134 | 0.11134 | 0.11134 | 0.11134 | 0.11134 | 0.11134 | 0.11134 | 0.11134 | 0.11134 | 0.11134 | 0.11134 | 0.11134 | 0.11134 | 0.11134 | 0.11134 | 0.11134 | 0.11134
| S42 | %/100 | 5 & 6 | 0.12948 | 0.12948 | 0.12948 | 0.12948 | 0.12948 | 0.12948 | 0.12948 | 0.12948 | 0.12948 | 0.12948 | 0.12948 | 0.12948 | 0.12948 | 0.12948 | 0.12948 | 0.12948 | 0.12948 | 0.12948 | 0.12948 | 0.12948 | 0.12948 | 0.12948 | 0.12948 | 0.12948 | 0.12948 | 0.12948 | 0.12948 | 0.12948 | 0.12948 | 0.12948 | 0.12948
PWRSOL001
Parameter | Commodity / TS | Units | Source | 2020 | 2021 | 2022 | 2023 | 2024 | 2025 | 2026 | 2027 | 2028 | 2029 | 2030 | 2031 | 2032 | 2033 | 2034 | 2035 | 2036 | 2037 | 2038 | 2039 | 2040 | 2041 | 2042 | 2043 | 2044 | 2045 | 2046 | 2047 | 2048 | 2049 | 2050
Input Activity Ratio | SOL | PJ / PJ | 5 & 6 | bar: 2020 to 2050
Output Activity Ratio | ELC002 | PJ / PJ | 5 & 6 | bar: 2020 to 2050
Availability factor |  |  | 5 & 6 | bar: 2020 to 2050
Capacity Factor | S11 | - | 5 & 6 | 0 | 0 | 0 | 0 | 0 | 0 | 0 | 0 | 0 | 0 | 0 | 0 | 0 | 0 | 0 | 0 | 0 | 0 | 0 | 0 | 0 | 0 | 0 | 0 | 0 | 0 | 0 | 0 | 0 | 0 | 0
| S12 | - | 5 & 6 | 0.3408 | 0.3408 | 0.3408 | 0.3408 | 0.3408 | 0.3408 | 0.3408 | 0.3408 | 0.3408 | 0.3408 | 0.3408 | 0.3408 | 0.3408 | 0.3408 | 0.3408 | 0.3408 | 0.3408 | 0.3408 | 0.3408 | 0.3408 | 0.3408 | 0.3408 | 0.3408 | 0.3408 | 0.3408 | 0.3408 | 0.3408 | 0.3408 | 0.3408 | 0.3408 | 0.3408
| S21 | - | 5 & 6 | 0 | 0 | 0 | 0 | 0 | 0 | 0 | 0 | 0 | 0 | 0 | 0 | 0 | 0 | 0 | 0 | 0 | 0 | 0 | 0 | 0 | 0 | 0 | 0 | 0 | 0 | 0 | 0 | 0 | 0 | 0
| S22 | - | 5 & 6 | 0.38191 | 0.38191 | 0.38191 | 0.38191 | 0.38191 | 0.38191 | 0.38191 | 0.38191 | 0.38191 | 0.38191 | 0.38191 | 0.38191 | 0.38191 | 0.38191 | 0.38191 | 0.38191 | 0.38191 | 0.38191 | 0.38191 | 0.38191 | 0.38191 | 0.38191 | 0.38191 | 0.38191 | 0.38191 | 0.38191 | 0.38191 | 0.38191 | 0.38191 | 0.38191 | 0.38191
| S31 |  | 5 & 6 | 0 | 0 | 0 | 0 | 0 | 0 | 0 | 0 | 0 | 0 | 0 | 0 | 0 | 0 | 0 | 0 | 0 | 0 | 0 | 0 | 0 | 0 | 0 | 0 | 0 | 0 | 0 | 0 | 0 | 0 | 0
| S32 |  | 5 & 6 | 0.36935 | 0.36935 | 0.36935 | 0.36935 | 0.36935 | 0.36935 | 0.36935 | 0.36935 | 0.36935 | 0.36935 | 0.36935 | 0.36935 | 0.36935 | 0.36935 | 0.36935 | 0.36935 | 0.36935 | 0.36935 | 0.36935 | 0.36935 | 0.36935 | 0.36935 | 0.36935 | 0.36935 | 0.36935 | 0.36935 | 0.36935 | 0.36935 | 0.36935 | 0.36935 | 0.36935
| S41 |  | 5 & 6 | 0 | 0 | 0 | 0 | 0 | 0 | 0 | 0 | 0 | 0 | 0 | 0 | 0 | 0 | 0 | 0 | 0 | 0 | 0 | 0 | 0 | 0 | 0 | 0 | 0 | 0 | 0 | 0 | 0 | 0 | 0
| S42 |  | 5 & 6 | 0.34582 | 0.34582 | 0.34582 | 0.34582 | 0.34582 | 0.34582 | 0.34582 | 0.34582 | 0.34582 | 0.34582 | 0.34582 | 0.34582 | 0.34582 | 0.34582 | 0.34582 | 0.34582 | 0.34582 | 0.34582 | 0.34582 | 0.34582 | 0.34582 | 0.34582 | 0.34582 | 0.34582 | 0.34582 | 0.34582 | 0.34582 | 0.34582 | 0.34582 | 0.34582 | 0.34582
Residual Capacity | - | GW | 5 & 6 | 0.025 | 0.025 | 0.025 | 0.025 | 0.025 | 0.025 | 0.025 | 0.025 | 0.025 | 0.025 | 0.025 | 0.025 | 0.025 | 0.025 | 0 | 0 | 0 | 0 | 0 | 0 | 0 | 0 | 0 | 0 | 0 | 0 | 0 | 0 | 0 | 0 | 0
Total Annual Min Capacity Investment | - | GW | 5 & 6 | 0 | 0 | 0 | 0 | 0 | 0 | 0 | 0 | 0 | 0 | 0 | 0 | 0 | 0 | 0 | 0 | 0 | 0 | 0 | 0 | 0 | 0 | 0 | 0 | 0 | 0 | 0 | 0 | 0 | 0 | 0
Total Annual Max Capacity Investment | - | GW | 5 & 6 | 0 | 99999 | 99999 | 99999 | 99999 | 99999 | 99999 | 99999 | 99999 | 99999 | 99999 | 99999 | 99999 | 99999 | 99999 | 99999 | 99999 | 99999 | 99999 | 99999 | 99999 | 99999 | 99999 | 99999 | 99999 | 99999 | 99999 | 99999 | 99999 | 99999 | 99999
Total Technology Annual Activity Lower Limit |  | PJ | 5 & 6 | 0 | 0 | 13.671 | 27.3412 | 41.013 | 54.684 | 68.355 | 82.026 | 95.697 | 109.368 | 123.039 | 136.71 | 150.381 | 161 | 168 | 175 | 182 | 189 | 191.394 | 191.394 | 191.394 | 191.394 | 191.394 | 191.394 | 191.394 | 191.394 | 191.394 | 191.394 | 191.394 | 191.394 | 191.394
Total Annual Max Capacity | - | GW | 5 & 6 | 99999 | 99999 | 99999 | 99999 | 99999 | 99999 | 99999 | 99999 | 99999 | 99999 | 99999 | 99999 | 99999 | 99999 | 99999 | 99999 | 99999 | 99999 | 99999 | 99999 | 99999 | 99999 | 99999 | 99999 | 99999 | 99999 | 99999 | 99999 | 99999 | 99999 | 99999
Capital Cost | - | MUSD / GW | 5 & 6 | 1378 | 1299.2 | 1220.4 | 1141.6 | 1062.8 | 984 | 964.4 | 944.8 | 925.2 | 905.6 | 886 | 868.8 | 851.6 | 834.4 | 817.2 | 800 | 784.6 | 769.2 | 753.8 | 738.4 | 723 | 723 | 723 | 723 | 723 | 723 | 723 | 723 | 723 | 723 | 723
Fixed Cost | - | MUSD / GW | 5 & 6 | 17.914 | 16.8896 | 15.8652 | 14.8408 | 13.8164 | 12.792 | 12.5372 | 12.2824 | 12.0276 | 11.7728 | 11.518 | 11.2944 | 11.0708 | 10.8472 | 10.6236 | 10.4 | 10.1998 | 9.9996 | 9.7994 | 9.5992 | 9.399 | 9.399 | 9.399 | 9.399 | 9.399 | 9.399 | 9.399 | 9.399 | 9.399 | 9.399 | 9.399
Variable Cost |  | MUSD / PJ | 5 & 6 | 0.0001 | 0.0001 | 0.0001 | 0.0001 | 0.0001 | 0.0001 | 0.0001 | 0.0001 | 0.0001 | 0.0001 | 0.0001 | 0.0001 | 0.0001 | 0.0001 | 0.0001 | 0.0001 | 0.0001 | 0.0001 | 0.0001 | 0.0001 | 0.0001 | 0.0001 | 0.0001 | 0.0001 | 0.0001 | 0.0001 | 0.0001 | 0.0001 | 0.0001 | 0.0001 | 0.0001
Capacity to Activity Unit | 31.536 | PJ / GW | 5 & 6
Operational Life | 24 | years | 5 & 6
PWRWND001
Parameter | Commodity / TS | Units | Source | 2020 | 2021 | 2022 | 2023 | 2024 | 2025 | 2026 | 2027 | 2028 | 2029 | 2030 | 2031 | 2032 | 2033 | 2034 | 2035 | 2036 | 2037 | 2038 | 2039 | 2040 | 2041 | 2042 | 2043 | 2044 | 2045 | 2046 | 2047 | 2048 | 2049 | 2050
Input Activity Ratio | WND | PJ / PJ | 5 & 6 | bar: 2020 to 2050
Output Activity Ratio | ELC001 | PJ / PJ | 5 & 6 | bar: 2020 to 2050
Availability factor | - | - | 5 & 6 | bar: 2020 to 2050
Capacity Factor | S11 | - | 5 & 6 | 0.20423 | 0.20423 | 0.20423 | 0.20423 | 0.20423 | 0.20423 | 0.20423 | 0.20423 | 0.20423 | 0.20423 | 0.20423 | 0.20423 | 0.20423 | 0.20423 | 0.20423 | 0.20423 | 0.20423 | 0.20423 | 0.20423 | 0.20423 | 0.20423 | 0.20423 | 0.20423 | 0.20423 | 0.20423 | 0.20423 | 0.20423 | 0.20423 | 0.20423 | 0.20423 | 0.20423
| S12 | - | 5 & 6 | 0.19623 | 0.19623 | 0.19623 | 0.19623 | 0.19623 | 0.19623 | 0.19623 | 0.19623 | 0.19623 | 0.19623 | 0.19623 | 0.19623 | 0.19623 | 0.19623 | 0.19623 | 0.19623 | 0.19623 | 0.19623 | 0.19623 | 0.19623 | 0.19623 | 0.19623 | 0.19623 | 0.19623 | 0.19623 | 0.19623 | 0.19623 | 0.19623 | 0.19623 | 0.19623 | 0.19623
| S21 | - | 5 & 6 | 0.22538 | 0.22538 | 0.22538 | 0.22538 | 0.22538 | 0.22538 | 0.22538 | 0.22538 | 0.22538 | 0.22538 | 0.22538 | 0.22538 | 0.22538 | 0.22538 | 0.22538 | 0.22538 | 0.22538 | 0.22538 | 0.22538 | 0.22538 | 0.22538 | 0.22538 | 0.22538 | 0.22538 | 0.22538 | 0.22538 | 0.22538 | 0.22538 | 0.22538 | 0.22538 | 0.22538
| S22 | - | 5 & 6 | 0.22232 | 0.22232 | 0.22232 | 0.22232 | 0.22232 | 0.22232 | 0.22232 | 0.22232 | 0.22232 | 0.22232 | 0.22232 | 0.22232 | 0.22232 | 0.22232 | 0.22232 | 0.22232 | 0.22232 | 0.22232 | 0.22232 | 0.22232 | 0.22232 | 0.22232 | 0.22232 | 0.22232 | 0.22232 | 0.22232 | 0.22232 | 0.22232 | 0.22232 | 0.22232 | 0.22232
| S31 |  | 5 & 6 | 0.25611 | 0.25611 | 0.25611 | 0.25611 | 0.25611 | 0.25611 | 0.25611 | 0.25611 | 0.25611 | 0.25611 | 0.25611 | 0.25611 | 0.25611 | 0.25611 | 0.25611 | 0.25611 | 0.25611 | 0.25611 | 0.25611 | 0.25611 | 0.25611 | 0.25611 | 0.25611 | 0.25611 | 0.25611 | 0.25611 | 0.25611 | 0.25611 | 0.25611 | 0.25611 | 0.25611
| S32 |  | 5 & 6 | 0.22919 | 0.22919 | 0.22919 | 0.22919 | 0.22919 | 0.22919 | 0.22919 | 0.22919 | 0.22919 | 0.22919 | 0.22919 | 0.22919 | 0.22919 | 0.22919 | 0.22919 | 0.22919 | 0.22919 | 0.22919 | 0.22919 | 0.22919 | 0.22919 | 0.22919 | 0.22919 | 0.22919 | 0.22919 | 0.22919 | 0.22919 | 0.22919 | 0.22919 | 0.22919 | 0.22919
| S41 |  | 5 & 6 | 0.22708 | 0.22708 | 0.22708 | 0.22708 | 0.22708 | 0.22708 | 0.22708 | 0.22708 | 0.22708 | 0.22708 | 0.22708 | 0.22708 | 0.22708 | 0.22708 | 0.22708 | 0.22708 | 0.22708 | 0.22708 | 0.22708 | 0.22708 | 0.22708 | 0.22708 | 0.22708 | 0.22708 | 0.22708 | 0.22708 | 0.22708 | 0.22708 | 0.22708 | 0.22708 | 0.22708
| S42 |  | 5 & 6 | 0.1968 | 0.1968 | 0.1968 | 0.1968 | 0.1968 | 0.1968 | 0.1968 | 0.1968 | 0.1968 | 0.1968 | 0.1968 | 0.1968 | 0.1968 | 0.1968 | 0.1968 | 0.1968 | 0.1968 | 0.1968 | 0.1968 | 0.1968 | 0.1968 | 0.1968 | 0.1968 | 0.1968 | 0.1968 | 0.1968 | 0.1968 | 0.1968 | 0.1968 | 0.1968 | 0.1968
Residual Capacity | - | GW | 5 & 6 | 0.81 | 0.81 | 0.81 | 0.81 | 0.81 | 0.81 | 0.81 | 0.81 | 0.81 | 0 | 0 | 0 | 0 | 0 | 0 | 0 | 0 | 0 | 0 | 0 | 0 | 0 | 0 | 0 | 0 | 0 | 0 | 0 | 0 | 0 | 0
Total Annual Min Capacity Investment | - | GW | 5 & 6 | 0 | 0 | 0 | 0 | 0 | 0 | 0 | 0 | 0 | 0 | 0 | 0 | 0 | 0 | 0 | 0 | 0 | 0 | 0 | 0 | 0 | 0 | 0 | 0 | 0 | 0 | 0 | 0 | 0 | 0 | 0
Total Annual Max Capacity Investment | - | GW | 5 & 6 | 99999 | 99999 | 99999 | 99999 | 99999 | 99999 | 99999 | 99999 | 99999 | 99999 | 99999 | 99999 | 99999 | 99999 | 99999 | 99999 | 99999 | 99999 | 99999 | 99999 | 99999 | 99999 | 99999 | 99999 | 99999 | 99999 | 99999 | 99999 | 99999 | 99999 | 99999
Total Technology Annual Activity Lower Limit |  | PJ | 5 & 6 | 0 | 0 | 5.2198 | 10.44 | 15.659 | 20.879 | 26.099 | 31.319 | 36.539 | 41.759 | 46.978 | 52.198 | 57.418 | 62.638 | 67.858 | 73.078 | 73.078 | 73.078 | 73.078 | 73.078 | 73.078 | 73.078 | 73.078 | 73.078 | 73.078 | 73.078 | 73.078 | 73.078 | 73.078 | 73.078 | 73.078
Total Annual Max Capacity | - | GW | 5 & 6 | 99999 | 99999 | 99999 | 99999 | 99999 | 99999 | 99999 | 99999 | 99999 | 99999 | 99999 | 99999 | 99999 | 99999 | 99999 | 99999 | 99999 | 99999 | 99999 | 99999 | 99999 | 99999 | 99999 | 99999 | 99999 | 99999 | 99999 | 99999 | 99999 | 99999 | 99999
Capital Cost | - | MUSD / GW | 5 & 6 | 1489 | 1429.4 | 1369.8 | 1310.2 | 1250.6 | 1191 | 1170.2 | 1149.4 | 1128.6 | 1107.8 | 1087 | 1056.2 | 1025.4 | 994.6 | 963.8 | 933 | 933 | 933 | 933 | 933 | 933 | 933 | 933 | 933 | 933 | 933 | 933 | 933 | 933 | 933 | 933
Fixed Cost | - | MUSD / GW | 5 & 6 | 59.56 | 57.176 | 54.792 | 52.408 | 50.024 | 47.64 | 46.808 | 45.976 | 45.144 | 44.312 | 43.48 | 42.248 | 41.016 | 39.784 | 38.552 | 37.32 | 37.32 | 37.32 | 37.32 | 37.32 | 37.32 | 37.32 | 37.32 | 37.32 | 37.32 | 37.32 | 37.32 | 37.32 | 37.32 | 37.32 | 37.32
Variable Cost | - | MUSD / PJ | 5 & 6 | 0.0001 | 0.0001 | 0.0001 | 0.0001 | 0.0001 | 0.0001 | 0.0001 | 0.0001 | 0.0001 | 0.0001 | 0.0001 | 0.0001 | 0.0001 | 0.0001 | 0.0001 | 0.0001 | 0.0001 | 0.0001 | 0.0001 | 0.0001 | 0.0001 | 0.0001 | 0.0001 | 0.0001 | 0.0001 | 0.0001 | 0.0001 | 0.0001 | 0.0001 | 0.0001 | 0.0001
Capacity to Activity Unit | 31.536 | PJ / GW | 5 & 6
Operational Life | 25 | years | 5 & 6
PWRWND002
Parameter | Commodity / TS | Units | Source | 2020 | 2021 | 2022 | 2023 | 2024 | 2025 | 2026 | 2027 | 2028 | 2029 | 2030 | 2031 | 2032 | 2033 | 2034 | 2035 | 2036 | 2037 | 2038 | 2039 | 2040 | 2041 | 2042 | 2043 | 2044 | 2045 | 2046 | 2047 | 2048 | 2049 | 2050
Input Activity Ratio | WND | PJ / PJ | 5 & 6 | bar: 2020 to 2050
Output Activity Ratio | ELC001 | PJ / PJ | 5 & 6 | bar: 2020 to 2050
Availability factor | - | - | 5 & 6 | bar: 2020 to 2050
Capacity Factor | S11 | - | 5 & 6 | 0.39607 | 0.39607 | 0.39607 | 0.39607 | 0.39607 | 0.39607 | 0.39607 | 0.39607 | 0.39607 | 0.39607 | 0.39607 | 0.39607 | 0.39607 | 0.39607 | 0.39607 | 0.39607 | 0.39607 | 0.39607 | 0.39607 | 0.39607 | 0.39607 | 0.39607 | 0.39607 | 0.39607 | 0.39607 | 0.39607 | 0.39607 | 0.39607 | 0.39607 | 0.39607 | 0.39607
| S12 | - | 5 & 6 | 0.36113 | 0.36113 | 0.36113 | 0.36113 | 0.36113 | 0.36113 | 0.36113 | 0.36113 | 0.36113 | 0.36113 | 0.36113 | 0.36113 | 0.36113 | 0.36113 | 0.36113 | 0.36113 | 0.36113 | 0.36113 | 0.36113 | 0.36113 | 0.36113 | 0.36113 | 0.36113 | 0.36113 | 0.36113 | 0.36113 | 0.36113 | 0.36113 | 0.36113 | 0.36113 | 0.36113
| S21 | - | 5 & 6 | 0.42222 | 0.42222 | 0.42222 | 0.42222 | 0.42222 | 0.42222 | 0.42222 | 0.42222 | 0.42222 | 0.42222 | 0.42222 | 0.42222 | 0.42222 | 0.42222 | 0.42222 | 0.42222 | 0.42222 | 0.42222 | 0.42222 | 0.42222 | 0.42222 | 0.42222 | 0.42222 | 0.42222 | 0.42222 | 0.42222 | 0.42222 | 0.42222 | 0.42222 | 0.42222 | 0.42222
| S22 | - | 5 & 6 | 0.3731 | 0.3731 | 0.3731 | 0.3731 | 0.3731 | 0.3731 | 0.3731 | 0.3731 | 0.3731 | 0.3731 | 0.3731 | 0.3731 | 0.3731 | 0.3731 | 0.3731 | 0.3731 | 0.3731 | 0.3731 | 0.3731 | 0.3731 | 0.3731 | 0.3731 | 0.3731 | 0.3731 | 0.3731 | 0.3731 | 0.3731 | 0.3731 | 0.3731 | 0.3731 | 0.3731
| S31 |  | 5 & 6 | 0.45261 | 0.45261 | 0.45261 | 0.45261 | 0.45261 | 0.45261 | 0.45261 | 0.45261 | 0.45261 | 0.45261 | 0.45261 | 0.45261 | 0.45261 | 0.45261 | 0.45261 | 0.45261 | 0.45261 | 0.45261 | 0.45261 | 0.45261 | 0.45261 | 0.45261 | 0.45261 | 0.45261 | 0.45261 | 0.45261 | 0.45261 | 0.45261 | 0.45261 | 0.45261 | 0.45261
| S32 |  | 5 & 6 | 0.41672 | 0.41672 | 0.41672 | 0.41672 | 0.41672 | 0.41672 | 0.41672 | 0.41672 | 0.41672 | 0.41672 | 0.41672 | 0.41672 | 0.41672 | 0.41672 | 0.41672 | 0.41672 | 0.41672 | 0.41672 | 0.41672 | 0.41672 | 0.41672 | 0.41672 | 0.41672 | 0.41672 | 0.41672 | 0.41672 | 0.41672 | 0.41672 | 0.41672 | 0.41672 | 0.41672
| S41 |  | 5 & 6 | 0.42538 | 0.42538 | 0.42538 | 0.42538 | 0.42538 | 0.42538 | 0.42538 | 0.42538 | 0.42538 | 0.42538 | 0.42538 | 0.42538 | 0.42538 | 0.42538 | 0.42538 | 0.42538 | 0.42538 | 0.42538 | 0.42538 | 0.42538 | 0.42538 | 0.42538 | 0.42538 | 0.42538 | 0.42538 | 0.42538 | 0.42538 | 0.42538 | 0.42538 | 0.42538 | 0.42538
| S42 |  | 5 & 6 | 0.36145 | 0.36145 | 0.36145 | 0.36145 | 0.36145 | 0.36145 | 0.36145 | 0.36145 | 0.36145 | 0.36145 | 0.36145 | 0.36145 | 0.36145 | 0.36145 | 0.36145 | 0.36145 | 0.36145 | 0.36145 | 0.36145 | 0.36145 | 0.36145 | 0.36145 | 0.36145 | 0.36145 | 0.36145 | 0.36145 | 0.36145 | 0.36145 | 0.36145 | 0.36145 | 0.36145
Residual Capacity | - | GW | 5 & 6 | 0 | 0 | 0 | 0 | 0 | 0 | 0 | 0 | 0 | 0 | 0 | 0 | 0 | 0 | 0 | 0 | 0 | 0 | 0 | 0 | 0 | 0 | 0 | 0 | 0 | 0 | 0 | 0 | 0 | 0 | 0
Total Annual Min Capacity Investment | - | GW | 5 & 6 | 0 | 0 | 0 | 0 | 0 | 0 | 0 | 0 | 0 | 0 | 0 | 0 | 0 | 0 | 0 | 0 | 0 | 0 | 0 | 0 | 0 | 0 | 0 | 0 | 0 | 0 | 0 | 0 | 0 | 0 | 0
Total Annual Max Capacity Investment | - | GW | 5 & 6 | 0 | 99999 | 99999 | 99999 | 99999 | 99999 | 99999 | 99999 | 99999 | 99999 | 99999 | 99999 | 99999 | 99999 | 99999 | 99999 | 99999 | 99999 | 99999 | 99999 | 99999 | 99999 | 99999 | 99999 | 99999 | 99999 | 99999 | 99999 | 99999 | 99999 | 99999
Total Technology Annual Activity Lower Limit |  |  | 5 & 6 | 0 | 0 | 3.4799 | 6.96 | 10.44 | 13.92 | 17.399 | 20.879 | 24.359 | 27.839 | 31.319 | 34.799 | 38.279 | 41.759 | 45.238 | 48.718 | 48.718 | 48.718 | 48.718 | 48.718 | 48.718 | 48.718 | 48.718 | 48.718 | 48.718 | 48.718 | 48.718 | 48.718 | 48.718 | 48.718 | 48.718
Total Annual Max Capacity | - | GW | 5 & 6 | 99999 | 99999 | 99999 | 99999 | 99999 | 99999 | 99999 | 99999 | 99999 | 99999 | 99999 | 99999 | 99999 | 99999 | 99999 | 99999 | 99999 | 99999 | 99999 | 99999 | 99999 | 99999 | 99999 | 99999 | 99999 | 99999 | 99999 | 99999 | 99999 | 99999 | 99999
Capital Cost | - | MUSD / GW | 5 & 6 | 3972.4 | 3782.1 | 3591.8 | 3401.5 | 3211.2 | 3020.9 | 2830.6 | 2640.3 | 2450 | 2259.7 | 2450 | 2432.5 | 2415 | 2397.5 | 2380 | 2362.5 | 2345 | 2327.5 | 2310 | 2292.5 | 2275 | 2257.5 | 2240 | 2222.5 | 2205 | 2187.5 | 2170 | 2152.5 | 2135 | 2117.5 | 2100
Fixed Cost | - | MUSD / GW | 5 & 6 | 158.896 | 151.284 | 143.672 | 136.06 | 128.448 | 120.836 | 113.224 | 105.612 | 98 | 90.388 | 98 | 97.3 | 96.6 | 95.9 | 95.2 | 94.5 | 93.8 | 93.1 | 92.4 | 91.7 | 91 | 90.3 | 89.6 | 88.9 | 88.2 | 87.5 | 86.8 | 86.1 | 85.4 | 84.7 | 84
Variable Cost | - | MUSD / PJ | 5 & 6 | 0.0001 | 0.0001 | 0.0001 | 0.0001 | 0.0001 | 0.0001 | 0.0001 | 0.0001 | 0.0001 | 0.0001 | 0.0001 | 0.0001 | 0.0001 | 0.0001 | 0.0001 | 0.0001 | 0.0001 | 0.0001 | 0.0001 | 0.0001 | 0.0001 | 0.0001 | 0.0001 | 0.0001 | 0.0001 | 0.0001 | 0.0001 | 0.0001 | 0.0001 | 0.0001 | 0.0001
Capacity to Activity Unit | 31.536 | PJ / GW | 5 & 6
Operational Life | 25 | years | 5 & 6
PWRCOA001
Parameter | Commodity / TS | Units | Source | 2020 | 2021 | 2022 | 2023 | 2024 | 2025 | 2026 | 2027 | 2028 | 2029 | 2030 | 2031 | 2032 | 2033 | 2034 | 2035 | 2036 | 2037 | 2038 | 2039 | 2040 | 2041 | 2042 | 2043 | 2044 | 2045 | 2046 | 2047 | 2048 | 2049 | 2050
Input Activity Ratio | WND | PJ / PJ | 5 & 6 | 2.7 | 2.7 | 2.7 | 2.7 | 2.7 | 2.7 | 2.7 | 2.7 | 2.7 | 2.7 | 2.7 | 2.7 | 2.7 | 2.7 | 2.7 | 2.7 | 2.7 | 2.7 | 2.7 | 2.7 | 2.7 | 2.7 | 2.7 | 2.7 | 2.7 | 2.7 | 2.7 | 2.7 | 2.7 | 2.7 | 2.7
Output Activity Ratio | ELC001 | PJ / PJ | 5 & 6 | bar: 2020 to 2050
Availability factor | - | - | 5 & 6 | bar: 2020 to 2050
Capacity Factor | S11 | - | 5 & 6 | 0.85 | 0.85 | 0.85 | 0.85 | 0.85 | 0.85 | 0.85 | 0.85 | 0.85 | 0.85 | 0.85 | 0.85 | 0.85 | 0.85 | 0.85 | 0.85 | 0.85 | 0.85 | 0.85 | 0.85 | 0.85 | 0.85 | 0.85 | 0.85 | 0.85 | 0.85 | 0.85 | 0.85 | 0.85 | 0.85 | 0.85
| S12 |  | 5 & 6 | 0.85 | 0.85 | 0.85 | 0.85 | 0.85 | 0.85 | 0.85 | 0.85 | 0.85 | 0.85 | 0.85 | 0.85 | 0.85 | 0.85 | 0.85 | 0.85 | 0.85 | 0.85 | 0.85 | 0.85 | 0.85 | 0.85 | 0.85 | 0.85 | 0.85 | 0.85 | 0.85 | 0.85 | 0.85 | 0.85 | 0.85
| S21 |  | 5 & 6 | 0.85 | 0.85 | 0.85 | 0.85 | 0.85 | 0.85 | 0.85 | 0.85 | 0.85 | 0.85 | 0.85 | 0.85 | 0.85 | 0.85 | 0.85 | 0.85 | 0.85 | 0.85 | 0.85 | 0.85 | 0.85 | 0.85 | 0.85 | 0.85 | 0.85 | 0.85 | 0.85 | 0.85 | 0.85 | 0.85 | 0.85
| S22 |  | 5 & 6 | 0.85 | 0.85 | 0.85 | 0.85 | 0.85 | 0.85 | 0.85 | 0.85 | 0.85 | 0.85 | 0.85 | 0.85 | 0.85 | 0.85 | 0.85 | 0.85 | 0.85 | 0.85 | 0.85 | 0.85 | 0.85 | 0.85 | 0.85 | 0.85 | 0.85 | 0.85 | 0.85 | 0.85 | 0.85 | 0.85 | 0.85
| S31 |  | 5 & 6 | 0.85 | 0.85 | 0.85 | 0.85 | 0.85 | 0.85 | 0.85 | 0.85 | 0.85 | 0.85 | 0.85 | 0.85 | 0.85 | 0.85 | 0.85 | 0.85 | 0.85 | 0.85 | 0.85 | 0.85 | 0.85 | 0.85 | 0.85 | 0.85 | 0.85 | 0.85 | 0.85 | 0.85 | 0.85 | 0.85 | 0.85
| S32 | - | 5 & 6 | 0.85 | 0.85 | 0.85 | 0.85 | 0.85 | 0.85 | 0.85 | 0.85 | 0.85 | 0.85 | 0.85 | 0.85 | 0.85 | 0.85 | 0.85 | 0.85 | 0.85 | 0.85 | 0.85 | 0.85 | 0.85 | 0.85 | 0.85 | 0.85 | 0.85 | 0.85 | 0.85 | 0.85 | 0.85 | 0.85 | 0.85
| S41 | - | 5 & 6 | 0.85 | 0.85 | 0.85 | 0.85 | 0.85 | 0.85 | 0.85 | 0.85 | 0.85 | 0.85 | 0.85 | 0.85 | 0.85 | 0.85 | 0.85 | 0.85 | 0.85 | 0.85 | 0.85 | 0.85 | 0.85 | 0.85 | 0.85 | 0.85 | 0.85 | 0.85 | 0.85 | 0.85 | 0.85 | 0.85 | 0.85
| S42 | - | 5 & 6 | 0.85 | 0.85 | 0.85 | 0.85 | 0.85 | 0.85 | 0.85 | 0.85 | 0.85 | 0.85 | 0.85 | 0.85 | 0.85 | 0.85 | 0.85 | 0.85 | 0.85 | 0.85 | 0.85 | 0.85 | 0.85 | 0.85 | 0.85 | 0.85 | 0.85 | 0.85 | 0.85 | 0.85 | 0.85 | 0.85 | 0.85
Residual Capacity | - | GW | 5 & 6 | 0 | 0 | 0 | 0 | 0 | 0 | 0 | 0 | 0 | 0 | 0 | 0 | 0 | 0 | 0 | 0 | 0 | 0 | 0 | 0 | 0 | 0 | 0 | 0 | 0 | 0 | 0 | 0 | 0 | 0 | 0
Total Annual Min Capacity Investment | - | GW | 5 & 6 | 0 | 0 | 0 | 0 | 0 | 0 | 0 | 0 | 0 | 0 | 0 | 0 | 0 | 0 | 0 | 0 | 0 | 0 | 0 | 0 | 0 | 0 | 0 | 0 | 0 | 0 | 0 | 0 | 0 | 0 | 0
Total Technology Annual Activity Lower Limit |  |  | 5 & 6 | 0 | 0 | 9.9425 | 19.885 | 29.828 | 39.77 | 49.713 | 59.655 | 69.598 | 79.54 | 89.483 | 99.425 | 109.368 | 119.31 | 129.253 | 139.195 | 139.195 | 139.195 | 139.195 | 139.195 | 139.195 | 139.195 | 139.195 | 139.195 | 139.195 | 139.195 | 139.195 | 139.195 | 139.195 | 139.195 | 139.195
Total Annual Max Capacity Investment | - | GW | 5 & 6 | 0 | 99999 | 99999 | 99999 | 99999 | 99999 | 99999 | 99999 | 99999 | 99999 | 99999 | 99999 | 99999 | 99999 | 99999 | 99999 | 99999 | 99999 | 99999 | 99999 | 99999 | 99999 | 99999 | 99999 | 99999 | 99999 | 99999 | 99999 | 99999 | 99999 | 99999
Total Annual Max Capacity |  |  | 5 & 6 | 99999 | 99999 | 99999 | 99999 | 99999 | 99999 | 99999 | 99999 | 99999 | 99999 | 99999 | 99999 | 99999 | 99999 | 99999 | 99999 | 99999 | 99999 | 99999 | 99999 | 99999 | 99999 | 99999 | 99999 | 99999 | 99999 | 99999 | 99999 | 99999 | 99999 | 99999
Capital Cost | - | MUSD / GW | 5 & 6 | 2500 | 2500 | 2500 | 2500 | 2500 | 2500 | 2500 | 2500 | 2500 | 2500 | 2500 | 2500 | 2500 | 2500 | 2500 | 2500 | 2500 | 2500 | 2500 | 2500 | 2500 | 2500 | 2500 | 2500 | 2500 | 2500 | 2500 | 2500 | 2500 | 2500 | 2500
Fixed Cost | - | MUSD / GW | 5 & 6 | 78 | 78 | 78 | 78 | 78 | 78 | 78 | 78 | 78 | 78 | 78 | 78 | 78 | 78 | 78 | 78 | 78 | 78 | 78 | 78 | 78 | 78 | 78 | 78 | 78 | 78 | 78 | 78 | 78 | 78 | 78
Variable Cost | - | MUSD / PJ | 5 & 6 | 0.0001 | 0.0001 | 0.0001 | 0.0001 | 0.0001 | 0.0001 | 0.0001 | 0.0001 | 0.0001 | 0.0001 | 0.0001 | 0.0001 | 0.0001 | 0.0001 | 0.0001 | 0.0001 | 0.0001 | 0.0001 | 0.0001 | 0.0001 | 0.0001 | 0.0001 | 0.0001 | 0.0001 | 0.0001 | 0.0001 | 0.0001 | 0.0001 | 0.0001 | 0.0001 | 0.0001
Capacity to Activity Unit | 31.536 | PJ / GW | 5 & 6
Operational Life | 35 | years | 5 & 6
PWRCSP001
Parameter | Commodity / TS | Units | Source | 2020 | 2021 | 2022 | 2023 | 2024 | 2025 | 2026 | 2027 | 2028 | 2029 | 2030 | 2031 | 2032 | 2033 | 2034 | 2035 | 2036 | 2037 | 2038 | 2039 | 2040 | 2041 | 2042 | 2043 | 2044 | 2045 | 2046 | 2047 | 2048 | 2049 | 2050
Input Activity Ratio | WND | PJ / PJ | 5 & 6 | bar: 2020 to 2050
Output Activity Ratio | ELC001 | PJ / PJ | 5 & 6 | bar: 2020 to 2050
Availability factor | - | - | 5 & 6 | bar: 2020 to 2050
Capacity Factor | S11 | - | 5 & 6 | 0 | 0 | 0 | 0 | 0 | 0 | 0 | 0 | 0 | 0 | 0 | 0 | 0 | 0 | 0 | 0 | 0 | 0 | 0 | 0 | 0 | 0 | 0 | 0 | 0 | 0 | 0 | 0 | 0 | 0 | 0
| S12 |  | 5 & 6 | 0.452 | 0.452 | 0.452 | 0.452 | 0.452 | 0.452 | 0.452 | 0.452 | 0.452 | 0.452 | 0.452 | 0.452 | 0.452 | 0.452 | 0.452 | 0.452 | 0.452 | 0.452 | 0.452 | 0.452 | 0.452 | 0.452 | 0.452 | 0.452 | 0.452 | 0.452 | 0.452 | 0.452 | 0.452 | 0.452 | 0.452
| S21 |  | 5 & 6 | 0 | 0 | 0 | 0 | 0 | 0 | 0 | 0 | 0 | 0 | 0 | 0 | 0 | 0 | 0 | 0 | 0 | 0 | 0 | 0 | 0 | 0 | 0 | 0 | 0 | 0 | 0 | 0 | 0 | 0 | 0
| S22 |  | 5 & 6 | 0.452 | 0.452 | 0.452 | 0.452 | 0.452 | 0.452 | 0.452 | 0.452 | 0.452 | 0.452 | 0.452 | 0.452 | 0.452 | 0.452 | 0.452 | 0.452 | 0.452 | 0.452 | 0.452 | 0.452 | 0.452 | 0.452 | 0.452 | 0.452 | 0.452 | 0.452 | 0.452 | 0.452 | 0.452 | 0.452 | 0.452
| S31 |  | 5 & 6 | 0 | 0 | 0 | 0 | 0 | 0 | 0 | 0 | 0 | 0 | 0 | 0 | 0 | 0 | 0 | 0 | 0 | 0 | 0 | 0 | 0 | 0 | 0 | 0 | 0 | 0 | 0 | 0 | 0 | 0 | 0
| S32 | - | 5 & 6 | 0.452 | 0.452 | 0.452 | 0.452 | 0.452 | 0.452 | 0.452 | 0.452 | 0.452 | 0.452 | 0.452 | 0.452 | 0.452 | 0.452 | 0.452 | 0.452 | 0.452 | 0.452 | 0.452 | 0.452 | 0.452 | 0.452 | 0.452 | 0.452 | 0.452 | 0.452 | 0.452 | 0.452 | 0.452 | 0.452 | 0.452
| S41 | - | 5 & 6 | 0 | 0 | 0 | 0 | 0 | 0 | 0 | 0 | 0 | 0 | 0 | 0 | 0 | 0 | 0 | 0 | 0 | 0 | 0 | 0 | 0 | 0 | 0 | 0 | 0 | 0 | 0 | 0 | 0 | 0 | 0
| S42 | - | 5 & 6 | 0.452 | 0.452 | 0.452 | 0.452 | 0.452 | 0.452 | 0.452 | 0.452 | 0.452 | 0.452 | 0.452 | 0.452 | 0.452 | 0.452 | 0.452 | 0.452 | 0.452 | 0.452 | 0.452 | 0.452 | 0.452 | 0.452 | 0.452 | 0.452 | 0.452 | 0.452 | 0.452 | 0.452 | 0.452 | 0.452 | 0.452
Residual Capacity | - | GW | 5 & 6 | 0.02 | 0.02 | 0.02 | 0.02 | 0.02 | 0.02 | 0.02 | 0.02 | 0.02 | 0.02 | 0.02 | 0.02 | 0.02 | 0.02 | 0.02 | 0.02 | 0.02 | 0.02 | 0.02 | 0.02 | 0.02 | 0.02 | 0.02 | 0.02 | 0.02 | 0.02 | 0.02 | 0.02 | 0.02 | 0.02 | 0.02
Total Annual Min Capacity Investment | - | GW | 5 & 6 | 0 | 0 | 0 | 0 | 0 | 0 | 0 | 0 | 0 | 0 | 0 | 0 | 0 | 0 | 0 | 0 | 0 | 0 | 0 | 0 | 0 | 0 | 0 | 0 | 0 | 0 | 0 | 0 | 0 | 0 | 0
Total Technology Annual Activity Lower Limit |  | PJ | 5 & 6 | 0 | 0 | 1.8642 | 3.728 | 5.593 | 7.457 | 9.321 | 11.185 | 13.049 | 14.914 | 16.778 | 18.642 | 20.506 | 22.371 | 24.235 | 26.099 | 26.099 | 26.099 | 26.099 | 26.099 | 26.099 | 26.099 | 26.099 | 26.099 | 26.099 | 26.099 | 26.099 | 26.099 | 26.099 | 26.099 | 26.099
Total Annual Max Capacity Investment | - | GW | 5 & 6 | 0 | 99999 | 99999 | 99999 | 99999 | 99999 | 99999 | 99999 | 99999 | 99999 | 99999 | 99999 | 99999 | 99999 | 99999 | 99999 | 99999 | 99999 | 99999 | 99999 | 99999 | 99999 | 99999 | 99999 | 99999 | 99999 | 99999 | 99999 | 99999 | 99999 | 99999
Total Annual Max Capacity |  |  | 5 & 6 | 99999 | 99999 | 99999 | 99999 | 99999 | 99999 | 99999 | 99999 | 99999 | 99999 | 99999 | 99999 | 99999 | 99999 | 99999 | 99999 | 99999 | 99999 | 99999 | 99999 | 99999 | 99999 | 99999 | 99999 | 99999 | 99999 | 99999 | 99999 | 99999 | 99999 | 99999
Capital Cost | - | MUSD / GW | 5 & 6 | 4058 | 3900.2 | 3742.4 | 3584.6 | 3426.8 | 3269 | 3142 | 3015 | 2888 | 2761 | 2634 | 2626.8 | 2619.6 | 2612.4 | 2605.2 | 2598 | 2590.8 | 2583.6 | 2576.4 | 2569.2 | 2562 | 2562 | 2562 | 2562 | 2562 | 2562 | 2562 | 2562 | 2562 | 2562 | 2562
Fixed Cost | - | MUSD / GW | 5 & 6 | 40.58 | 39.002 | 37.424 | 35.846 | 34.268 | 32.69 | 31.42 | 30.15 | 28.88 | 27.61 | 26.34 | 26.268 | 26.196 | 26.124 | 26.052 | 25.98 | 25.908 | 25.836 | 25.764 | 25.692 | 25.62 | 25.62 | 25.62 | 25.62 | 25.62 | 25.62 | 25.62 | 25.62 | 25.62 | 25.62 | 25.62
Variable Cost | - | MUSD / PJ | 5 & 6 | 0.0001 | 0.0001 | 0.0001 | 0.0001 | 0.0001 | 0.0001 | 0.0001 | 0.0001 | 0.0001 | 0.0001 | 0.0001 | 0.0001 | 0.0001 | 0.0001 | 0.0001 | 0.0001 | 0.0001 | 0.0001 | 0.0001 | 0.0001 | 0.0001 | 0.0001 | 0.0001 | 0.0001 | 0.0001 | 0.0001 | 0.0001 | 0.0001 | 0.0001 | 0.0001 | 0.0001
Capacity to Activity Unit | 31.536 | PJ / GW | 5 & 6
Operational Life | 30 | years | 5 & 6
PWRNUC
Parameter | Commodity / TS | Units | Source | 2020 | 2021 | 2022 | 2023 | 2024 | 2025 | 2026 | 2027 | 2028 | 2029 | 2030 | 2031 | 2032 | 2033 | 2034 | 2035 | 2036 | 2037 | 2038 | 2039 | 2040 | 2041 | 2042 | 2043 | 2044 | 2045 | 2046 | 2047 | 2048 | 2049 | 2050
Input Activity Ratio | WND | PJ / PJ | 5 & 6 | 3.03 | 3.03 | 3.03 | 3.03 | 3.03 | 3.03 | 3.03 | 3.03 | 3.03 | 3.03 | 3.03 | 3.03 | 3.03 | 3.03 | 3.03 | 3.03 | 3.03 | 3.03 | 3.03 | 3.03 | 3.03 | 3.03 | 3.03 | 3.03 | 3.03 | 3.03 | 3.03 | 3.03 | 3.03 | 3.03 | 3.03
Output Activity Ratio | ELC001 | PJ / PJ | 5 & 6 | bar: 2020 to 2050
Availability factor | - | - | 5 & 6 | bar: 2020 to 2050
Capacity Factor | S11 | - | 5 & 6 | 0.85 | 0.85 | 0.85 | 0.85 | 0.85 | 0.85 | 0.85 | 0.85 | 0.85 | 0.85 | 0.85 | 0.85 | 0.85 | 0.85 | 0.85 | 0.85 | 0.85 | 0.85 | 0.85 | 0.85 | 0.85 | 0.85 | 0.85 | 0.85 | 0.85 | 0.85 | 0.85 | 0.85 | 0.85 | 0.85 | 0.85
| S12 |  | 5 & 6 | 0.85 | 0.85 | 0.85 | 0.85 | 0.85 | 0.85 | 0.85 | 0.85 | 0.85 | 0.85 | 0.85 | 0.85 | 0.85 | 0.85 | 0.85 | 0.85 | 0.85 | 0.85 | 0.85 | 0.85 | 0.85 | 0.85 | 0.85 | 0.85 | 0.85 | 0.85 | 0.85 | 0.85 | 0.85 | 0.85 | 0.85
| S21 |  | 5 & 6 | 0.85 | 0.85 | 0.85 | 0.85 | 0.85 | 0.85 | 0.85 | 0.85 | 0.85 | 0.85 | 0.85 | 0.85 | 0.85 | 0.85 | 0.85 | 0.85 | 0.85 | 0.85 | 0.85 | 0.85 | 0.85 | 0.85 | 0.85 | 0.85 | 0.85 | 0.85 | 0.85 | 0.85 | 0.85 | 0.85 | 0.85
| S22 |  | 5 & 6 | 0.85 | 0.85 | 0.85 | 0.85 | 0.85 | 0.85 | 0.85 | 0.85 | 0.85 | 0.85 | 0.85 | 0.85 | 0.85 | 0.85 | 0.85 | 0.85 | 0.85 | 0.85 | 0.85 | 0.85 | 0.85 | 0.85 | 0.85 | 0.85 | 0.85 | 0.85 | 0.85 | 0.85 | 0.85 | 0.85 | 0.85
| S31 |  | 5 & 6 | 0.85 | 0.85 | 0.85 | 0.85 | 0.85 | 0.85 | 0.85 | 0.85 | 0.85 | 0.85 | 0.85 | 0.85 | 0.85 | 0.85 | 0.85 | 0.85 | 0.85 | 0.85 | 0.85 | 0.85 | 0.85 | 0.85 | 0.85 | 0.85 | 0.85 | 0.85 | 0.85 | 0.85 | 0.85 | 0.85 | 0.85
| S32 | - | 5 & 6 | 0.85 | 0.85 | 0.85 | 0.85 | 0.85 | 0.85 | 0.85 | 0.85 | 0.85 | 0.85 | 0.85 | 0.85 | 0.85 | 0.85 | 0.85 | 0.85 | 0.85 | 0.85 | 0.85 | 0.85 | 0.85 | 0.85 | 0.85 | 0.85 | 0.85 | 0.85 | 0.85 | 0.85 | 0.85 | 0.85 | 0.85
| S41 | - | 5 & 6 | 0.85 | 0.85 | 0.85 | 0.85 | 0.85 | 0.85 | 0.85 | 0.85 | 0.85 | 0.85 | 0.85 | 0.85 | 0.85 | 0.85 | 0.85 | 0.85 | 0.85 | 0.85 | 0.85 | 0.85 | 0.85 | 0.85 | 0.85 | 0.85 | 0.85 | 0.85 | 0.85 | 0.85 | 0.85 | 0.85 | 0.85
| S42 | - | 5 & 6 | 0.85 | 0.85 | 0.85 | 0.85 | 0.85 | 0.85 | 0.85 | 0.85 | 0.85 | 0.85 | 0.85 | 0.85 | 0.85 | 0.85 | 0.85 | 0.85 | 0.85 | 0.85 | 0.85 | 0.85 | 0.85 | 0.85 | 0.85 | 0.85 | 0.85 | 0.85 | 0.85 | 0.85 | 0.85 | 0.85 | 0.85
Residual Capacity | - | GW | 5 & 6 | 0 | 0 | 0 | 0 | 0 | 0 | 0 | 0 | 0 | 0 | 0 | 0 | 0 | 0 | 0 | 0 | 0 | 0 | 0 | 0 | 0 | 0 | 0 | 0 | 0 | 0 | 0 | 0 | 0 | 0 | 0
Total Annual Min Capacity Investment | - | GW | 5 & 6 | 0 | 0 | 0 | 0 | 0 | 0 | 0 | 0 | 0 | 0 | 0 | 0 | 0 | 0 | 0 | 0 | 0 | 0 | 0 | 0 | 0 | 0 | 0 | 0 | 0 | 0 | 0 | 0 | 0 | 0 | 0
Total Technology Annual Activity Lower Limit |  |  | 5 & 6 | 0 | 0 | 2.0506 | 4.101 | 6.152 | 8.202 | 10.253 | 12.304 | 14.354 | 16.405 | 18.456 | 20.506 | 22.557 | 24.607 | 26.658 | 28.709 | 28.709 | 28.709 | 28.709 | 28.709 | 28.709 | 28.709 | 28.709 | 28.709 | 28.709 | 28.709 | 28.709 | 28.709 | 28.709 | 28.709 | 28.709
Total Annual Max Capacity Investment | - | GW | 5 & 6 | 0 | 0 | 0 | 0 | 0 | 0 | 0 | 0 | 0 | 0 | 0 | 0 | 0 | 0 | 0 | 0 | 0 | 0 | 0 | 0 | 0 | 0 | 0 | 0 | 0 | 0 | 0 | 0 | 0 | 0 | 0
Total Annual Max Capacity |  | PJ | 5 & 6 | 99999 | 99999 | 99999 | 99999 | 99999 | 99999 | 99999 | 99999 | 99999 | 99999 | 99999 | 99999 | 99999 | 99999 | 99999 | 99999 | 99999 | 99999 | 99999 | 99999 | 99999 | 99999 | 99999 | 99999 | 99999 | 99999 | 99999 | 99999 | 99999 | 99999 | 99999
Capital Cost | - | MUSD / GW | 5 & 6 | 6137 | 6137 | 6137 | 6137 | 6137 | 6137 | 6137 | 6137 | 6137 | 6137 | 6137 | 6137 | 6137 | 6137 | 6137 | 6137 | 6137 | 6137 | 6137 | 6137 | 6137 | 6137 | 6137 | 6137 | 6137 | 6137 | 6137 | 6137 | 6137 | 6137 | 6137
Fixed Cost | - | MUSD / GW | 5 & 6 | 184.11 | 184.11 | 184.11 | 184.11 | 184.11 | 184.11 | 184.11 | 184.11 | 184.11 | 184.11 | 184.11 | 184.11 | 184.11 | 184.11 | 184.11 | 184.11 | 184.11 | 184.11 | 184.11 | 184.11 | 184.11 | 184.11 | 184.11 | 184.11 | 184.11 | 184.11 | 184.11 | 184.11 | 184.11 | 184.11 | 184.11
Variable Cost | - | MUSD / PJ | 5 & 6 | 0.0001 | 0.0001 | 0.0001 | 0.0001 | 0.0001 | 0.0001 | 0.0001 | 0.0001 | 0.0001 | 0.0001 | 0.0001 | 0.0001 | 0.0001 | 0.0001 | 0.0001 | 0.0001 | 0.0001 | 0.0001 | 0.0001 | 0.0001 | 0.0001 | 0.0001 | 0.0001 | 0.0001 | 0.0001 | 0.0001 | 0.0001 | 0.0001 | 0.0001 | 0.0001 | 0.0001
Capacity to Activity Unit | 31.536 | PJ / GW | 5 & 6
Operational Life | 50 | years | 5 & 6
2.2. GHL
PWRSOL001
Parameter | Commodity / TS | Units | Source | 2020 | 2021 | 2022 | 2023 | 2024 | 2025 | 2026 | 2027 | 2028 | 2029 | 2030 | 2031 | 2032 | 2033 | 2034 | 2035 | 2036 | 2037 | 2038 | 2039 | 2040 | 2041 | 2042 | 2043 | 2044 | 2045 | 2046 | 2047 | 2048 | 2049 | 2050
Input Activity Ratio | SOL | PJ / PJ | 3 | bar: 2020 to 2050
Output Activity Ratio | ELC002 | PJ / PJ | 3 | bar: 2020 to 2050
Output Activity Ratio | ELC004 |  | Assumption | bar: 2020 to 2050
Availability factor |  |  | 3 | bar: 2020 to 2050
Capacity Factor | S11 | - | 3 | 0 | 0 | 0 | 0 | 0 | 0 | 0 | 0 | 0 | 0 | 0 | 0 | 0 | 0 | 0 | 0 | 0 | 0 | 0 | 0 | 0 | 0 | 0 | 0 | 0 | 0 | 0 | 0 | 0 | 0 | 0
| S12 | - | 3 | 0.3408 | 0.3408 | 0.3408 | 0.3408 | 0.3408 | 0.3408 | 0.3408 | 0.3408 | 0.3408 | 0.3408 | 0.3408 | 0.3408 | 0.3408 | 0.3408 | 0.3408 | 0.3408 | 0.3408 | 0.3408 | 0.3408 | 0.3408 | 0.3408 | 0.3408 | 0.3408 | 0.3408 | 0.3408 | 0.3408 | 0.3408 | 0.3408 | 0.3408 | 0.3408 | 0.3408
| S21 | - | 3 | 0 | 0 | 0 | 0 | 0 | 0 | 0 | 0 | 0 | 0 | 0 | 0 | 0 | 0 | 0 | 0 | 0 | 0 | 0 | 0 | 0 | 0 | 0 | 0 | 0 | 0 | 0 | 0 | 0 | 0 | 0
| S22 | - | 3 | 0.38191 | 0.38191 | 0.38191 | 0.38191 | 0.38191 | 0.38191 | 0.38191 | 0.38191 | 0.38191 | 0.38191 | 0.38191 | 0.38191 | 0.38191 | 0.38191 | 0.38191 | 0.38191 | 0.38191 | 0.38191 | 0.38191 | 0.38191 | 0.38191 | 0.38191 | 0.38191 | 0.38191 | 0.38191 | 0.38191 | 0.38191 | 0.38191 | 0.38191 | 0.38191 | 0.38191
| S31 |  | 3 | 0 | 0 | 0 | 0 | 0 | 0 | 0 | 0 | 0 | 0 | 0 | 0 | 0 | 0 | 0 | 0 | 0 | 0 | 0 | 0 | 0 | 0 | 0 | 0 | 0 | 0 | 0 | 0 | 0 | 0 | 0
| S32 |  | 3 | 0.36935 | 0.36935 | 0.36935 | 0.36935 | 0.36935 | 0.36935 | 0.36935 | 0.36935 | 0.36935 | 0.36935 | 0.36935 | 0.36935 | 0.36935 | 0.36935 | 0.36935 | 0.36935 | 0.36935 | 0.36935 | 0.36935 | 0.36935 | 0.36935 | 0.36935 | 0.36935 | 0.36935 | 0.36935 | 0.36935 | 0.36935 | 0.36935 | 0.36935 | 0.36935 | 0.36935
| S41 |  | 3 | 0 | 0 | 0 | 0 | 0 | 0 | 0 | 0 | 0 | 0 | 0 | 0 | 0 | 0 | 0 | 0 | 0 | 0 | 0 | 0 | 0 | 0 | 0 | 0 | 0 | 0 | 0 | 0 | 0 | 0 | 0
| S42 |  | 3 | 0.34582 | 0.34582 | 0.34582 | 0.34582 | 0.34582 | 0.34582 | 0.34582 | 0.34582 | 0.34582 | 0.34582 | 0.34582 | 0.34582 | 0.34582 | 0.34582 | 0.34582 | 0.34582 | 0.34582 | 0.34582 | 0.34582 | 0.34582 | 0.34582 | 0.34582 | 0.34582 | 0.34582 | 0.34582 | 0.34582 | 0.34582 | 0.34582 | 0.34582 | 0.34582 | 0.34582
Residual Capacity | - | GW | 3 | 0.025 | 0.025 | 0.025 | 0.025 | 0.025 | 0.025 | 0.025 | 0.025 | 0.025 | 0.025 | 0.025 | 0.025 | 0.025 | 0.025 | 0 | 0 | 0 | 0 | 0 | 0 | 0 | 0 | 0 | 0 | 0 | 0 | 0 | 0 | 0 | 0 | 0
Total Annual Min Capacity Investment | - | GW | 3 | 0 | 0 | 0 | 0 | 0 | 0 | 0 | 0 | 0 | 0 | 0 | 0 | 0 | 0 | 0 | 0 | 0 | 0 | 0 | 0 | 0 | 0 | 0 | 0 | 0 | 0 | 0 | 0 | 0 | 0 | 0
Total Annual Max Capacity Investment | - | GW | 3 | 0 | 99999 | 99999 | 99999 | 99999 | 99999 | 99999 | 99999 | 99999 | 99999 | 99999 | 99999 | 99999 | 99999 | 99999 | 99999 | 99999 | 99999 | 99999 | 99999 | 99999 | 99999 | 99999 | 99999 | 99999 | 99999 | 99999 | 99999 | 99999 | 99999 | 99999
Total Annual Max Capacity | - | GW | 3 | 99999 | 99999 | 99999 | 99999 | 99999 | 99999 | 99999 | 99999 | 99999 | 99999 | 99999 | 99999 | 99999 | 99999 | 99999 | 99999 | 99999 | 99999 | 99999 | 99999 | 99999 | 99999 | 99999 | 99999 | 99999 | 99999 | 99999 | 99999 | 99999 | 99999 | 99999
Capital Cost | - | MUSD / GW | 3 | 1378 | 1299.2 | 1220.4 | 1141.6 | 1062.8 | 984 | 964.4 | 944.8 | 925.2 | 905.6 | 886 | 868.8 | 851.6 | 834.4 | 817.2 | 800 | 784.6 | 769.2 | 753.8 | 738.4 | 723 | 723 | 723 | 723 | 723 | 723 | 723 | 723 | 723 | 723 | 723
Fixed Cost | - | MUSD / GW | 3 | 17.914 | 16.8896 | 15.8652 | 14.8408 | 13.8164 | 12.792 | 12.5372 | 12.2824 | 12.0276 | 11.7728 | 11.518 | 11.2944 | 11.0708 | 10.8472 | 10.6236 | 10.4 | 10.1998 | 9.9996 | 9.7994 | 9.5992 | 9.399 | 9.399 | 9.399 | 9.399 | 9.399 | 9.399 | 9.399 | 9.399 | 9.399 | 9.399 | 9.399
Variable Cost |  | MUSD / PJ | 3 | 0.0001 | 0.0001 | 0.0001 | 0.0001 | 0.0001 | 0.0001 | 0.0001 | 0.0001 | 0.0001 | 0.0001 | 0.0001 | 0.0001 | 0.0001 | 0.0001 | 0.0001 | 0.0001 | 0.0001 | 0.0001 | 0.0001 | 0.0001 | 0.0001 | 0.0001 | 0.0001 | 0.0001 | 0.0001 | 0.0001 | 0.0001 | 0.0001 | 0.0001 | 0.0001 | 0.0001
Capacity to Activity Unit | 31.536 | PJ / GW | 3
Operational Life | 24 | years | 3
PWRWND001
Parameter | Commodity / TS | Units | Source | 2020 | 2021 | 2022 | 2023 | 2024 | 2025 | 2026 | 2027 | 2028 | 2029 | 2030 | 2031 | 2032 | 2033 | 2034 | 2035 | 2036 | 2037 | 2038 | 2039 | 2040 | 2041 | 2042 | 2043 | 2044 | 2045 | 2046 | 2047 | 2048 | 2049 | 2050
Input Activity Ratio | WND | PJ / PJ | 3 | bar: 2020 to 2050
Output Activity Ratio | ELC001 | PJ / PJ | 3 | bar: 2020 to 2050
Output Activity Ratio | ELC004 | PJ/PJ | Assumption | bar: 2020 to 2050
Availability factor | - | - | 3 | bar: 2020 to 2050
Capacity Factor | S11 | - | 3 | 0.20423 | 0.20423 | 0.20423 | 0.20423 | 0.20423 | 0.20423 | 0.20423 | 0.20423 | 0.20423 | 0.20423 | 0.20423 | 0.20423 | 0.20423 | 0.20423 | 0.20423 | 0.20423 | 0.20423 | 0.20423 | 0.20423 | 0.20423 | 0.20423 | 0.20423 | 0.20423 | 0.20423 | 0.20423 | 0.20423 | 0.20423 | 0.20423 | 0.20423 | 0.20423 | 0.20423
| S12 | - | 3 | 0.19623 | 0.19623 | 0.19623 | 0.19623 | 0.19623 | 0.19623 | 0.19623 | 0.19623 | 0.19623 | 0.19623 | 0.19623 | 0.19623 | 0.19623 | 0.19623 | 0.19623 | 0.19623 | 0.19623 | 0.19623 | 0.19623 | 0.19623 | 0.19623 | 0.19623 | 0.19623 | 0.19623 | 0.19623 | 0.19623 | 0.19623 | 0.19623 | 0.19623 | 0.19623 | 0.19623
| S21 | - | 3 | 0.22538 | 0.22538 | 0.22538 | 0.22538 | 0.22538 | 0.22538 | 0.22538 | 0.22538 | 0.22538 | 0.22538 | 0.22538 | 0.22538 | 0.22538 | 0.22538 | 0.22538 | 0.22538 | 0.22538 | 0.22538 | 0.22538 | 0.22538 | 0.22538 | 0.22538 | 0.22538 | 0.22538 | 0.22538 | 0.22538 | 0.22538 | 0.22538 | 0.22538 | 0.22538 | 0.22538
| S22 | - | 3 | 0.22232 | 0.22232 | 0.22232 | 0.22232 | 0.22232 | 0.22232 | 0.22232 | 0.22232 | 0.22232 | 0.22232 | 0.22232 | 0.22232 | 0.22232 | 0.22232 | 0.22232 | 0.22232 | 0.22232 | 0.22232 | 0.22232 | 0.22232 | 0.22232 | 0.22232 | 0.22232 | 0.22232 | 0.22232 | 0.22232 | 0.22232 | 0.22232 | 0.22232 | 0.22232 | 0.22232
| S31 |  | 3 | 0.25611 | 0.25611 | 0.25611 | 0.25611 | 0.25611 | 0.25611 | 0.25611 | 0.25611 | 0.25611 | 0.25611 | 0.25611 | 0.25611 | 0.25611 | 0.25611 | 0.25611 | 0.25611 | 0.25611 | 0.25611 | 0.25611 | 0.25611 | 0.25611 | 0.25611 | 0.25611 | 0.25611 | 0.25611 | 0.25611 | 0.25611 | 0.25611 | 0.25611 | 0.25611 | 0.25611
| S32 |  | 3 | 0.22919 | 0.22919 | 0.22919 | 0.22919 | 0.22919 | 0.22919 | 0.22919 | 0.22919 | 0.22919 | 0.22919 | 0.22919 | 0.22919 | 0.22919 | 0.22919 | 0.22919 | 0.22919 | 0.22919 | 0.22919 | 0.22919 | 0.22919 | 0.22919 | 0.22919 | 0.22919 | 0.22919 | 0.22919 | 0.22919 | 0.22919 | 0.22919 | 0.22919 | 0.22919 | 0.22919
| S41 |  | 3 | 0.22708 | 0.22708 | 0.22708 | 0.22708 | 0.22708 | 0.22708 | 0.22708 | 0.22708 | 0.22708 | 0.22708 | 0.22708 | 0.22708 | 0.22708 | 0.22708 | 0.22708 | 0.22708 | 0.22708 | 0.22708 | 0.22708 | 0.22708 | 0.22708 | 0.22708 | 0.22708 | 0.22708 | 0.22708 | 0.22708 | 0.22708 | 0.22708 | 0.22708 | 0.22708 | 0.22708
| S42 |  | 3 | 0.1968 | 0.1968 | 0.1968 | 0.1968 | 0.1968 | 0.1968 | 0.1968 | 0.1968 | 0.1968 | 0.1968 | 0.1968 | 0.1968 | 0.1968 | 0.1968 | 0.1968 | 0.1968 | 0.1968 | 0.1968 | 0.1968 | 0.1968 | 0.1968 | 0.1968 | 0.1968 | 0.1968 | 0.1968 | 0.1968 | 0.1968 | 0.1968 | 0.1968 | 0.1968 | 0.1968
Residual Capacity | - | GW | 3 | 0.81 | 0.81 | 0.81 | 0.81 | 0.81 | 0.81 | 0.81 | 0.81 | 0.81 | 0 | 0 | 0 | 0 | 0 | 0 | 0 | 0 | 0 | 0 | 0 | 0 | 0 | 0 | 0 | 0 | 0 | 0 | 0 | 0 | 0 | 0
Total Annual Min Capacity Investment | - | GW | 3 | 0 | 0 | 0 | 0 | 0 | 0 | 0 | 0 | 0 | 0 | 0 | 0 | 0 | 0 | 0 | 0 | 0 | 0 | 0 | 0 | 0 | 0 | 0 | 0 | 0 | 0 | 0 | 0 | 0 | 0 | 0
Total Annual Max Capacity Investment | - | GW | 3 | 99999 | 99999 | 99999 | 99999 | 99999 | 99999 | 99999 | 99999 | 99999 | 99999 | 99999 | 99999 | 99999 | 99999 | 99999 | 99999 | 99999 | 99999 | 99999 | 99999 | 99999 | 99999 | 99999 | 99999 | 99999 | 99999 | 99999 | 99999 | 99999 | 99999 | 99999
Total Annual Max Capacity | - | GW | 3 | 99999 | 99999 | 99999 | 99999 | 99999 | 99999 | 99999 | 99999 | 99999 | 99999 | 99999 | 99999 | 99999 | 99999 | 99999 | 99999 | 99999 | 99999 | 99999 | 99999 | 99999 | 99999 | 99999 | 99999 | 99999 | 99999 | 99999 | 99999 | 99999 | 99999 | 99999
Capital Cost | - | MUSD / GW | 3 | 1489 | 1429.4 | 1369.8 | 1310.2 | 1250.6 | 1191 | 1170.2 | 1149.4 | 1128.6 | 1107.8 | 1087 | 1056.2 | 1025.4 | 994.6 | 963.8 | 933 | 933 | 933 | 933 | 933 | 933 | 933 | 933 | 933 | 933 | 933 | 933 | 933 | 933 | 933 | 933
Fixed Cost | - | MUSD / GW | 3 | 59.56 | 57.176 | 54.792 | 52.408 | 50.024 | 47.64 | 46.808 | 45.976 | 45.144 | 44.312 | 43.48 | 42.248 | 41.016 | 39.784 | 38.552 | 37.32 | 37.32 | 37.32 | 37.32 | 37.32 | 37.32 | 37.32 | 37.32 | 37.32 | 37.32 | 37.32 | 37.32 | 37.32 | 37.32 | 37.32 | 37.32
Variable Cost | - | MUSD / PJ | 3 | 0.0001 | 0.0001 | 0.0001 | 0.0001 | 0.0001 | 0.0001 | 0.0001 | 0.0001 | 0.0001 | 0.0001 | 0.0001 | 0.0001 | 0.0001 | 0.0001 | 0.0001 | 0.0001 | 0.0001 | 0.0001 | 0.0001 | 0.0001 | 0.0001 | 0.0001 | 0.0001 | 0.0001 | 0.0001 | 0.0001 | 0.0001 | 0.0001 | 0.0001 | 0.0001 | 0.0001
Capacity to Activity Unit | 31.536 | PJ / GW | 3
Operational Life | 25 | years | 3
DEMHEHSWS
Parameter | Commodity / TS | Units | Source | 2020 | 2021 | 2022 | 2023 | 2024 | 2025 | 2026 | 2027 | 2028 | 2029 | 2030 | 2031 | 2032 | 2033 | 2034 | 2035 | 2036 | 2037 | 2038 | 2039 | 2040 | 2041 | 2042 | 2043 | 2044 | 2045 | 2046 | 2047 | 2048 | 2049 | 2050
Input Activity Ratio | ELC001 | PJ/ 10^9m^3 | 7 | 12.96 | 12.96 | 12.96 | 12.96 | 12.96 | 12.96 | 12.96 | 12.96 | 12.96 | 12.96 | 12.96 | 12.96 | 12.96 | 12.96 | 12.96 | 12.96 | 12.96 | 12.96 | 12.96 | 12.96 | 12.96 | 12.96 | 12.96 | 12.96 | 12.96 | 12.96 | 12.96 | 12.96 | 12.96 | 12.96 | 12.96
Input Activity Ratio | WTRSWS | 10^9m^3/10^9m^3 | 7 | bar: 2020 to 2050
Output Activity Ratio | WTRFWS | 10^9m^3/10^9m^4 | 7 | bar: 2020 to 2050
Capacity Factor | S11 | - | 7 | bar: 2020 to 2050
| S12 |  | 7 | bar: 2020 to 2050
| S21 |  | 7 | bar: 2020 to 2050
| S22 |  | 7 | bar: 2020 to 2050
| S31 |  | 7 | bar: 2020 to 2050
| S32 | - | 7 | bar: 2020 to 2050
| S41 | - | 7 | bar: 2020 to 2050
| S42 | - | 7 | bar: 2020 to 2050
Total Annual Max Capacity Investment | - | GW | 7 | 999999 | 999999 | 999999 | 999999 | 999999 | 999999 | 999999 | 999999 | 999999 | 999999 | 999999 | 999999 | 999999 | 999999 | 999999 | 999999 | 999999 | 999999 | 999999 | 999999 | 999999 | 999999 | 999999 | 999999 | 999999 | 999999 | 999999 | 999999 | 999999 | 999999 | 999999
Total Annual Max Capacity |  |  | 7 | 999999 | 999999 | 999999 | 999999 | 999999 | 999999 | 999999 | 999999 | 999999 | 999999 | 999999 | 999999 | 999999 | 999999 | 999999 | 999999 | 999999 | 999999 | 999999 | 999999 | 999999 | 999999 | 999999 | 999999 | 999999 | 999999 | 999999 | 999999 | 999999 | 999999 | 999999
Capital Cost | - | MUSD / GW | 7 | 36.752 | 36.752 | 35.594 | 34.472 | 33.386 | 32.334 | 31.315 | 30.328 | 29.373 | 28.447 | 27.551 | 26.683 | 25.842 | 25.028 | 24.239 | 23.475 | 22.735 | 22.019 | 21.325 | 20.653 | 20.003 | 19.372 | 18.762 | 18.171 | 17.598 | 17.044 | 16.507 | 15.986 | 15.483 | 14.995 | 14.522
Fixed Cost | - | MUSD / GW | 7 | 124.658 | 124.658 | 121.242 | 117.92 | 114.689 | 111.546 | 108.49 | 105.517 | 102.626 | 99.814 | 97.079 | 94.419 | 91.832 | 89.316 | 86.869 | 84.489 | 82.174 | 79.922 | 77.732 | 75.602 | 73.531 | 71.516 | 69.557 | 67.651 | 65.797 | 63.994 | 62.241 | 60.535 | 58.877 | 57.264 | 55.694
Capacity to Activity Unit | 1 | PJ / GW | 7
Operational Life | 30 | years | 7
PWRHEH001
Parameter | Commodity / TS | Units | Source | 2020 | 2021 | 2022 | 2023 | 2024 | 2025 | 2026 | 2027 | 2028 | 2029 | 2030 | 2031 | 2032 | 2033 | 2034 | 2035 | 2036 | 2037 | 2038 | 2039 | 2040 | 2041 | 2042 | 2043 | 2044 | 2045 | 2046 | 2047 | 2048 | 2049 | 2050
Input Activity Ratio | WTRFWS | 10^9m^3/10^9m^3 | 7 | 0.015 | 0.015 | 0.015 | 0.015 | 0.015 | 0.015 | 0.015 | 0.015 | 0.015 | 0.015 | 0.015 | 0.015 | 0.015 | 0.015 | 0.015 | 0.015 | 0.015 | 0.015 | 0.015 | 0.015 | 0.015 | 0.015 | 0.015 | 0.015 | 0.015 | 0.015 | 0.015 | 0.015 | 0.015 | 0.015 | 0.015
Input Activity Ratio | ELC004 | PJ/ 10^9m^3 | 7 | bar: 2020 to 2050
Output Activity Ratio | HEH | PJ / PJ | 7 | 0.769 | 0.769 | 0.769 | 0.769 | 0.769 | 0.769 | 0.769 | 0.769 | 0.769 | 0.769 | 0.769 | 0.769 | 0.769 | 0.769 | 0.769 | 0.769 | 0.769 | 0.769 | 0.769 | 0.769 | 0.769 | 0.769 | 0.769 | 0.769 | 0.769 | 0.769 | 0.769 | 0.769 | 0.769 | 0.769 | 0.769
Capacity Factor | S11 | - | 7 | 0.98 | 0.98 | 0.98 | 0.98 | 0.98 | 0.98 | 0.98 | 0.98 | 0.98 | 0.98 | 0.98 | 0.98 | 0.98 | 0.98 | 0.98 | 0.98 | 0.98 | 0.98 | 0.98 | 0.98 | 0.98 | 0.98 | 0.98 | 0.98 | 0.98 | 0.98 | 0.98 | 0.98 | 0.98 | 0.98 | 0.98
| S12 |  | 7 | 0.98 | 0.98 | 0.98 | 0.98 | 0.98 | 0.98 | 0.98 | 0.98 | 0.98 | 0.98 | 0.98 | 0.98 | 0.98 | 0.98 | 0.98 | 0.98 | 0.98 | 0.98 | 0.98 | 0.98 | 0.98 | 0.98 | 0.98 | 0.98 | 0.98 | 0.98 | 0.98 | 0.98 | 0.98 | 0.98 | 0.98
| S21 |  | 7 | 0.98 | 0.98 | 0.98 | 0.98 | 0.98 | 0.98 | 0.98 | 0.98 | 0.98 | 0.98 | 0.98 | 0.98 | 0.98 | 0.98 | 0.98 | 0.98 | 0.98 | 0.98 | 0.98 | 0.98 | 0.98 | 0.98 | 0.98 | 0.98 | 0.98 | 0.98 | 0.98 | 0.98 | 0.98 | 0.98 | 0.98
| S22 |  | 7 | 0.98 | 0.98 | 0.98 | 0.98 | 0.98 | 0.98 | 0.98 | 0.98 | 0.98 | 0.98 | 0.98 | 0.98 | 0.98 | 0.98 | 0.98 | 0.98 | 0.98 | 0.98 | 0.98 | 0.98 | 0.98 | 0.98 | 0.98 | 0.98 | 0.98 | 0.98 | 0.98 | 0.98 | 0.98 | 0.98 | 0.98
| S31 |  | 7 | 0.98 | 0.98 | 0.98 | 0.98 | 0.98 | 0.98 | 0.98 | 0.98 | 0.98 | 0.98 | 0.98 | 0.98 | 0.98 | 0.98 | 0.98 | 0.98 | 0.98 | 0.98 | 0.98 | 0.98 | 0.98 | 0.98 | 0.98 | 0.98 | 0.98 | 0.98 | 0.98 | 0.98 | 0.98 | 0.98 | 0.98
| S32 | - | 7 | 0.98 | 0.98 | 0.98 | 0.98 | 0.98 | 0.98 | 0.98 | 0.98 | 0.98 | 0.98 | 0.98 | 0.98 | 0.98 | 0.98 | 0.98 | 0.98 | 0.98 | 0.98 | 0.98 | 0.98 | 0.98 | 0.98 | 0.98 | 0.98 | 0.98 | 0.98 | 0.98 | 0.98 | 0.98 | 0.98 | 0.98
| S41 | - | 7 | 0.98 | 0.98 | 0.98 | 0.98 | 0.98 | 0.98 | 0.98 | 0.98 | 0.98 | 0.98 | 0.98 | 0.98 | 0.98 | 0.98 | 0.98 | 0.98 | 0.98 | 0.98 | 0.98 | 0.98 | 0.98 | 0.98 | 0.98 | 0.98 | 0.98 | 0.98 | 0.98 | 0.98 | 0.98 | 0.98 | 0.98
| S42 | - | 7 | 0.98 | 0.98 | 0.98 | 0.98 | 0.98 | 0.98 | 0.98 | 0.98 | 0.98 | 0.98 | 0.98 | 0.98 | 0.98 | 0.98 | 0.98 | 0.98 | 0.98 | 0.98 | 0.98 | 0.98 | 0.98 | 0.98 | 0.98 | 0.98 | 0.98 | 0.98 | 0.98 | 0.98 | 0.98 | 0.98 | 0.98
Total Annual Max Capacity Investment | - | GW | 7 | 999999 | 999999 | 999999 | 999999 | 999999 | 999999 | 999999 | 999999 | 999999 | 999999 | 999999 | 999999 | 999999 | 999999 | 999999 | 999999 | 999999 | 999999 | 999999 | 999999 | 999999 | 999999 | 999999 | 999999 | 999999 | 999999 | 999999 | 999999 | 999999 | 999999 | 999999
Total Annual Max Capacity |  |  | 7 | 999999 | 999999 | 999999 | 999999 | 999999 | 999999 | 999999 | 999999 | 999999 | 999999 | 999999 | 999999 | 999999 | 999999 | 999999 | 999999 | 999999 | 999999 | 999999 | 999999 | 999999 | 999999 | 999999 | 999999 | 999999 | 999999 | 999999 | 999999 | 999999 | 999999 | 999999
Capital Cost | - | MUSD / GW | 7 | 3147.945 | 3147.945 | 3058.229 | 2971.069 | 2886.394 | 2804.132 | 2724.214 | 2646.574 | 2571.146 | 2497.869 | 2426.679 | 2357.519 | 2290.33 | 2225.055 | 2161.641 | 2100.035 | 2040.184 | 1982.038 | 1925.55 | 1870.672 | 1817.358 | 1765.563 | 1715.245 | 1666.36 | 1618.869 | 1572.731 | 1527.908 | 1484.363 | 1442.059 | 1400.96 | 1361.033
Fixed Cost | - | MUSD / GW | 7 | 1.164 | 1.164 | 1.159 | 1.153 | 1.148 | 1.143 | 1.137 | 1.132 | 1.127 | 1.121 | 1.116 | 1.111 | 1.106 | 1.1 | 1.095 | 1.09 | 1.085 | 1.08 | 1.075 | 1.07 | 1.065 | 1.06 | 1.055 | 1.05 | 1.045 | 1.04 | 1.035 | 1.03 | 1.025 | 1.02 | 1.016
Capacity to Activity Unit | 1 | PJ / GW | 7
Operational Life | 30 | years | 7
HEH
Parameter | Commodity | Units | Source | 2020 | 2021 | 2022 | 2023 | 2024 | 2025 | 2026 | 2027 | 2028 | 2029 | 2030 | 2031 | 2032 | 2033 | 2034 | 2035 | 2036 | 2037 | 2038 | 2039 | 2040 | 2041 | 2042 | 2043 | 2044 | 2045 | 2046 | 2047 | 2048 | 2049 | 2050
Accumulated Annual Demand |  | PJ | 8 & Calculations | 0 | 0.015959 | 0.031919 | 0.047878 | 0.063837 | 0.079796 | 0.095755 | 0.11171 | 0.12767 | 0.14363 | 0.15959 | 0.15959 | 0.21043 | 0.26126 | 0.31209 | 0.36293 | 0.41376 | 0.46459 | 0.51542 | 0.56626 | 0.61709 | 0.61709 | 1.1727 | 1.7283 | 2.2839 | 2.8396 | 3.3952 | 3.9508 | 4.5064 | 5.062 | 5.6177
ELC004
Parameter | Commodity | Units | Source | 2020 | 2021 | 2022 | 2023 | 2024 | 2025 | 2026 | 2027 | 2028 | 2029 | 2030 | 2031 | 2032 | 2033 | 2034 | 2035 | 2036 | 2037 | 2038 | 2039 | 2040 | 2041 | 2042 | 2043 | 2044 | 2045 | 2046 | 2047 | 2048 | 2049 | 2050
Accumulated Annual Demand |  | PJ | 7 | bar: 2020 to 2050
2.3. GHM
PWRSOL001
Parameter | Commodity / TS | Units | Source | 2020 | 2021 | 2022 | 2023 | 2024 | 2025 | 2026 | 2027 | 2028 | 2029 | 2030 | 2031 | 2032 | 2033 | 2034 | 2035 | 2036 | 2037 | 2038 | 2039 | 2040 | 2041 | 2042 | 2043 | 2044 | 2045 | 2046 | 2047 | 2048 | 2049 | 2050
Input Activity Ratio | SOL | PJ / PJ | 3 | bar: 2020 to 2050
Output Activity Ratio | ELC002 | PJ / PJ | 3 | bar: 2020 to 2050
Output Activity Ratio | ELC004 |  | Assumption | bar: 2020 to 2050
Availability factor |  |  | 3 | bar: 2020 to 2050
Capacity Factor | S11 | - | 3 | 0 | 0 | 0 | 0 | 0 | 0 | 0 | 0 | 0 | 0 | 0 | 0 | 0 | 0 | 0 | 0 | 0 | 0 | 0 | 0 | 0 | 0 | 0 | 0 | 0 | 0 | 0 | 0 | 0 | 0 | 0
| S12 | - | 3 | 0.3408 | 0.3408 | 0.3408 | 0.3408 | 0.3408 | 0.3408 | 0.3408 | 0.3408 | 0.3408 | 0.3408 | 0.3408 | 0.3408 | 0.3408 | 0.3408 | 0.3408 | 0.3408 | 0.3408 | 0.3408 | 0.3408 | 0.3408 | 0.3408 | 0.3408 | 0.3408 | 0.3408 | 0.3408 | 0.3408 | 0.3408 | 0.3408 | 0.3408 | 0.3408 | 0.3408
| S21 | - | 3 | 0 | 0 | 0 | 0 | 0 | 0 | 0 | 0 | 0 | 0 | 0 | 0 | 0 | 0 | 0 | 0 | 0 | 0 | 0 | 0 | 0 | 0 | 0 | 0 | 0 | 0 | 0 | 0 | 0 | 0 | 0
| S22 | - | 3 | 0.38191 | 0.38191 | 0.38191 | 0.38191 | 0.38191 | 0.38191 | 0.38191 | 0.38191 | 0.38191 | 0.38191 | 0.38191 | 0.38191 | 0.38191 | 0.38191 | 0.38191 | 0.38191 | 0.38191 | 0.38191 | 0.38191 | 0.38191 | 0.38191 | 0.38191 | 0.38191 | 0.38191 | 0.38191 | 0.38191 | 0.38191 | 0.38191 | 0.38191 | 0.38191 | 0.38191
| S31 |  | 3 | 0 | 0 | 0 | 0 | 0 | 0 | 0 | 0 | 0 | 0 | 0 | 0 | 0 | 0 | 0 | 0 | 0 | 0 | 0 | 0 | 0 | 0 | 0 | 0 | 0 | 0 | 0 | 0 | 0 | 0 | 0
| S32 |  | 3 | 0.36935 | 0.36935 | 0.36935 | 0.36935 | 0.36935 | 0.36935 | 0.36935 | 0.36935 | 0.36935 | 0.36935 | 0.36935 | 0.36935 | 0.36935 | 0.36935 | 0.36935 | 0.36935 | 0.36935 | 0.36935 | 0.36935 | 0.36935 | 0.36935 | 0.36935 | 0.36935 | 0.36935 | 0.36935 | 0.36935 | 0.36935 | 0.36935 | 0.36935 | 0.36935 | 0.36935
| S41 |  | 3 | 0 | 0 | 0 | 0 | 0 | 0 | 0 | 0 | 0 | 0 | 0 | 0 | 0 | 0 | 0 | 0 | 0 | 0 | 0 | 0 | 0 | 0 | 0 | 0 | 0 | 0 | 0 | 0 | 0 | 0 | 0
| S42 |  | 3 | 0.34582 | 0.34582 | 0.34582 | 0.34582 | 0.34582 | 0.34582 | 0.34582 | 0.34582 | 0.34582 | 0.34582 | 0.34582 | 0.34582 | 0.34582 | 0.34582 | 0.34582 | 0.34582 | 0.34582 | 0.34582 | 0.34582 | 0.34582 | 0.34582 | 0.34582 | 0.34582 | 0.34582 | 0.34582 | 0.34582 | 0.34582 | 0.34582 | 0.34582 | 0.34582 | 0.34582
Residual Capacity | - | GW | 3 | 0.025 | 0.025 | 0.025 | 0.025 | 0.025 | 0.025 | 0.025 | 0.025 | 0.025 | 0.025 | 0.025 | 0.025 | 0.025 | 0.025 | 0 | 0 | 0 | 0 | 0 | 0 | 0 | 0 | 0 | 0 | 0 | 0 | 0 | 0 | 0 | 0 | 0
Total Annual Min Capacity Investment | - | GW | 3 | 0 | 0 | 0 | 0 | 0 | 0 | 0 | 0 | 0 | 0 | 0 | 0 | 0 | 0 | 0 | 0 | 0 | 0 | 0 | 0 | 0 | 0 | 0 | 0 | 0 | 0 | 0 | 0 | 0 | 0 | 0
Total Annual Max Capacity Investment | - | GW | 3 | 0 | 99999 | 99999 | 99999 | 99999 | 99999 | 99999 | 99999 | 99999 | 99999 | 99999 | 99999 | 99999 | 99999 | 99999 | 99999 | 99999 | 99999 | 99999 | 99999 | 99999 | 99999 | 99999 | 99999 | 99999 | 99999 | 99999 | 99999 | 99999 | 99999 | 99999
Total Annual Max Capacity | - | GW | 3 | 99999 | 99999 | 99999 | 99999 | 99999 | 99999 | 99999 | 99999 | 99999 | 99999 | 99999 | 99999 | 99999 | 99999 | 99999 | 99999 | 99999 | 99999 | 99999 | 99999 | 99999 | 99999 | 99999 | 99999 | 99999 | 99999 | 99999 | 99999 | 99999 | 99999 | 99999
Capital Cost | - | MUSD / GW | 3 | 1378 | 1299.2 | 1220.4 | 1141.6 | 1062.8 | 984 | 964.4 | 944.8 | 925.2 | 905.6 | 886 | 868.8 | 851.6 | 834.4 | 817.2 | 800 | 784.6 | 769.2 | 753.8 | 738.4 | 723 | 723 | 723 | 723 | 723 | 723 | 723 | 723 | 723 | 723 | 723
Fixed Cost | - | MUSD / GW | 3 | 17.914 | 16.8896 | 15.8652 | 14.8408 | 13.8164 | 12.792 | 12.5372 | 12.2824 | 12.0276 | 11.7728 | 11.518 | 11.2944 | 11.0708 | 10.8472 | 10.6236 | 10.4 | 10.1998 | 9.9996 | 9.7994 | 9.5992 | 9.399 | 9.399 | 9.399 | 9.399 | 9.399 | 9.399 | 9.399 | 9.399 | 9.399 | 9.399 | 9.399
Variable Cost |  | MUSD / PJ | 3 | 0.0001 | 0.0001 | 0.0001 | 0.0001 | 0.0001 | 0.0001 | 0.0001 | 0.0001 | 0.0001 | 0.0001 | 0.0001 | 0.0001 | 0.0001 | 0.0001 | 0.0001 | 0.0001 | 0.0001 | 0.0001 | 0.0001 | 0.0001 | 0.0001 | 0.0001 | 0.0001 | 0.0001 | 0.0001 | 0.0001 | 0.0001 | 0.0001 | 0.0001 | 0.0001 | 0.0001
Capacity to Activity Unit | 31.536 | PJ / GW | 3
Operational Life | 24 | years | 3
PWRWND001
Parameter | Commodity / TS | Units | Source | 2020 | 2021 | 2022 | 2023 | 2024 | 2025 | 2026 | 2027 | 2028 | 2029 | 2030 | 2031 | 2032 | 2033 | 2034 | 2035 | 2036 | 2037 | 2038 | 2039 | 2040 | 2041 | 2042 | 2043 | 2044 | 2045 | 2046 | 2047 | 2048 | 2049 | 2050
Input Activity Ratio | WND | PJ / PJ | 3 | bar: 2020 to 2050
Output Activity Ratio | ELC001 | PJ / PJ | 3 | bar: 2020 to 2050
Output Activity Ratio | ELC004 | PJ/PJ | Assumption | bar: 2020 to 2050
Availability factor | - | - | 3 | bar: 2020 to 2050
Capacity Factor | S11 | - | 3 | 0.20423 | 0.20423 | 0.20423 | 0.20423 | 0.20423 | 0.20423 | 0.20423 | 0.20423 | 0.20423 | 0.20423 | 0.20423 | 0.20423 | 0.20423 | 0.20423 | 0.20423 | 0.20423 | 0.20423 | 0.20423 | 0.20423 | 0.20423 | 0.20423 | 0.20423 | 0.20423 | 0.20423 | 0.20423 | 0.20423 | 0.20423 | 0.20423 | 0.20423 | 0.20423 | 0.20423
| S12 | - | 3 | 0.19623 | 0.19623 | 0.19623 | 0.19623 | 0.19623 | 0.19623 | 0.19623 | 0.19623 | 0.19623 | 0.19623 | 0.19623 | 0.19623 | 0.19623 | 0.19623 | 0.19623 | 0.19623 | 0.19623 | 0.19623 | 0.19623 | 0.19623 | 0.19623 | 0.19623 | 0.19623 | 0.19623 | 0.19623 | 0.19623 | 0.19623 | 0.19623 | 0.19623 | 0.19623 | 0.19623
| S21 | - | 3 | 0.22538 | 0.22538 | 0.22538 | 0.22538 | 0.22538 | 0.22538 | 0.22538 | 0.22538 | 0.22538 | 0.22538 | 0.22538 | 0.22538 | 0.22538 | 0.22538 | 0.22538 | 0.22538 | 0.22538 | 0.22538 | 0.22538 | 0.22538 | 0.22538 | 0.22538 | 0.22538 | 0.22538 | 0.22538 | 0.22538 | 0.22538 | 0.22538 | 0.22538 | 0.22538 | 0.22538
| S22 | - | 3 | 0.22232 | 0.22232 | 0.22232 | 0.22232 | 0.22232 | 0.22232 | 0.22232 | 0.22232 | 0.22232 | 0.22232 | 0.22232 | 0.22232 | 0.22232 | 0.22232 | 0.22232 | 0.22232 | 0.22232 | 0.22232 | 0.22232 | 0.22232 | 0.22232 | 0.22232 | 0.22232 | 0.22232 | 0.22232 | 0.22232 | 0.22232 | 0.22232 | 0.22232 | 0.22232 | 0.22232
| S31 |  | 3 | 0.25611 | 0.25611 | 0.25611 | 0.25611 | 0.25611 | 0.25611 | 0.25611 | 0.25611 | 0.25611 | 0.25611 | 0.25611 | 0.25611 | 0.25611 | 0.25611 | 0.25611 | 0.25611 | 0.25611 | 0.25611 | 0.25611 | 0.25611 | 0.25611 | 0.25611 | 0.25611 | 0.25611 | 0.25611 | 0.25611 | 0.25611 | 0.25611 | 0.25611 | 0.25611 | 0.25611
| S32 |  | 3 | 0.22919 | 0.22919 | 0.22919 | 0.22919 | 0.22919 | 0.22919 | 0.22919 | 0.22919 | 0.22919 | 0.22919 | 0.22919 | 0.22919 | 0.22919 | 0.22919 | 0.22919 | 0.22919 | 0.22919 | 0.22919 | 0.22919 | 0.22919 | 0.22919 | 0.22919 | 0.22919 | 0.22919 | 0.22919 | 0.22919 | 0.22919 | 0.22919 | 0.22919 | 0.22919 | 0.22919
| S41 |  | 3 | 0.22708 | 0.22708 | 0.22708 | 0.22708 | 0.22708 | 0.22708 | 0.22708 | 0.22708 | 0.22708 | 0.22708 | 0.22708 | 0.22708 | 0.22708 | 0.22708 | 0.22708 | 0.22708 | 0.22708 | 0.22708 | 0.22708 | 0.22708 | 0.22708 | 0.22708 | 0.22708 | 0.22708 | 0.22708 | 0.22708 | 0.22708 | 0.22708 | 0.22708 | 0.22708 | 0.22708
| S42 |  | 3 | 0.1968 | 0.1968 | 0.1968 | 0.1968 | 0.1968 | 0.1968 | 0.1968 | 0.1968 | 0.1968 | 0.1968 | 0.1968 | 0.1968 | 0.1968 | 0.1968 | 0.1968 | 0.1968 | 0.1968 | 0.1968 | 0.1968 | 0.1968 | 0.1968 | 0.1968 | 0.1968 | 0.1968 | 0.1968 | 0.1968 | 0.1968 | 0.1968 | 0.1968 | 0.1968 | 0.1968
Residual Capacity | - | GW | 3 | 0.81 | 0.81 | 0.81 | 0.81 | 0.81 | 0.81 | 0.81 | 0.81 | 0.81 | 0 | 0 | 0 | 0 | 0 | 0 | 0 | 0 | 0 | 0 | 0 | 0 | 0 | 0 | 0 | 0 | 0 | 0 | 0 | 0 | 0 | 0
Total Annual Min Capacity Investment | - | GW | 3 | 0 | 0 | 0 | 0 | 0 | 0 | 0 | 0 | 0 | 0 | 0 | 0 | 0 | 0 | 0 | 0 | 0 | 0 | 0 | 0 | 0 | 0 | 0 | 0 | 0 | 0 | 0 | 0 | 0 | 0 | 0
Total Annual Max Capacity Investment | - | GW | 3 | 99999 | 99999 | 99999 | 99999 | 99999 | 99999 | 99999 | 99999 | 99999 | 99999 | 99999 | 99999 | 99999 | 99999 | 99999 | 99999 | 99999 | 99999 | 99999 | 99999 | 99999 | 99999 | 99999 | 99999 | 99999 | 99999 | 99999 | 99999 | 99999 | 99999 | 99999
Total Annual Max Capacity | - | GW | 3 | 99999 | 99999 | 99999 | 99999 | 99999 | 99999 | 99999 | 99999 | 99999 | 99999 | 99999 | 99999 | 99999 | 99999 | 99999 | 99999 | 99999 | 99999 | 99999 | 99999 | 99999 | 99999 | 99999 | 99999 | 99999 | 99999 | 99999 | 99999 | 99999 | 99999 | 99999
Capital Cost | - | MUSD / GW | 3 | 1489 | 1429.4 | 1369.8 | 1310.2 | 1250.6 | 1191 | 1170.2 | 1149.4 | 1128.6 | 1107.8 | 1087 | 1056.2 | 1025.4 | 994.6 | 963.8 | 933 | 933 | 933 | 933 | 933 | 933 | 933 | 933 | 933 | 933 | 933 | 933 | 933 | 933 | 933 | 933
Fixed Cost | - | MUSD / GW | 3 | 59.56 | 57.176 | 54.792 | 52.408 | 50.024 | 47.64 | 46.808 | 45.976 | 45.144 | 44.312 | 43.48 | 42.248 | 41.016 | 39.784 | 38.552 | 37.32 | 37.32 | 37.32 | 37.32 | 37.32 | 37.32 | 37.32 | 37.32 | 37.32 | 37.32 | 37.32 | 37.32 | 37.32 | 37.32 | 37.32 | 37.32
Variable Cost | - | MUSD / PJ | 3 | 0.0001 | 0.0001 | 0.0001 | 0.0001 | 0.0001 | 0.0001 | 0.0001 | 0.0001 | 0.0001 | 0.0001 | 0.0001 | 0.0001 | 0.0001 | 0.0001 | 0.0001 | 0.0001 | 0.0001 | 0.0001 | 0.0001 | 0.0001 | 0.0001 | 0.0001 | 0.0001 | 0.0001 | 0.0001 | 0.0001 | 0.0001 | 0.0001 | 0.0001 | 0.0001 | 0.0001
Capacity to Activity Unit | 31.536 | PJ / GW | 3
Operational Life | 25 | years | 3
DEMHEHSWS
Parameter | Commodity / TS | Units | Source | 2020 | 2021 | 2022 | 2023 | 2024 | 2025 | 2026 | 2027 | 2028 | 2029 | 2030 | 2031 | 2032 | 2033 | 2034 | 2035 | 2036 | 2037 | 2038 | 2039 | 2040 | 2041 | 2042 | 2043 | 2044 | 2045 | 2046 | 2047 | 2048 | 2049 | 2050
Input Activity Ratio | ELC001 | PJ/ 10^9m^3 | 7 | 12.96 | 12.96 | 12.96 | 12.96 | 12.96 | 12.96 | 12.96 | 12.96 | 12.96 | 12.96 | 12.96 | 12.96 | 12.96 | 12.96 | 12.96 | 12.96 | 12.96 | 12.96 | 12.96 | 12.96 | 12.96 | 12.96 | 12.96 | 12.96 | 12.96 | 12.96 | 12.96 | 12.96 | 12.96 | 12.96 | 12.96
Input Activity Ratio | WTRSWS | 10^9m^3/10^9m^3 | 7 | bar: 2020 to 2050
Output Activity Ratio | WTRFWS | 10^9m^3/10^9m^4 | 7 | bar: 2020 to 2050
Capacity Factor | S11 | - | 7 | bar: 2020 to 2050
| S12 |  | 7 | bar: 2020 to 2050
| S21 |  | 7 | bar: 2020 to 2050
| S22 |  | 7 | bar: 2020 to 2050
| S31 |  | 7 | bar: 2020 to 2050
| S32 | - | 7 | bar: 2020 to 2050
| S41 | - | 7 | bar: 2020 to 2050
| S42 | - | 7 | bar: 2020 to 2050
Total Annual Max Capacity Investment | - | GW | 7 | 999999 | 999999 | 999999 | 999999 | 999999 | 999999 | 999999 | 999999 | 999999 | 999999 | 999999 | 999999 | 999999 | 999999 | 999999 | 999999 | 999999 | 999999 | 999999 | 999999 | 999999 | 999999 | 999999 | 999999 | 999999 | 999999 | 999999 | 999999 | 999999 | 999999 | 999999
Total Annual Max Capacity |  |  | 7 | 999999 | 999999 | 999999 | 999999 | 999999 | 999999 | 999999 | 999999 | 999999 | 999999 | 999999 | 999999 | 999999 | 999999 | 999999 | 999999 | 999999 | 999999 | 999999 | 999999 | 999999 | 999999 | 999999 | 999999 | 999999 | 999999 | 999999 | 999999 | 999999 | 999999 | 999999
Capital Cost | - | MUSD / GW | 7 | 36.752 | 36.752 | 35.594 | 34.472 | 33.386 | 32.334 | 31.315 | 30.328 | 29.373 | 28.447 | 27.551 | 26.683 | 25.842 | 25.028 | 24.239 | 23.475 | 22.735 | 22.019 | 21.325 | 20.653 | 20.003 | 19.372 | 18.762 | 18.171 | 17.598 | 17.044 | 16.507 | 15.986 | 15.483 | 14.995 | 14.522
Fixed Cost | - | MUSD / GW | 7 | 124.658 | 124.658 | 121.242 | 117.92 | 114.689 | 111.546 | 108.49 | 105.517 | 102.626 | 99.814 | 97.079 | 94.419 | 91.832 | 89.316 | 86.869 | 84.489 | 82.174 | 79.922 | 77.732 | 75.602 | 73.531 | 71.516 | 69.557 | 67.651 | 65.797 | 63.994 | 62.241 | 60.535 | 58.877 | 57.264 | 55.694
Capacity to Activity Unit | 1 | PJ / GW | 7
Operational Life | 30 | years | 7
PWRHEH001
Parameter | Commodity / TS | Units | Source | 2020 | 2021 | 2022 | 2023 | 2024 | 2025 | 2026 | 2027 | 2028 | 2029 | 2030 | 2031 | 2032 | 2033 | 2034 | 2035 | 2036 | 2037 | 2038 | 2039 | 2040 | 2041 | 2042 | 2043 | 2044 | 2045 | 2046 | 2047 | 2048 | 2049 | 2050
Input Activity Ratio | WTRFWS | 10^9m^3/10^9m^3 | 7 | 0.015 | 0.015 | 0.015 | 0.015 | 0.015 | 0.015 | 0.015 | 0.015 | 0.015 | 0.015 | 0.015 | 0.015 | 0.015 | 0.015 | 0.015 | 0.015 | 0.015 | 0.015 | 0.015 | 0.015 | 0.015 | 0.015 | 0.015 | 0.015 | 0.015 | 0.015 | 0.015 | 0.015 | 0.015 | 0.015 | 0.015
Input Activity Ratio | ELC004 | PJ/ 10^9m^3 | 7 | bar: 2020 to 2050
Output Activity Ratio | HEH | PJ / PJ | 7 | 0.769 | 0.769 | 0.769 | 0.769 | 0.769 | 0.769 | 0.769 | 0.769 | 0.769 | 0.769 | 0.769 | 0.769 | 0.769 | 0.769 | 0.769 | 0.769 | 0.769 | 0.769 | 0.769 | 0.769 | 0.769 | 0.769 | 0.769 | 0.769 | 0.769 | 0.769 | 0.769 | 0.769 | 0.769 | 0.769 | 0.769
Capacity Factor | S11 | - | 7 | 0.98 | 0.98 | 0.98 | 0.98 | 0.98 | 0.98 | 0.98 | 0.98 | 0.98 | 0.98 | 0.98 | 0.98 | 0.98 | 0.98 | 0.98 | 0.98 | 0.98 | 0.98 | 0.98 | 0.98 | 0.98 | 0.98 | 0.98 | 0.98 | 0.98 | 0.98 | 0.98 | 0.98 | 0.98 | 0.98 | 0.98
| S12 |  | 7 | 0.98 | 0.98 | 0.98 | 0.98 | 0.98 | 0.98 | 0.98 | 0.98 | 0.98 | 0.98 | 0.98 | 0.98 | 0.98 | 0.98 | 0.98 | 0.98 | 0.98 | 0.98 | 0.98 | 0.98 | 0.98 | 0.98 | 0.98 | 0.98 | 0.98 | 0.98 | 0.98 | 0.98 | 0.98 | 0.98 | 0.98
| S21 |  | 7 | 0.98 | 0.98 | 0.98 | 0.98 | 0.98 | 0.98 | 0.98 | 0.98 | 0.98 | 0.98 | 0.98 | 0.98 | 0.98 | 0.98 | 0.98 | 0.98 | 0.98 | 0.98 | 0.98 | 0.98 | 0.98 | 0.98 | 0.98 | 0.98 | 0.98 | 0.98 | 0.98 | 0.98 | 0.98 | 0.98 | 0.98
| S22 |  | 7 | 0.98 | 0.98 | 0.98 | 0.98 | 0.98 | 0.98 | 0.98 | 0.98 | 0.98 | 0.98 | 0.98 | 0.98 | 0.98 | 0.98 | 0.98 | 0.98 | 0.98 | 0.98 | 0.98 | 0.98 | 0.98 | 0.98 | 0.98 | 0.98 | 0.98 | 0.98 | 0.98 | 0.98 | 0.98 | 0.98 | 0.98
| S31 |  | 7 | 0.98 | 0.98 | 0.98 | 0.98 | 0.98 | 0.98 | 0.98 | 0.98 | 0.98 | 0.98 | 0.98 | 0.98 | 0.98 | 0.98 | 0.98 | 0.98 | 0.98 | 0.98 | 0.98 | 0.98 | 0.98 | 0.98 | 0.98 | 0.98 | 0.98 | 0.98 | 0.98 | 0.98 | 0.98 | 0.98 | 0.98
| S32 | - | 7 | 0.98 | 0.98 | 0.98 | 0.98 | 0.98 | 0.98 | 0.98 | 0.98 | 0.98 | 0.98 | 0.98 | 0.98 | 0.98 | 0.98 | 0.98 | 0.98 | 0.98 | 0.98 | 0.98 | 0.98 | 0.98 | 0.98 | 0.98 | 0.98 | 0.98 | 0.98 | 0.98 | 0.98 | 0.98 | 0.98 | 0.98
| S41 | - | 7 | 0.98 | 0.98 | 0.98 | 0.98 | 0.98 | 0.98 | 0.98 | 0.98 | 0.98 | 0.98 | 0.98 | 0.98 | 0.98 | 0.98 | 0.98 | 0.98 | 0.98 | 0.98 | 0.98 | 0.98 | 0.98 | 0.98 | 0.98 | 0.98 | 0.98 | 0.98 | 0.98 | 0.98 | 0.98 | 0.98 | 0.98
| S42 | - | 7 | 0.98 | 0.98 | 0.98 | 0.98 | 0.98 | 0.98 | 0.98 | 0.98 | 0.98 | 0.98 | 0.98 | 0.98 | 0.98 | 0.98 | 0.98 | 0.98 | 0.98 | 0.98 | 0.98 | 0.98 | 0.98 | 0.98 | 0.98 | 0.98 | 0.98 | 0.98 | 0.98 | 0.98 | 0.98 | 0.98 | 0.98
Total Annual Max Capacity Investment | - | GW | 7 | 999999 | 999999 | 999999 | 999999 | 999999 | 999999 | 999999 | 999999 | 999999 | 999999 | 999999 | 999999 | 999999 | 999999 | 999999 | 999999 | 999999 | 999999 | 999999 | 999999 | 999999 | 999999 | 999999 | 999999 | 999999 | 999999 | 999999 | 999999 | 999999 | 999999 | 999999
Total Annual Max Capacity |  |  | 7 | 999999 | 999999 | 999999 | 999999 | 999999 | 999999 | 999999 | 999999 | 999999 | 999999 | 999999 | 999999 | 999999 | 999999 | 999999 | 999999 | 999999 | 999999 | 999999 | 999999 | 999999 | 999999 | 999999 | 999999 | 999999 | 999999 | 999999 | 999999 | 999999 | 999999 | 999999
Capital Cost | - | MUSD / GW | 7 | 3147.945 | 3147.945 | 3058.229 | 2971.069 | 2886.394 | 2804.132 | 2724.214 | 2646.574 | 2571.146 | 2497.869 | 2426.679 | 2357.519 | 2290.33 | 2225.055 | 2161.641 | 2100.035 | 2040.184 | 1982.038 | 1925.55 | 1870.672 | 1817.358 | 1765.563 | 1715.245 | 1666.36 | 1618.869 | 1572.731 | 1527.908 | 1484.363 | 1442.059 | 1400.96 | 1361.033
Fixed Cost | - | MUSD / GW | 7 | 1.164 | 1.164 | 1.159 | 1.153 | 1.148 | 1.143 | 1.137 | 1.132 | 1.127 | 1.121 | 1.116 | 1.111 | 1.106 | 1.1 | 1.095 | 1.09 | 1.085 | 1.08 | 1.075 | 1.07 | 1.065 | 1.06 | 1.055 | 1.05 | 1.045 | 1.04 | 1.035 | 1.03 | 1.025 | 1.02 | 1.016
Capacity to Activity Unit | 1 | PJ / GW | 7
Operational Life | 30 | years | 7
HEH
Parameter | Commodity | Units | Source | 2020 | 2021 | 2022 | 2023 | 2024 | 2025 | 2026 | 2027 | 2028 | 2029 | 2030 | 2031 | 2032 | 2033 | 2034 | 2035 | 2036 | 2037 | 2038 | 2039 | 2040 | 2041 | 2042 | 2043 | 2044 | 2045 | 2046 | 2047 | 2048 | 2049 | 2050
Accumulated Annual Demand |  | PJ | 8 & Calculations | 0 | 0.021279 | 0.042558 | 0.063837 | 0.085116 | 0.1064 | 0.12767 | 0.14895 | 0.17023 | 0.19151 | 0.21279 | 0.21279 | 0.28057 | 0.34835 | 0.41612 | 0.4839 | 0.55168 | 0.61946 | 0.68723 | 0.75501 | 0.82279 | 0.82279 | 1.5636 | 2.3044 | 3.0453 | 3.7861 | 4.5269 | 5.2677 | 6.0086 | 6.7494 | 7.4902
ELC004
Parameter | Commodity | Units | Source | 2020 | 2021 | 2022 | 2023 | 2024 | 2025 | 2026 | 2027 | 2028 | 2029 | 2030 | 2031 | 2032 | 2033 | 2034 | 2035 | 2036 | 2037 | 2038 | 2039 | 2040 | 2041 | 2042 | 2043 | 2044 | 2045 | 2046 | 2047 | 2048 | 2049 | 2050
Accumulated Annual Demand |  | PJ | 8 & Calculations | bar: 2020 to 2050
2.3. GHH
PWRSOL001
Parameter | Commodity / TS | Units | Source | 2020 | 2021 | 2022 | 2023 | 2024 | 2025 | 2026 | 2027 | 2028 | 2029 | 2030 | 2031 | 2032 | 2033 | 2034 | 2035 | 2036 | 2037 | 2038 | 2039 | 2040 | 2041 | 2042 | 2043 | 2044 | 2045 | 2046 | 2047 | 2048 | 2049 | 2050
Input Activity Ratio | SOL | PJ / PJ | 3 | bar: 2020 to 2050
Output Activity Ratio | ELC002 | PJ / PJ | 3 | bar: 2020 to 2050
Output Activity Ratio | ELC004 |  | Assumption | bar: 2020 to 2050
Availability factor |  |  | 3 | bar: 2020 to 2050
Capacity Factor | S11 | - | 3 | 0 | 0 | 0 | 0 | 0 | 0 | 0 | 0 | 0 | 0 | 0 | 0 | 0 | 0 | 0 | 0 | 0 | 0 | 0 | 0 | 0 | 0 | 0 | 0 | 0 | 0 | 0 | 0 | 0 | 0 | 0
| S12 | - | 3 | 0.3408 | 0.3408 | 0.3408 | 0.3408 | 0.3408 | 0.3408 | 0.3408 | 0.3408 | 0.3408 | 0.3408 | 0.3408 | 0.3408 | 0.3408 | 0.3408 | 0.3408 | 0.3408 | 0.3408 | 0.3408 | 0.3408 | 0.3408 | 0.3408 | 0.3408 | 0.3408 | 0.3408 | 0.3408 | 0.3408 | 0.3408 | 0.3408 | 0.3408 | 0.3408 | 0.3408
| S21 | - | 3 | 0 | 0 | 0 | 0 | 0 | 0 | 0 | 0 | 0 | 0 | 0 | 0 | 0 | 0 | 0 | 0 | 0 | 0 | 0 | 0 | 0 | 0 | 0 | 0 | 0 | 0 | 0 | 0 | 0 | 0 | 0
| S22 | - | 3 | 0.38191 | 0.38191 | 0.38191 | 0.38191 | 0.38191 | 0.38191 | 0.38191 | 0.38191 | 0.38191 | 0.38191 | 0.38191 | 0.38191 | 0.38191 | 0.38191 | 0.38191 | 0.38191 | 0.38191 | 0.38191 | 0.38191 | 0.38191 | 0.38191 | 0.38191 | 0.38191 | 0.38191 | 0.38191 | 0.38191 | 0.38191 | 0.38191 | 0.38191 | 0.38191 | 0.38191
| S31 |  | 3 | 0 | 0 | 0 | 0 | 0 | 0 | 0 | 0 | 0 | 0 | 0 | 0 | 0 | 0 | 0 | 0 | 0 | 0 | 0 | 0 | 0 | 0 | 0 | 0 | 0 | 0 | 0 | 0 | 0 | 0 | 0
| S32 |  | 3 | 0.36935 | 0.36935 | 0.36935 | 0.36935 | 0.36935 | 0.36935 | 0.36935 | 0.36935 | 0.36935 | 0.36935 | 0.36935 | 0.36935 | 0.36935 | 0.36935 | 0.36935 | 0.36935 | 0.36935 | 0.36935 | 0.36935 | 0.36935 | 0.36935 | 0.36935 | 0.36935 | 0.36935 | 0.36935 | 0.36935 | 0.36935 | 0.36935 | 0.36935 | 0.36935 | 0.36935
| S41 |  | 3 | 0 | 0 | 0 | 0 | 0 | 0 | 0 | 0 | 0 | 0 | 0 | 0 | 0 | 0 | 0 | 0 | 0 | 0 | 0 | 0 | 0 | 0 | 0 | 0 | 0 | 0 | 0 | 0 | 0 | 0 | 0
| S42 |  | 3 | 0.34582 | 0.34582 | 0.34582 | 0.34582 | 0.34582 | 0.34582 | 0.34582 | 0.34582 | 0.34582 | 0.34582 | 0.34582 | 0.34582 | 0.34582 | 0.34582 | 0.34582 | 0.34582 | 0.34582 | 0.34582 | 0.34582 | 0.34582 | 0.34582 | 0.34582 | 0.34582 | 0.34582 | 0.34582 | 0.34582 | 0.34582 | 0.34582 | 0.34582 | 0.34582 | 0.34582
Residual Capacity | - | GW | 3 | 0.025 | 0.025 | 0.025 | 0.025 | 0.025 | 0.025 | 0.025 | 0.025 | 0.025 | 0.025 | 0.025 | 0.025 | 0.025 | 0.025 | 0 | 0 | 0 | 0 | 0 | 0 | 0 | 0 | 0 | 0 | 0 | 0 | 0 | 0 | 0 | 0 | 0
Total Annual Min Capacity Investment | - | GW | 3 | 0 | 0 | 0 | 0 | 0 | 0 | 0 | 0 | 0 | 0 | 0 | 0 | 0 | 0 | 0 | 0 | 0 | 0 | 0 | 0 | 0 | 0 | 0 | 0 | 0 | 0 | 0 | 0 | 0 | 0 | 0
Total Annual Max Capacity Investment | - | GW | 3 | 0 | 99999 | 99999 | 99999 | 99999 | 99999 | 99999 | 99999 | 99999 | 99999 | 99999 | 99999 | 99999 | 99999 | 99999 | 99999 | 99999 | 99999 | 99999 | 99999 | 99999 | 99999 | 99999 | 99999 | 99999 | 99999 | 99999 | 99999 | 99999 | 99999 | 99999
Total Annual Max Capacity | - | GW | 3 | 99999 | 99999 | 99999 | 99999 | 99999 | 99999 | 99999 | 99999 | 99999 | 99999 | 99999 | 99999 | 99999 | 99999 | 99999 | 99999 | 99999 | 99999 | 99999 | 99999 | 99999 | 99999 | 99999 | 99999 | 99999 | 99999 | 99999 | 99999 | 99999 | 99999 | 99999
Capital Cost | - | MUSD / GW | 3 | 1378 | 1299.2 | 1220.4 | 1141.6 | 1062.8 | 984 | 964.4 | 944.8 | 925.2 | 905.6 | 886 | 868.8 | 851.6 | 834.4 | 817.2 | 800 | 784.6 | 769.2 | 753.8 | 738.4 | 723 | 723 | 723 | 723 | 723 | 723 | 723 | 723 | 723 | 723 | 723
Fixed Cost | - | MUSD / GW | 3 | 17.914 | 16.8896 | 15.8652 | 14.8408 | 13.8164 | 12.792 | 12.5372 | 12.2824 | 12.0276 | 11.7728 | 11.518 | 11.2944 | 11.0708 | 10.8472 | 10.6236 | 10.4 | 10.1998 | 9.9996 | 9.7994 | 9.5992 | 9.399 | 9.399 | 9.399 | 9.399 | 9.399 | 9.399 | 9.399 | 9.399 | 9.399 | 9.399 | 9.399
Variable Cost |  | MUSD / PJ | 3 | 0.0001 | 0.0001 | 0.0001 | 0.0001 | 0.0001 | 0.0001 | 0.0001 | 0.0001 | 0.0001 | 0.0001 | 0.0001 | 0.0001 | 0.0001 | 0.0001 | 0.0001 | 0.0001 | 0.0001 | 0.0001 | 0.0001 | 0.0001 | 0.0001 | 0.0001 | 0.0001 | 0.0001 | 0.0001 | 0.0001 | 0.0001 | 0.0001 | 0.0001 | 0.0001 | 0.0001
Capacity to Activity Unit | 31.536 | PJ / GW | 3
Operational Life | 24 | years | 3
PWRWND001
Parameter | Commodity / TS | Units | Source | 2020 | 2021 | 2022 | 2023 | 2024 | 2025 | 2026 | 2027 | 2028 | 2029 | 2030 | 2031 | 2032 | 2033 | 2034 | 2035 | 2036 | 2037 | 2038 | 2039 | 2040 | 2041 | 2042 | 2043 | 2044 | 2045 | 2046 | 2047 | 2048 | 2049 | 2050
Input Activity Ratio | WND | PJ / PJ | 3 | bar: 2020 to 2050
Output Activity Ratio | ELC001 | PJ / PJ | 3 | bar: 2020 to 2050
Output Activity Ratio | ELC004 | PJ/PJ | Assumption | bar: 2020 to 2050
Availability factor | - | - | 3 | bar: 2020 to 2050
Capacity Factor | S11 | - | 3 | 0.20423 | 0.20423 | 0.20423 | 0.20423 | 0.20423 | 0.20423 | 0.20423 | 0.20423 | 0.20423 | 0.20423 | 0.20423 | 0.20423 | 0.20423 | 0.20423 | 0.20423 | 0.20423 | 0.20423 | 0.20423 | 0.20423 | 0.20423 | 0.20423 | 0.20423 | 0.20423 | 0.20423 | 0.20423 | 0.20423 | 0.20423 | 0.20423 | 0.20423 | 0.20423 | 0.20423
| S12 | - | 3 | 0.19623 | 0.19623 | 0.19623 | 0.19623 | 0.19623 | 0.19623 | 0.19623 | 0.19623 | 0.19623 | 0.19623 | 0.19623 | 0.19623 | 0.19623 | 0.19623 | 0.19623 | 0.19623 | 0.19623 | 0.19623 | 0.19623 | 0.19623 | 0.19623 | 0.19623 | 0.19623 | 0.19623 | 0.19623 | 0.19623 | 0.19623 | 0.19623 | 0.19623 | 0.19623 | 0.19623
| S21 | - | 3 | 0.22538 | 0.22538 | 0.22538 | 0.22538 | 0.22538 | 0.22538 | 0.22538 | 0.22538 | 0.22538 | 0.22538 | 0.22538 | 0.22538 | 0.22538 | 0.22538 | 0.22538 | 0.22538 | 0.22538 | 0.22538 | 0.22538 | 0.22538 | 0.22538 | 0.22538 | 0.22538 | 0.22538 | 0.22538 | 0.22538 | 0.22538 | 0.22538 | 0.22538 | 0.22538 | 0.22538
| S22 | - | 3 | 0.22232 | 0.22232 | 0.22232 | 0.22232 | 0.22232 | 0.22232 | 0.22232 | 0.22232 | 0.22232 | 0.22232 | 0.22232 | 0.22232 | 0.22232 | 0.22232 | 0.22232 | 0.22232 | 0.22232 | 0.22232 | 0.22232 | 0.22232 | 0.22232 | 0.22232 | 0.22232 | 0.22232 | 0.22232 | 0.22232 | 0.22232 | 0.22232 | 0.22232 | 0.22232 | 0.22232
| S31 |  | 3 | 0.25611 | 0.25611 | 0.25611 | 0.25611 | 0.25611 | 0.25611 | 0.25611 | 0.25611 | 0.25611 | 0.25611 | 0.25611 | 0.25611 | 0.25611 | 0.25611 | 0.25611 | 0.25611 | 0.25611 | 0.25611 | 0.25611 | 0.25611 | 0.25611 | 0.25611 | 0.25611 | 0.25611 | 0.25611 | 0.25611 | 0.25611 | 0.25611 | 0.25611 | 0.25611 | 0.25611
| S32 |  | 3 | 0.22919 | 0.22919 | 0.22919 | 0.22919 | 0.22919 | 0.22919 | 0.22919 | 0.22919 | 0.22919 | 0.22919 | 0.22919 | 0.22919 | 0.22919 | 0.22919 | 0.22919 | 0.22919 | 0.22919 | 0.22919 | 0.22919 | 0.22919 | 0.22919 | 0.22919 | 0.22919 | 0.22919 | 0.22919 | 0.22919 | 0.22919 | 0.22919 | 0.22919 | 0.22919 | 0.22919
| S41 |  | 3 | 0.22708 | 0.22708 | 0.22708 | 0.22708 | 0.22708 | 0.22708 | 0.22708 | 0.22708 | 0.22708 | 0.22708 | 0.22708 | 0.22708 | 0.22708 | 0.22708 | 0.22708 | 0.22708 | 0.22708 | 0.22708 | 0.22708 | 0.22708 | 0.22708 | 0.22708 | 0.22708 | 0.22708 | 0.22708 | 0.22708 | 0.22708 | 0.22708 | 0.22708 | 0.22708 | 0.22708
| S42 |  | 3 | 0.1968 | 0.1968 | 0.1968 | 0.1968 | 0.1968 | 0.1968 | 0.1968 | 0.1968 | 0.1968 | 0.1968 | 0.1968 | 0.1968 | 0.1968 | 0.1968 | 0.1968 | 0.1968 | 0.1968 | 0.1968 | 0.1968 | 0.1968 | 0.1968 | 0.1968 | 0.1968 | 0.1968 | 0.1968 | 0.1968 | 0.1968 | 0.1968 | 0.1968 | 0.1968 | 0.1968
Residual Capacity | - | GW | 3 | 0.81 | 0.81 | 0.81 | 0.81 | 0.81 | 0.81 | 0.81 | 0.81 | 0.81 | 0 | 0 | 0 | 0 | 0 | 0 | 0 | 0 | 0 | 0 | 0 | 0 | 0 | 0 | 0 | 0 | 0 | 0 | 0 | 0 | 0 | 0
Total Annual Min Capacity Investment | - | GW | 3 | 0 | 0 | 0 | 0 | 0 | 0 | 0 | 0 | 0 | 0 | 0 | 0 | 0 | 0 | 0 | 0 | 0 | 0 | 0 | 0 | 0 | 0 | 0 | 0 | 0 | 0 | 0 | 0 | 0 | 0 | 0
Total Annual Max Capacity Investment | - | GW | 3 | 99999 | 99999 | 99999 | 99999 | 99999 | 99999 | 99999 | 99999 | 99999 | 99999 | 99999 | 99999 | 99999 | 99999 | 99999 | 99999 | 99999 | 99999 | 99999 | 99999 | 99999 | 99999 | 99999 | 99999 | 99999 | 99999 | 99999 | 99999 | 99999 | 99999 | 99999
Total Annual Max Capacity | - | GW | 3 | 99999 | 99999 | 99999 | 99999 | 99999 | 99999 | 99999 | 99999 | 99999 | 99999 | 99999 | 99999 | 99999 | 99999 | 99999 | 99999 | 99999 | 99999 | 99999 | 99999 | 99999 | 99999 | 99999 | 99999 | 99999 | 99999 | 99999 | 99999 | 99999 | 99999 | 99999
Capital Cost | - | MUSD / GW | 3 | 1489 | 1429.4 | 1369.8 | 1310.2 | 1250.6 | 1191 | 1170.2 | 1149.4 | 1128.6 | 1107.8 | 1087 | 1056.2 | 1025.4 | 994.6 | 963.8 | 933 | 933 | 933 | 933 | 933 | 933 | 933 | 933 | 933 | 933 | 933 | 933 | 933 | 933 | 933 | 933
Fixed Cost | - | MUSD / GW | 3 | 59.56 | 57.176 | 54.792 | 52.408 | 50.024 | 47.64 | 46.808 | 45.976 | 45.144 | 44.312 | 43.48 | 42.248 | 41.016 | 39.784 | 38.552 | 37.32 | 37.32 | 37.32 | 37.32 | 37.32 | 37.32 | 37.32 | 37.32 | 37.32 | 37.32 | 37.32 | 37.32 | 37.32 | 37.32 | 37.32 | 37.32
Variable Cost | - | MUSD / PJ | 3 | 0.0001 | 0.0001 | 0.0001 | 0.0001 | 0.0001 | 0.0001 | 0.0001 | 0.0001 | 0.0001 | 0.0001 | 0.0001 | 0.0001 | 0.0001 | 0.0001 | 0.0001 | 0.0001 | 0.0001 | 0.0001 | 0.0001 | 0.0001 | 0.0001 | 0.0001 | 0.0001 | 0.0001 | 0.0001 | 0.0001 | 0.0001 | 0.0001 | 0.0001 | 0.0001 | 0.0001
Capacity to Activity Unit | 31.536 | PJ / GW | 3
Operational Life | 25 | years | 3
DEMHEHSWS
Parameter | Commodity / TS | Units | Source | 2020 | 2021 | 2022 | 2023 | 2024 | 2025 | 2026 | 2027 | 2028 | 2029 | 2030 | 2031 | 2032 | 2033 | 2034 | 2035 | 2036 | 2037 | 2038 | 2039 | 2040 | 2041 | 2042 | 2043 | 2044 | 2045 | 2046 | 2047 | 2048 | 2049 | 2050
Input Activity Ratio | ELC001 | PJ/ 10^9m^3 | 7 | 12.96 | 12.96 | 12.96 | 12.96 | 12.96 | 12.96 | 12.96 | 12.96 | 12.96 | 12.96 | 12.96 | 12.96 | 12.96 | 12.96 | 12.96 | 12.96 | 12.96 | 12.96 | 12.96 | 12.96 | 12.96 | 12.96 | 12.96 | 12.96 | 12.96 | 12.96 | 12.96 | 12.96 | 12.96 | 12.96 | 12.96
Input Activity Ratio | WTRSWS | 10^9m^3/10^9m^3 | 7 | bar: 2020 to 2050
Output Activity Ratio | WTRFWS | 10^9m^3/10^9m^4 | 7 | bar: 2020 to 2050
Capacity Factor | S11 | - | 7 | bar: 2020 to 2050
| S12 |  | 7 | bar: 2020 to 2050
| S21 |  | 7 | bar: 2020 to 2050
| S22 |  | 7 | bar: 2020 to 2050
| S31 |  | 7 | bar: 2020 to 2050
| S32 | - | 7 | bar: 2020 to 2050
| S41 | - | 7 | bar: 2020 to 2050
| S42 | - | 7 | bar: 2020 to 2050
Total Annual Max Capacity Investment | - | GW | 7 | 999999 | 999999 | 999999 | 999999 | 999999 | 999999 | 999999 | 999999 | 999999 | 999999 | 999999 | 999999 | 999999 | 999999 | 999999 | 999999 | 999999 | 999999 | 999999 | 999999 | 999999 | 999999 | 999999 | 999999 | 999999 | 999999 | 999999 | 999999 | 999999 | 999999 | 999999
Total Annual Max Capacity |  |  | 7 | 999999 | 999999 | 999999 | 999999 | 999999 | 999999 | 999999 | 999999 | 999999 | 999999 | 999999 | 999999 | 999999 | 999999 | 999999 | 999999 | 999999 | 999999 | 999999 | 999999 | 999999 | 999999 | 999999 | 999999 | 999999 | 999999 | 999999 | 999999 | 999999 | 999999 | 999999
Capital Cost | - | MUSD / GW | 7 | 36.752 | 36.752 | 35.594 | 34.472 | 33.386 | 32.334 | 31.315 | 30.328 | 29.373 | 28.447 | 27.551 | 26.683 | 25.842 | 25.028 | 24.239 | 23.475 | 22.735 | 22.019 | 21.325 | 20.653 | 20.003 | 19.372 | 18.762 | 18.171 | 17.598 | 17.044 | 16.507 | 15.986 | 15.483 | 14.995 | 14.522
Fixed Cost | - | MUSD / GW | 7 | 124.658 | 124.658 | 121.242 | 117.92 | 114.689 | 111.546 | 108.49 | 105.517 | 102.626 | 99.814 | 97.079 | 94.419 | 91.832 | 89.316 | 86.869 | 84.489 | 82.174 | 79.922 | 77.732 | 75.602 | 73.531 | 71.516 | 69.557 | 67.651 | 65.797 | 63.994 | 62.241 | 60.535 | 58.877 | 57.264 | 55.694
Capacity to Activity Unit | 1 | PJ / GW | 7
Operational Life | 30 | years | 7
PWRHEH001
Parameter | Commodity / TS | Units | Source | 2020 | 2021 | 2022 | 2023 | 2024 | 2025 | 2026 | 2027 | 2028 | 2029 | 2030 | 2031 | 2032 | 2033 | 2034 | 2035 | 2036 | 2037 | 2038 | 2039 | 2040 | 2041 | 2042 | 2043 | 2044 | 2045 | 2046 | 2047 | 2048 | 2049 | 2050
Input Activity Ratio | WTRFWS | 10^9m^3/10^9m^3 | 7 | 0.015 | 0.015 | 0.015 | 0.015 | 0.015 | 0.015 | 0.015 | 0.015 | 0.015 | 0.015 | 0.015 | 0.015 | 0.015 | 0.015 | 0.015 | 0.015 | 0.015 | 0.015 | 0.015 | 0.015 | 0.015 | 0.015 | 0.015 | 0.015 | 0.015 | 0.015 | 0.015 | 0.015 | 0.015 | 0.015 | 0.015
Input Activity Ratio | ELC004 | PJ/ 10^9m^3 | 7 | bar: 2020 to 2050
Output Activity Ratio | HEH | PJ / PJ | 7 | 0.769 | 0.769 | 0.769 | 0.769 | 0.769 | 0.769 | 0.769 | 0.769 | 0.769 | 0.769 | 0.769 | 0.769 | 0.769 | 0.769 | 0.769 | 0.769 | 0.769 | 0.769 | 0.769 | 0.769 | 0.769 | 0.769 | 0.769 | 0.769 | 0.769 | 0.769 | 0.769 | 0.769 | 0.769 | 0.769 | 0.769
Capacity Factor | S11 | - | 7 | 0.98 | 0.98 | 0.98 | 0.98 | 0.98 | 0.98 | 0.98 | 0.98 | 0.98 | 0.98 | 0.98 | 0.98 | 0.98 | 0.98 | 0.98 | 0.98 | 0.98 | 0.98 | 0.98 | 0.98 | 0.98 | 0.98 | 0.98 | 0.98 | 0.98 | 0.98 | 0.98 | 0.98 | 0.98 | 0.98 | 0.98
| S12 |  | 7 | 0.98 | 0.98 | 0.98 | 0.98 | 0.98 | 0.98 | 0.98 | 0.98 | 0.98 | 0.98 | 0.98 | 0.98 | 0.98 | 0.98 | 0.98 | 0.98 | 0.98 | 0.98 | 0.98 | 0.98 | 0.98 | 0.98 | 0.98 | 0.98 | 0.98 | 0.98 | 0.98 | 0.98 | 0.98 | 0.98 | 0.98
| S21 |  | 7 | 0.98 | 0.98 | 0.98 | 0.98 | 0.98 | 0.98 | 0.98 | 0.98 | 0.98 | 0.98 | 0.98 | 0.98 | 0.98 | 0.98 | 0.98 | 0.98 | 0.98 | 0.98 | 0.98 | 0.98 | 0.98 | 0.98 | 0.98 | 0.98 | 0.98 | 0.98 | 0.98 | 0.98 | 0.98 | 0.98 | 0.98
| S22 |  | 7 | 0.98 | 0.98 | 0.98 | 0.98 | 0.98 | 0.98 | 0.98 | 0.98 | 0.98 | 0.98 | 0.98 | 0.98 | 0.98 | 0.98 | 0.98 | 0.98 | 0.98 | 0.98 | 0.98 | 0.98 | 0.98 | 0.98 | 0.98 | 0.98 | 0.98 | 0.98 | 0.98 | 0.98 | 0.98 | 0.98 | 0.98
| S31 |  | 7 | 0.98 | 0.98 | 0.98 | 0.98 | 0.98 | 0.98 | 0.98 | 0.98 | 0.98 | 0.98 | 0.98 | 0.98 | 0.98 | 0.98 | 0.98 | 0.98 | 0.98 | 0.98 | 0.98 | 0.98 | 0.98 | 0.98 | 0.98 | 0.98 | 0.98 | 0.98 | 0.98 | 0.98 | 0.98 | 0.98 | 0.98
| S32 | - | 7 | 0.98 | 0.98 | 0.98 | 0.98 | 0.98 | 0.98 | 0.98 | 0.98 | 0.98 | 0.98 | 0.98 | 0.98 | 0.98 | 0.98 | 0.98 | 0.98 | 0.98 | 0.98 | 0.98 | 0.98 | 0.98 | 0.98 | 0.98 | 0.98 | 0.98 | 0.98 | 0.98 | 0.98 | 0.98 | 0.98 | 0.98
| S41 | - | 7 | 0.98 | 0.98 | 0.98 | 0.98 | 0.98 | 0.98 | 0.98 | 0.98 | 0.98 | 0.98 | 0.98 | 0.98 | 0.98 | 0.98 | 0.98 | 0.98 | 0.98 | 0.98 | 0.98 | 0.98 | 0.98 | 0.98 | 0.98 | 0.98 | 0.98 | 0.98 | 0.98 | 0.98 | 0.98 | 0.98 | 0.98
| S42 | - | 7 | 0.98 | 0.98 | 0.98 | 0.98 | 0.98 | 0.98 | 0.98 | 0.98 | 0.98 | 0.98 | 0.98 | 0.98 | 0.98 | 0.98 | 0.98 | 0.98 | 0.98 | 0.98 | 0.98 | 0.98 | 0.98 | 0.98 | 0.98 | 0.98 | 0.98 | 0.98 | 0.98 | 0.98 | 0.98 | 0.98 | 0.98
Total Annual Max Capacity Investment | - | GW | 7 | 999999 | 999999 | 999999 | 999999 | 999999 | 999999 | 999999 | 999999 | 999999 | 999999 | 999999 | 999999 | 999999 | 999999 | 999999 | 999999 | 999999 | 999999 | 999999 | 999999 | 999999 | 999999 | 999999 | 999999 | 999999 | 999999 | 999999 | 999999 | 999999 | 999999 | 999999
Total Annual Max Capacity |  |  | 7 | 999999 | 999999 | 999999 | 999999 | 999999 | 999999 | 999999 | 999999 | 999999 | 999999 | 999999 | 999999 | 999999 | 999999 | 999999 | 999999 | 999999 | 999999 | 999999 | 999999 | 999999 | 999999 | 999999 | 999999 | 999999 | 999999 | 999999 | 999999 | 999999 | 999999 | 999999
Capital Cost | - | MUSD / GW | 7 | 3147.945 | 3147.945 | 3058.229 | 2971.069 | 2886.394 | 2804.132 | 2724.214 | 2646.574 | 2571.146 | 2497.869 | 2426.679 | 2357.519 | 2290.33 | 2225.055 | 2161.641 | 2100.035 | 2040.184 | 1982.038 | 1925.55 | 1870.672 | 1817.358 | 1765.563 | 1715.245 | 1666.36 | 1618.869 | 1572.731 | 1527.908 | 1484.363 | 1442.059 | 1400.96 | 1361.033
Fixed Cost | - | MUSD / GW | 7 | 1.164 | 1.164 | 1.159 | 1.153 | 1.148 | 1.143 | 1.137 | 1.132 | 1.127 | 1.121 | 1.116 | 1.111 | 1.106 | 1.1 | 1.095 | 1.09 | 1.085 | 1.08 | 1.075 | 1.07 | 1.065 | 1.06 | 1.055 | 1.05 | 1.045 | 1.04 | 1.035 | 1.03 | 1.025 | 1.02 | 1.016
Capacity to Activity Unit | 1 | PJ / GW | 7
Operational Life | 30 | years | 7
HEH
Parameter | Commodity | Units | Source | 2020 | 2021 | 2022 | 2023 | 2024 | 2025 | 2026 | 2027 | 2028 | 2029 | 2030 | 2031 | 2032 | 2033 | 2034 | 2035 | 2036 | 2037 | 2038 | 2039 | 2040 | 2041 | 2042 | 2043 | 2044 | 2045 | 2046 | 2047 | 2048 | 2049 | 2050
Accumulated Annual Demand |  | PJ | 8 & Calculations | 0 | 0.026599 | 0.053198 | 0.079796 | 0.1064 | 0.13299 | 0.15959 | 0.18619 | 0.21279 | 0.23939 | 0.26599 | 0.26599 | 0.35071 | 0.43543 | 0.52015 | 0.60488 | 0.6896 | 0.77432 | 0.85904 | 0.94376 | 1.0285 | 1.0285 | 1.9545 | 2.8805 | 3.8066 | 4.7326 | 5.6586 | 6.5847 | 7.5107 | 8.4367 | 9.3628
ELC004
Parameter | Commodity | Units | Source | 2020 | 2021 | 2022 | 2023 | 2024 | 2025 | 2026 | 2027 | 2028 | 2029 | 2030 | 2031 | 2032 | 2033 | 2034 | 2035 | 2036 | 2037 | 2038 | 2039 | 2040 | 2041 | 2042 | 2043 | 2044 | 2045 | 2046 | 2047 | 2048 | 2049 | 2050
Accumulated Annual Demand |  | PJ | 8 & Calculations | bar: 2020 to 2050

## 5. References
5. Sources
1 | World Bank (n.d.) Population growth (annual %). https://data.worldbank.org/indicator/SP.POP.GROW?locations=EG [Accessed on 28 August 2024]
2 | Martindale, L., Alexander, K., Gardumi, F., Shivakumar, A. (July, 2023) My First CLEWs Country Model. Zenodo. 10.5281/zenodo.7916224
3 | Climate Compatible Growth (CCG) (2021) Selected ‘Starter Kit’ energy system modelling data for Egypt. http://dx.doi.org/10.21203/rs.3.rs-479263/v2.
4 | Our world in Data (n,d,) Land area (km²). https://ourworldindata.org/grapher/land-area-km?tab=chart&country=~ZMB [Accessed on 01 September 2024]
5 | Gibson, A. et al. (2023) Long-term Energy System Modelling for a Clean Energy Transition in Egypt’s Energy Sector. https://doi.org/10.21203/rs.3.rs-2526010/v4.
6 | Egypt Energy (2021) Egypt Energy Report. https://www.egypt-energy.com/content/dam/Informa/egypt-energy/en/pdf/Egypt%20Energy%20Report-16-5%20.pdf [Accessed on 28 August 2024]
7 | Plazas-Niño, F. et al. (2024) Assessing the role of low-emission hydrogen: A techno-economic database for hydrogen pathways modelling. Data in Brief, 52. https://doi.org/10.1016/j.dib.2023.109822.
8 | Bakr, Noha. (2023) Egyptian Oath of Investments in Green Hydrogen. https://idsc.gov.eg/upload/DocumentLibraryIssues/AttachmentE/8444/Egyptian%20Path%20of%20Investments%20in%20Green%20Hydrogen.pdf [Accessed on 15 August 2024}

## Land generic data (hidden)
Domain Code | Domain | Area Code | Area | Element Code | Element | Item Code | Item | Year Code | Year | Unit | Value | Flag | Flag Description
FO | Forestry Production and Trade | 157 | Nicaragua | 5516 | Production | 1627 | Wood fuel, coniferous | 2010 | 2010 | m3 | 671249 | F | FAO estimate
FO | Forestry Production and Trade | 157 | Nicaragua | 5516 | Production | 1627 | Wood fuel, coniferous | 2011 | 2011 | m3 | 672715 | F | FAO estimate
FO | Forestry Production and Trade | 157 | Nicaragua | 5516 | Production | 1627 | Wood fuel, coniferous | 2012 | 2012 | m3 | 674334 | F | FAO estimate
FO | Forestry Production and Trade | 157 | Nicaragua | 5516 | Production | 1627 | Wood fuel, coniferous | 2013 | 2013 | m3 | 676106 | F | FAO estimate
FO | Forestry Production and Trade | 157 | Nicaragua | 5516 | Production | 1627 | Wood fuel, coniferous | 2014 | 2014 | m3 | 678029 | F | FAO estimate
FO | Forestry Production and Trade | 157 | Nicaragua | 5516 | Production | 1627 | Wood fuel, coniferous | 2015 | 2015 | m3 | 680101 | F | FAO estimate
FO | Forestry Production and Trade | 157 | Nicaragua | 5516 | Production | 1627 | Wood fuel, coniferous | 2016 | 2016 | m3 | 679644 | F | FAO estimate
FO | Forestry Production and Trade | 157 | Nicaragua | 5516 | Production | 1627 | Wood fuel, coniferous | 2017 | 2017 | m3 | 679326 | F | FAO estimate
FO | Forestry Production and Trade | 157 | Nicaragua | 5516 | Production | 1627 | Wood fuel, coniferous | 2018 | 2018 | m3 | 679143 | F | FAO estimate
FO | Forestry Production and Trade | 157 | Nicaragua | 5516 | Production | 1627 | Wood fuel, coniferous | 2019 | 2019 | m3 | 679094 | F | FAO estimate
FO | Forestry Production and Trade | 157 | Nicaragua | 5516 | Production | 1628 | Wood fuel, non-coniferous | 2010 | 2010 | m3 | 5425313 | F | FAO estimate
FO | Forestry Production and Trade | 157 | Nicaragua | 5516 | Production | 1628 | Wood fuel, non-coniferous | 2011 | 2011 | m3 | 5437157 | F | FAO estimate
FO | Forestry Production and Trade | 157 | Nicaragua | 5516 | Production | 1628 | Wood fuel, non-coniferous | 2012 | 2012 | m3 | 5450245 | F | FAO estimate
FO | Forestry Production and Trade | 157 | Nicaragua | 5516 | Production | 1628 | Wood fuel, non-coniferous | 2013 | 2013 | m3 | 5464565 | F | FAO estimate
FO | Forestry Production and Trade | 157 | Nicaragua | 5516 | Production | 1628 | Wood fuel, non-coniferous | 2014 | 2014 | m3 | 5480106 | F | FAO estimate
FO | Forestry Production and Trade | 157 | Nicaragua | 5516 | Production | 1628 | Wood fuel, non-coniferous | 2015 | 2015 | m3 | 5496858 | F | FAO estimate
FO | Forestry Production and Trade | 157 | Nicaragua | 5516 | Production | 1628 | Wood fuel, non-coniferous | 2016 | 2016 | m3 | 5493163 | F | FAO estimate
FO | Forestry Production and Trade | 157 | Nicaragua | 5516 | Production | 1628 | Wood fuel, non-coniferous | 2017 | 2017 | m3 | 5490589 | F | FAO estimate
FO | Forestry Production and Trade | 157 | Nicaragua | 5516 | Production | 1628 | Wood fuel, non-coniferous | 2018 | 2018 | m3 | 5489114 | F | FAO estimate
FO | Forestry Production and Trade | 157 | Nicaragua | 5516 | Production | 1628 | Wood fuel, non-coniferous | 2019 | 2019 | m3 | 5488719 | F | FAO estimate
FO | Forestry Production and Trade | 157 | Nicaragua | 5516 | Production | 1623 | Other industrial roundwood, coniferous (production) | 2017 | 2017 | m3 | 121 |  | Official data
FO | Forestry Production and Trade | 157 | Nicaragua | 5516 | Production | 1623 | Other industrial roundwood, coniferous (production) | 2018 | 2018 | m3 | 0 |  | Official data
FO | Forestry Production and Trade | 157 | Nicaragua | 5516 | Production | 1623 | Other industrial roundwood, coniferous (production) | 2019 | 2019 | m3 | 0 | Im | FAO data based on imputation methodology
FO | Forestry Production and Trade | 157 | Nicaragua | 5516 | Production | 1626 | Other industrial roundwood, non-coniferous (production) | 2010 | 2010 | m3 | 0 | Im | FAO data based on imputation methodology
FO | Forestry Production and Trade | 157 | Nicaragua | 5516 | Production | 1626 | Other industrial roundwood, non-coniferous (production) | 2011 | 2011 | m3 | 0 | Im | FAO data based on imputation methodology
FO | Forestry Production and Trade | 157 | Nicaragua | 5516 | Production | 1626 | Other industrial roundwood, non-coniferous (production) | 2012 | 2012 | m3 | 0 | Im | FAO data based on imputation methodology
FO | Forestry Production and Trade | 157 | Nicaragua | 5516 | Production | 1626 | Other industrial roundwood, non-coniferous (production) | 2013 | 2013 | m3 | 0 | Im | FAO data based on imputation methodology
FO | Forestry Production and Trade | 157 | Nicaragua | 5516 | Production | 1626 | Other industrial roundwood, non-coniferous (production) | 2014 | 2014 | m3 | 0 | Im | FAO data based on imputation methodology
FO | Forestry Production and Trade | 157 | Nicaragua | 5516 | Production | 1626 | Other industrial roundwood, non-coniferous (production) | 2015 | 2015 | m3 | 0 | Im | FAO data based on imputation methodology
FO | Forestry Production and Trade | 157 | Nicaragua | 5516 | Production | 1626 | Other industrial roundwood, non-coniferous (production) | 2016 | 2016 | m3 | 0 | Im | FAO data based on imputation methodology
FO | Forestry Production and Trade | 157 | Nicaragua | 5516 | Production | 1626 | Other industrial roundwood, non-coniferous (production) | 2017 | 2017 | m3 | 0 |  | Official data
FO | Forestry Production and Trade | 157 | Nicaragua | 5516 | Production | 1626 | Other industrial roundwood, non-coniferous (production) | 2018 | 2018 | m3 | 0 |  | Official data
FO | Forestry Production and Trade | 157 | Nicaragua | 5516 | Production | 1626 | Other industrial roundwood, non-coniferous (production) | 2019 | 2019 | m3 | 0 | Im | FAO data based on imputation methodology
FO | Forestry Production and Trade | 157 | Nicaragua | 5510 | Production | 1630 | Wood charcoal | 2010 | 2010 | tonnes | 7000 |  | Official data
FO | Forestry Production and Trade | 157 | Nicaragua | 5510 | Production | 1630 | Wood charcoal | 2011 | 2011 | tonnes | 13000 |  | Official data
FO | Forestry Production and Trade | 157 | Nicaragua | 5510 | Production | 1630 | Wood charcoal | 2012 | 2012 | tonnes | 13000 | F | FAO estimate
FO | Forestry Production and Trade | 157 | Nicaragua | 5510 | Production | 1630 | Wood charcoal | 2013 | 2013 | tonnes | 13000 | F | FAO estimate
FO | Forestry Production and Trade | 157 | Nicaragua | 5510 | Production | 1630 | Wood charcoal | 2014 | 2014 | tonnes | 13000 | F | FAO estimate
FO | Forestry Production and Trade | 157 | Nicaragua | 5510 | Production | 1630 | Wood charcoal | 2015 | 2015 | tonnes | 13000 | F | FAO estimate
FO | Forestry Production and Trade | 157 | Nicaragua | 5510 | Production | 1630 | Wood charcoal | 2016 | 2016 | tonnes | 13000 | F | FAO estimate
FO | Forestry Production and Trade | 157 | Nicaragua | 5510 | Production | 1630 | Wood charcoal | 2017 | 2017 | tonnes | 13000 | F | FAO estimate
FO | Forestry Production and Trade | 157 | Nicaragua | 5510 | Production | 1630 | Wood charcoal | 2018 | 2018 | tonnes | 13000 | Im | FAO data based on imputation methodology
FO | Forestry Production and Trade | 157 | Nicaragua | 5510 | Production | 1630 | Wood charcoal | 2019 | 2019 | tonnes | 13000 | Im | FAO data based on imputation methodology
Item |  | 2010 | 2011 | 2012 | 2013 | 2014 | 2015 | 2016 | 2017 | 2018 | 2019
Wood fuel, coniferous | m3 | 671249 | 672715 | 674334 | 676106 | 678029 | 680101 | 679644 | 679326 | 679143 | 679094
Wood fuel, non-coniferous | m3 | 5425313 | 5437157 | 5450245 | 5464565 | 5480106 | 5496858 | 5493163 | 5490589 | 5489114 | 5488719
Other industrial roundwood, coniferous (production) | m3 | 2017: 121; 2018: 0; 2019: 0
Other industrial roundwood, non-coniferous (production) | m3 | 0 | 0 | 0 | 0 | 0 | 0 | 0 | 0 | 0 | 0
Wood charcoal | tonnes | 7000 | 13000 | 13000 | 13000 | 13000 | 13000 | 13000 | 13000 | 13000 | 13000
average growth rate |  | 2010 | 2011 | 2012 | 2013 | 2014 | 2015 | 2016 | 2017 | 2018 | 2019
Wood fuel, coniferous |  |  | 0.2184% | 0.2407% | 0.2628% | 0.2844% | 0.3056% | -0.0672% | -0.04679% | -0.02694% | -0.007215% | 0.1293%
Wood fuel, non-coniferous |  |  | 0.2183% | 0.2407% | 0.2627% | 0.2844% | 0.3057% | -0.06722% | -0.04686% | -0.02686% | -0.007196% | 0.1293%
Other industrial roundwood, coniferous (production)
Other industrial roundwood, non-coniferous (production)
Wood charcoal |  |  | 85.71% | 0% | 0% | 0% | 0% | 0% | 0% | 0% | 0%
Total Wood Fuel | m3 | 6096562 | 6109872 | 6124579 | 6140671 | 6158135 | 6176959 | 6172807 | 6169915 | 6168257 | 6167813
forest area Nicaragua |  | 0.25 | 0.25 | 0.25 | 0.25 | 0.25 | 0.25 | 0.25 | 0.25 | 0.25 | 0.25
Total Wood to Charcoal | m3 wood / tonnes charcoal | 870.9374 | 469.9902 | 471.1215 | 472.3593 | 473.7027 | 475.1507 | 474.8313 | 474.6088 | 474.4813 | 474.4472
wood fuel in 35% surface area |  | 8535186.8 | 8553820.8 | 8574410.6 | 8596939.4 | 8621389 | 8647742.6 | 8641929.8 | 8637881 | 8635559.8 | 8634938.2 | assumption taken
Heating value wood | 14 | 2010: MJ/kg; 2011: GJ/tonne
Heating value charcoal
http://www.mem.gob.ni/wp-content/uploads/2021/01/Informe-Balance-Energetico-Nacional-2019-Final.pdf
Use of fuelwood in Nicaragua 2019 | 972 | 2010: ktep; 2011: 40.7939; 2012: PJ of fuelwood
conversion to PJ | 0.041969 | 2010: PJ/ktep
Clean Cooking Alliance
https://www.cleancookingalliance.org/country-profiles/106-nicaragua.html
By the Numbers
Region | Latin America and Caribbean
Country | Nicaragua
Population | 5991733
Percentage of population using solid fuels for cooking | 54%
Number of people who primarily use fuels such as wood, charcoal, coal, and kerosene for cooking | no data
Percentage of woodfuel harvest that is unsustainable | no data
Number of people affected by HAP | 3235536
Number of households affected by HAP | 838662
Number of deaths per year attributable to HAP | 2373
Number of child deaths per year attributable to HAP | 289
Urban population using solid fuels | 31.4%
Rural population using solid fuels | 91.8%
Population using wood for cooking | 56.5%
Population using dung for cooking | 0%
Population using charcoal for cooking | 0%
Population using coal for cooking | 0.6%
Population using kerosene for cooking | 0.1%
Population using gas for cooking | 41%
Population using electricity for cooking | 0.6%
Population using other fuels for cooking | 1.2%
Balance Energético Costa Rica | Leña (fuelwood), TJ, 2019
Consumo final total | 8582.5439 | 2010: 61496.7756
Consumo final (no energ.)
Consumo final (energético) | 8582.5439
Residencial | 2432.8663
1. Urbano | 454.5546
1.a Cocción | 0
1.b Enfriamiento | 0
1.c Iluminación | 0
1.d Producción de calor | 0
1.e Generación de fuerza | 0
2. Rural | 1978.3117
2.a Cocción
2.b Enfriamiento
2.c Iluminación
2.d Producción de calor
2.e Generación de fuerza
Servicios | 1172.2
Comercial
Público
Transporte
Terrestre
1. Privado
1.a Automóviles
1.b Jeep
1.c Microbus familiar
1.d Motos
2. Público
2.a Microbus
2.b Autobus
2.c Taxis
3. Carga
3.a Liviana
3.b Pesada
4. Equipo especial
5. Otros
6. Ferrocarril
Marítimo
Aéreo
Industria | 4977.4775
1. Produc.de alimentos y tabaco (CIIU 31) | 370.1753
1.a Generación de vapor
1.b Generación de calor
1.c Iluminación
1.d Enfriamiento
1.e Generación de fuerza
1.f Otros
2. Producción de textiles y cuero (CIIU 32) | 0
2.a Generación de vapor
2.b Generación de calor
2.c Iluminación
2.d Enfriamiento
2.e Generación de fuerza
2.f Otros
3. Producción de madera (CIIU 33) | 4010.567
3.a Generación de vapor
3.b Generación de calor
3.c Iluminación
3.d Enfriamiento
3.e Generación de fuerza
3.f Otros
4. Producción de papel (CIIU 34) | 404.8165
4.a Generación de vapor
4.b Generación de calor
4.c Iluminación
4.d Enfriamiento
4.e Generación de fuerza
4.f Otros
5. Producción de químicos (CIIU 35) | 0
5.a Generación de vapor
5.b Generación de calor
5.c Iluminación
5.d Enfriamiento
5.e Generación de fuerza
5.f Otros
6. Otras industrias (CIIU 36-39) | 191.9188
6.a Generación de vapor
6.b Generación de calor
6.c Iluminación
6.d Enfriamiento
6.e Generación de fuerza
6.f Otros
Agropecuario
Consumo no identificado (otros)
¬ GJ : Giga Joule = 109 Joules
¬ TJ : Tera Joule = 1012 Joules
¬ PJ : Peta Joule : = 1015 Joules
Primary Energy : Energy that is quantified at the primary user level before any transformation process. For example, the primary Woodfuel consumption is quantified in energy terms by adding the following items : Fuelwood + Charcoal (in terms of Fuelwood equivalent using the carbonization ratio) + Black Liquor (in terms of Woodfuel equivalent using the conversion ratio mentioned above)
FAOSTAT Forest Products METADATA):
Data description
The database contains data on the production and trade in roundwood and primary wood and paper products for all countries and territories in the world.The main types of primary forest products included in are: roundwood, sawnwood, wood-based panels, pulp, and paper and paperboard. These products are detailed further. The definitions are available. The database contains details of the following topics:- Roundwood removals (production) by type of wood and assortment- Production and trade in roundwood, woodfuel and other basic products- Industrial roundwood by assortment and species- Sawnwood, panels and other primary products- Pulp and paper & paperboard.More detailed information on wood products, including definitions, can be found at http://www.fao.org/forestry/statistics/80572/en/
Classification system
FAO Forestry Commodity List (commonly used with Eurostat, ITTO and UNECE) which is linked to the Harmonised System codes (see http://www.fao.org/forestry/statistics/80572/en/)
FAO Forest Products statistics: Classifications and standards
http://www.fao.org/forestry/statistics/80572/en/
FOREST PRODUCTS DEFINITIONS:
http://www.fao.org/forestry/34572-0902b3c041384fd87f2451da2bb9237.pdf
Type of wood product | Definition (as in pdf cell A11)
1. ROUNDWOOD | All roundwood felled or otherwise harvested and removed. It comprises all wood obtained from removals, i.e. the quantities removed from forests and from trees outside the forest, including wood recovered from natural, felling and logging losses during the period, calendar year or forest year. It includes all wood removed with or without bark, including wood removed in its round form, or split, roughly squared or in other form (e.g. branches, roots, stumps and burls (where these are harvested) and wood that is roughly shaped or pointed. It is an aggregate comprising wood fuel, including wood for charcoal and industrial roundwood (wood in the rough). It is reported in cubic metres solid volume underbark (i.e. excluding bark).
1.1. WOOD FUEL (INCLUDING WOOD FOR CHARCOAL) | Roundwood that will be used as fuel for purposes such as cooking, heating or power production. It includes wood harvested from main stems, branches and other parts of trees (where these are harvested for fuel) and wood that will be used for the production of charcoal (e.g. in pit kilns and portable ovens), wood pellets and other agglomerates. The volume of roundwood used in charcoal production is estimated by using a factor of 6.0 to convert from the weight (mt) of charcoal produced to the solid volume (m3 ) of roundwood used in production. It also includes wood chips to be used for fuel that are made directly (i.e. in the forest) from roundwood. It excludes wood charcoal, pellets and other agglomerates. It is reported in cubic metres solid volume underbark (i.e. excluding bark).
1.2. INDUSTRIAL ROUNDWOOD (WOOD IN THE ROUGH) | All roundwood except wood fuel. In production statistics, it is an aggregate comprising sawlogs and veneer logs; pulpwood, round and split; and other industrial roundwood. It is reported in cubic metres solid volume underbark (i.e. excluding bark). The customs classification systems used by most countries do not allow the division of Industrial Roundwood trade statistics into the different end-use categories that have long been recognized in production statistics (i.e. sawlogs and veneer logs, pulpwood and other industrial roundwood). Thus, these components do not appear in trade.
1.2.1. SAWLOGS AND VENEER LOGS | Roundwood that will be sawn (or chipped) lengthways for the manufacture of sawnwood or railway sleepers (ties) or used for the production of veneer (mainly by peeling or slicing). It includes roundwood (whether or not it is roughly squared) that will be used for these purposes; shingle bolts and stave bolts; match billets and other special types of roundwood (e.g. burls and roots, etc.) used for veneer production. It is reported in cubic metres solid volume underbark (i.e. excluding bark).
1.2.2. PULPWOOD, ROUND AND SPLIT | Roundwood that will be used for the production of pulp, particleboard or fibreboard. It includes: roundwood (with or without bark) that will be used for these purposes in its round form or as splitwood or wood chips made directly (i.e. in the forest) from roundwood. It is reported in cubic metres solid volume underbark (i.e. excluding bark).
1.2.3. OTHER INDUSTRIAL ROUNDWOOD | Industrial roundwood (wood in the rough) other than sawlogs, veneer logs and/or pulpwood. It includes roundwood that will be used for poles, piling, posts, fencing, pitprops, shingles and shakes, wood wool, tanning, distillation and match blocks, etc. It is reported in cubic metres solid volume underbark (i.e. excluding bark).
2. WOOD CHARCOAL | Wood carbonised by partial combustion or the application of heat from external sources. It includes charcoal used as a fuel or for other uses, e.g. as a reduction agent in metallurgy or as an absorption or filtration medium. It is reported in metric tonnes.
3. WOOD CHIPS, PARTICLES AND RESIDUES | In JQ1 and JQ2, this product category is an aggregate comprising wood chips, particles and wood residues. It is the volume of roundwood that is left over after the production of forest products in the wood processing industry (i.e. wood processing co-products) and has not been agglomerated. It is reported in cubic metres solid volume excluding bark.
3.1. WOOD CHIPS AND PARTICLES | Wood that has been reduced to small pieces and is suitable for pulping, for particle board and/or fibreboard production, for use as a fuel, or for other purposes. It excludes wood chips made directly in the forest from roundwood (i.e. already counted as pulpwood or wood fuel). It is reported in cubic metres solid volume excluding bark
3.2. WOOD RESIDUES INCLUDING WOOD FOR AGGLOMERATES | Other wood processing co-products. It includes wood waste and scrap not useable as residues that will be used for production of pellets and other agglomerated products. It excludes wood chips, made either directly in the forest from roundwood or made in the wood processing industry (i.e. already counted as pulpwood or wood chips and particles), and agglomerated products such as logs, briquettes, pellets or similar forms as well as post-consumer wood. It is reported in cubic metres solid volume excluding bark. timber such as sawmill rejects, slabs, edgings and trimmings, veneer log cores, veneer rejects, sawdust, residues from carpentry and joinery production, and wood
4. WOOD PELLETS AND OTHER AGGLOMERATES | Agglomerates produced either directly by compression or by the addition of a binder in a proportion not exceeding 3% by weight. Such pellets are cylindrical, with a diameter not exceeding 25 mm and a length not exceeding 100 mm. It is reported in metric tonnes.
4.1. WOOD PELLETS | Agglomerates produced either directly by compression or by the addition of a binder in a proportion not exceeding 3% by weight. Such pellets are cylindrical, with a diameter not exceeding 25 mm and a length not exceeding 100 mm. It is reported in metric tonnes.
4.2. OTHER AGGLOMERATES | Agglomerates other than wood pellets, for example briquettes or logs. It is reported in metric tonnes.
5. SAWNWOOD | Wood that has been produced from both domestic and imported roundwood, either by sawing lengthways or by a profile-chipping process and that exceeds 6 mm in thickness. It includes planks, beams, joists, boards, rafters, scantlings, laths, boxboards and "lumber", etc., in the following forms: unplaned, planed, end-jointed (for example finger-jointed), etc. It excludes sleepers, wooden flooring, mouldings (sawnwood continuously shaped along any of its edges or faces, like tongued, grooved, rebated, V-jointed, beaded, moulded, rounded or the like) and sawnwood produced by resawing previously sawn pieces. It is reported in cubic metres solid volume.
6. WOOD-BASED PANELS | This product category is an aggregate comprising veneer sheets, plywood, particle board, and fibreboard. It is reported in cubic metres solid volume.
6.1. VENEER SHEETS
6.2. PLYWOOD
6.3. PARTICLE BOARD, ORIENTED STRANDBOARD (OSB) AND SIMILAR BOARD
6.3.1. ORIENTED STRANDBOARD (OSB)
6.4. FIBREBOARD
6.4.1. HARDBOARD
6.4.2. MEDIUM/HIGH DENSITY FIBREBOARD (MDF/HDF)
6.4.3. OTHER FIBREBOARD
7. WOOD PULP | Fibrous material prepared from pulpwood, wood chips, particles or residues by mechanical and/or chemical process for further manufacture into paper, paperboard, fibreboard or other cellulose products. It is an aggregate comprising mechanical wood pulp; semi-chemical wood pulp; chemical wood pulp; and dissolving wood pulp. It is reported in metric tonnes air-dry weight (i.e. with 10% moisture content).
7.1. MECHANICAL WOOD PULP
7.2. SEMI-CHEMICAL WOOD PULP
7.3. CHEMICAL WOOD PULP
7.4. DISSOLVING GRADES
8. OTHER PULP | Pulp manufactured from waste paper or from fibrous vegetable materials other than wood and used for the manufacture of paper, paperboard and fibreboard. It is an aggregate comprising pulp from fibres other than wood and recovered fibre pulp. It is reported in metric tonnes air-dry weight (i.e. with 10% moisture content).
8.1. PULP FROM FIBRES OTHER THAN WOOD
8.2. RECOVERED FIBRE PULP
…
Global Forest Assessmet 2020
Livestock sector data - FAOSTAT | Item | Unit | 2010 | 2011 | 2012 | 2013 | 2014 | 2015 | 2016 | 2017 | 2018 | 2019 |  | Average 2011 - 2018
Live Animals | Cattle heads (dairy and non-dairy) | Head | 3700000 | 4136422 | 4313733 | 4564350 | 4818483 | 5086766 | 5042990 | 4880169 | 5087015 | 5221159 |  | 4741241
Livestock Primary
Producing Animals/Slaughtered | Meat, cattle | Head | 749221 | 914000 | 860300 | 784361 | 769111 | 709882 | 677215 | 818924 | 784300 | 795301 |  | 789761.625
Yield/Carcass Weight | Meat, cattle | hg/An | 1616 | 1407 | 1338 | 1539 | 1587 | 1623 | 1689 | 1804 | 1746 | 1693 |  | 1591.625
Production | Meat, cattle | tonnes | 121040 | 128603 | 115121 | 120687 | 122063 | 115216 | 114368 | 147749 | 136940 | 134612 |  | 125093.375
Livestock Patterns |  |  |  | 6.248% | -10.48% | 4.835% | 1.14% | -5.609% | -0.736% | 29.19% | -7.316% | -1.7% |  | 0.021583
Livestock units per agricultural land area | Cattle | LSU/ha | 0.52 | 0.57 | 0.59 | 0.63 | 0.67 | 0.7 | 0.7 | 0.69 | 0.71 |  |  | 0.6575
Share in total livestock | Cattle | % of total LSU | 84.4 | 86 | 85.82 | 86.35 | 86.47 | 86.66 | 86.55 | 86.82 | 87.1 |  |  | 86.4712
Stocks | Cattle | Livestock units (LSU) | 2590000 | 2895495.4 | 3019613.17 | 3195045.1 | 3372938.1 | 3560736.2 | 3545361.04 | 3486446 | 3610299.25 |  |  | 3335741.7825
Livestock Manure |  |  |  | 0.7 | 0.7 | 0.7 | 0.7 | 0.7 | 0.7 | 0.7 | 0.7 | LSU correspond to 70% of the total cattle heads (dairy + non-dairy) |  | 0.7
Stocks | Cattle, dairy | Head |  | 994418 | 1000000 | 980085 | 941070 | 903608 | 796763 | 786109 | 809473 |  |  | 901440.75
Amount excreted in manure (N content) | Cattle, dairy | kg |  | 69688813.44 | 70080000 | 68684356.8 | 65950185.6 | 63324848.64 | 55837151.04 | 55090518.72 | 56727867.84 |  |  | 63172967.76
Manure left on pasture (N content) | Cattle, dairy | kg |  | 25087972.8384 | 25228800 | 24726368.448 | 23742066.816 | 22796945.5104 | 20101374.3744 | 19832586.7392 | 20422032.4224 |  |  | 22742268.3936
Stocks | Cattle, non-dairy | Head |  | 3142004 | 3313733 | 3584265 | 3877413 | 4183158 | 4268038 | 4194528 | 4348097 |  |  | 3863904.5
Amount excreted in manure (N content) | Cattle, non-dairy | kg |  | 125922094.308 | 132804477.441 | 143646588.405 | 155395080.801 | 167648423.166 | 171050158.926 | 168104098.656 | 174258683.469 |  |  | 154853700.6465
Manure left on pasture (N content) | Cattle, non-dairy | kg |  | 124662873.3649 | 131476432.6666 | 142210122.5209 | 153841129.993 | 165971938.9343 | 169339657.3367 | 166423057.6694 | 172516096.6343 |  |  | 153305163.64
Total stock | Cattle dairy and non-dairy | Head |  | 4136422 | 4313733 | 4564350 | 4818483 | 5086766 | 5064801 | 4980637 | 5157570 |  |  | 4765345.25
Land under perm. meadows and pastures |  | %land area |  | 26.59 | 27.19 | 27.21 | 27.21 | 27.21 | 27.21 | 27.21 | 27.21 | 27.21 |  | 27.13
Land area | 12034 | kha
Land under perm. meadows and pastures |  | kha |  | 3199.8406 | 3272.0446 | 3274.4514 | 3274.4514 | 3274.4514 | 3274.4514 | 3274.4514 | 3274.4514 | 3274.4514 |  | 3264.8242
Cattle heads per area of pasture | cattle, non-dairy | 1,000 heads/kha |  | 0.98193 | 1.0127 | 1.0946 | 1.1841 | 1.2775 | 1.3034 | 1.281 | 1.3279 | 0 |  | 1.1829
|  | meat /head slaughtered (yield) | t / head slaughtered | 0.1407 | 0.13381 | 0.15387 | 0.15871 | 0.1623 | 0.16888 | 0.18042 | 0.1746 |  |  | 0.15916
|  | heads slaughtered / stock |  | 0.2909 | 0.25962 | 0.21883 | 0.19836 | 0.1697 | 0.15867 | 0.19524 | 0.18038 |  |  | 0.20896
|  | ton meat produced / total cattle heads | t / heads | 0.04093 | 0.034741 | 0.033671 | 0.031481 | 0.027543 | 0.026796 | 0.035224 | 0.031494 |  |  | 0.032735
|  | ton meat produced / LSU | t / LSU | 0.044415 | 0.038124 | 0.037773 | 0.036189 | 0.032357 | 0.032258 | 0.042378 | 0.03793 |  |  | 0.037678
|  | LSU / non-dairy cattle |  | 0.92154 | 0.91124 | 0.89141 | 0.86989 | 0.85121 | 0.83068 | 0.83119 | 0.83032 |  |  | 0.86718
|  | cattle heads / meat produced | thousand heads / kt meat | 24.4318 | 28.7848 | 29.6988 | 31.7657 | 36.3071 | 37.3185 | 28.3896 | 31.7518 |  |  | 31.056
http://www.fao.org/3/t0279e/T0279E05.htm

## Agr Costs (hidden)
Assumptions for crop cultivation costs
Crop: Sugarcane
Sugarcane High yield
in the model (Nic Dec 2019), irrigated, high-yield |  | 100 | ton/ha
|  | 0.1 | Mt / kha
Costa Rica yield | 80 | ton / ha |  |  |  |  | Yield: | 100 | ton / ha |  | Yield: | 52 | ton / ha
Labores Mecanizadas / Contratadas
Tareas / Insumos | Categoria | Medida | Cantidad / ha | Costo Unitario (USD / medida / ha) | Costo Total (USD / ha) | % costo total |  | Cantidad / ha | Costo Total (USD / ha) | % costo total |  | Cantidad / ha | Costo Total (USD / ha) | % costo total
carga de la caña | Labores Contratadas | kg | 80000 | 0.0075056 | 600.45 | 30.85% |  | 100000 | 750.5625 | 30.85% |  | 52000 | 390.2925 | 30.85%
Corta de la caña | Labores Contratadas | kg | 80000 | 0.0021902 | 175.22 | 9.003% |  | 100000 | 219.025 | 9.003% |  | 52000 | 113.893 | 9.003%
Acarreo | Labores Contratadas | kg | 80000 | 0.0068339 | 546.71 | 28.09% |  | 100000 | 683.3875 | 28.09% |  | 52000 | 355.3615 | 28.09%
|  |  |  | Total | 1322.38 | 67.95% |  | Total | 1652.975 | 67.95% |  | Total | 859.547 | 35.33%
Labores Manuales |  | Medida
Tareas / Insumos | Categoria | Medida | Cantidad / ha | Costo Unitario (USD / medida / ha) | Costo Total (USD / ha) | % costo total |  | Cantidad / ha | Costo Total (USD / ha) | % costo total |  | Cantidad / ha | Costo Total (USD / ha) | % costo total
Control de malezas | Labores culturales | Hora hombre | 20 | 2.8055 | 56.11 | 2.883% |  | 25 | 70.1375 | 2.883% |  | 13 | 36.4715 | 2.883%
Primera fertilización | Control químico de malezas | Hora hombre | 8 | 2.1037 | 16.83 | 0.8648% |  | 10 | 21.0375 | 0.8648% |  | 5.2 | 10.9395 | 0.8648%
Segunda afertilización | Fertilización manual | Hora hombre | 8 | 2.1037 | 16.83 | 0.8648% |  | 10 | 21.0375 | 0.8648% |  | 5.2 | 10.9395 | 0.8648%
Mantenimiento de rondas y caminos | Mantenimiento de fincas | Hora hombre | 8 | 2.1037 | 16.83 | 0.8648% |  | 10 | 21.0375 | 0.8648% |  | 5.2 | 10.9395 | 0.8648%
|  |  |  | Sub-Total | 106.6 | 5.477% |  | Sub-Total | 133.25 | 5.477% |  | Sub-Total | 69.29 | 5.477%
|  | Cargas sociales y seguros laborales |  | 26.33% | 28.0678 | 1.442% | Cargas sociales y seguros laborales | 26.33% | 35.0847 | 1.442% | Cargas sociales y seguros laborales | 26.33% | 18.2441 | 1.442%
|  |  |  | Total | 134.6678 | 6.919% |  | Total | 168.3347 | 6.919% |  | Total | 87.5341 | 6.919%
Insumos |  | Medida
Tareas / Insumos | Categoria | Medida | Cantidad / ha | Costo Unitario (USD / medida / ha) | Costo Total (USD / ha) | % costo total |  | Cantidad / ha | Costo Total (USD / ha) | % costo total |  | Cantidad / ha | Costo Total (USD / ha) | % costo total
Fertilizante nitrogenado | Fertilizantes | kg | 315 | 0.43241 | 136.21 | 6.999% |  | 393.75 | 170.2625 | 6.999% |  | 204.75 | 88.5365 | 6.999%
Fertilización | Fertilizantes | kg | 315 | 0.6034 | 190.07 | 9.766% |  | 393.75 | 237.5875 | 9.766% |  | 204.75 | 123.5455 | 9.766%
Herbicidas | Herbicida | unidad | 3 | 29.6167 | 88.85 | 4.565% |  | 3.75 | 111.0625 | 4.565% |  | 1.95 | 57.7525 | 4.565%
|  |  |  | Total | 415.13 | 21.33% |  | Total | 518.9125 | 21.33% |  | Total | 269.8345 | 21.33%
Otros |  | Medida
Tareas / Insumos | Categoria | Medida | Cantidad / ha | Costo Unitario (USD / medida / ha) | Costo Total (USD / ha) | % costo total |  | Cantidad / ha | Costo Total (USD / ha) | % costo total |  | Cantidad / ha | Costo Total (USD / ha) | % costo total
Transporte de insumos | Transporte de Insumos | global | 1 |  | 52.26 | 2.685% |  | 1.25 | 65.325 | 2.685% |  | 0.65 | 33.969 | 2.685%
Administración | Gastos administrativos | global | 1 |  | 18.26 | 0.9382% |  | 1.25 | 22.825 | 0.9382% |  | 0.65 | 11.869 | 0.9382%
|  |  |  | Sub-Total | 70.52 | 3.623% |  | Sub-Total | 88.15 | 3.623% |  | Sub-Total | 45.838 | 3.623%
|  |  | Imprevistos | 5% | 3.526 | 0.1812% | Imprevistos | 5% | 4.4075 | 0.1812% | Imprevistos | 5% | 2.2919 | 0.1812%
|  |  |  | Total | 74.046 | 3.805% |  | Total | 92.5575 | 3.805% |  | Total | 48.1299 | 3.805%
Costo Total de Producción |  |  |  |  | Costo Total (USD / ha) |  |  |  | Costo Total (USD / ha) |  |  |  | Costo Total (USD / ha)
[5 empty] | 1946.2238 | 100% |  |  | 2432.7797 | 100% |  |  | 1265.0455 | 52%
|  |  |  | Costo Unitario | 24.3278 | USD / ton |  | Costo Unitario | 24.3278 | USD / ton |  | Costo Unitario | 24.3278 | USD / ton
[5 empty] | 1.9462 | MUSD / kha |  | O&M cost | 2.4328 | MUSD / kha |  | O&M cost | 1.265 | MUSD / kha
[8 empty] | fixed cost | 0.7798 | MUSD / kha |  | fixed cost | 0.4055 | MUSD / kha
[8 empty] | variable | 1.653 | MUSD / kha |  | variable | 0.85955 | MUSD / kha
Crop: Maize
Costa Rica yield | 6.8 | ton / ha | 0.0068 | Mt / kha |  |  | Yield: | 4.05 | ton / ha
Labores Mecanizadas / Contratadas
Tareas / Insumos | Categoria | Medida | Cantidad / ha | Costo Unitario (USD / medida / ha) | Costo Total (USD / ha) | % costo total |  | Cantidad / ha | Costo Total (USD / ha) | % costo total
Chapea | Labores contratadas | ha | 1 | 86.1 | 86.1 | 6.205% |  | 0.59559 | 51.2801 | 6.205%
|  |  |  | Total | 86.1 | 6.205% |  |  | 51.2801 | 6.205%
Labores Manuales |  | Medida
Tareas / Insumos | Categoria | Medida | Cantidad / ha | Costo Unitario (USD / medida / ha) | Costo Total (USD / ha) | % costo total |  | Cantidad / ha | Costo Total (USD / ha) | % costo total
Preparación de suelo / herbicidas (BOMBA) | Preparación de terreno | jornales | 7 | 2.9729 | 20.81 | 1.5% |  | 4.1691 | 12.3942 | 1.5%
Siembra | Siembra | jornales | 25 | 2.2296 | 55.74 | 4.017% |  | 14.8897 | 33.1981 | 4.017%
Abonada I, II, III | Fertilización Manual | jornales | 30 | 2.973 | 89.19 | 6.427% |  | 17.8676 | 53.1205 | 6.427%
Aplicación de herbicidas | Fumigación manual | jornales | 10 | 2.973 | 29.73 | 2.142% |  | 5.9559 | 17.7068 | 2.142%
Acarreo de agua | Acarreo | jornales | 5 | 2.23 | 11.15 | 0.8035% |  | 2.9779 | 6.6408 | 0.8035%
Applicación insecticidas y abono foliar | Control de plagas y enfermedades | jornales | 16 | 2.9731 | 47.57 | 3.428% |  | 9.5294 | 28.3321 | 3.428%
Cosecha | Cosecha manual | jornales | 60 | 2.2297 | 133.78 | 9.64% |  | 35.7353 | 79.6778 | 9.64%
Amontonada y transporte interno | Manejo postcosecha | jornales | 30 | 2.973 | 89.19 | 6.427% |  | 17.8676 | 53.1205 | 6.427%
|  |  |  | Sub-Total | 477.16 | 34.39% |  |  | 284.1909 | 34.39%
|  | Cargas sociales y seguros laborales |  | 26.33% | 125.6362 | 9.054% |  | 26.33% | 74.8275 | 9.054%
|  |  |  | Total | 602.7962 | 43.44% |  |  | 359.0183 | 43.44%
Insumos |  | Medida
Tareas / Insumos | Categoria | Medida | Cantidad / ha | Costo Unitario (USD / medida / ha) | Costo Total (USD / ha) | % costo total |  | Cantidad / ha | Costo Total (USD / ha) | % costo total
Semilla (Hs 5) | Semilla | kilo | 15 | 3.272 | 49.08 | 3.537% |  | 8.9338 | 29.2315 | 3.537%
Herbicida sistéico postemergente | Herbicida | galón | 1 | 11.84 | 11.84 | 0.8532% |  | 0.59559 | 7.0518 | 0.8532%
Tratamiento de semilla | Desinfectante | gramo | 100 | 0.0276 | 2.76 | 0.1989% |  | 59.5588 | 1.6438 | 0.1989%
Herbicida quemante | Herbicida | galón | 1 | 21.51 | 21.51 | 1.55% |  | 0.59559 | 12.8111 | 1.55%
Herbicida selectivo, hoja ancha | Herbicida | galón | 1 | 14.49 | 14.49 | 1.044% |  | 0.59559 | 8.6301 | 1.044%
Fertilizante siembra 10-30-10 | Fertilzantes | sacos unidad | 4 | 28.4125 | 113.65 | 8.19% |  | 2.3824 | 67.6886 | 8.19%
Insecticida al follaje larvas | Insecticida | litro | 0.5 | 5.16 | 2.58 | 0.1859% |  | 0.29779 | 1.5366 | 0.1859%
Insecticida al follaje chupadores | Insecticida | litro | 0.5 | 6.16 | 3.08 | 0.222% |  | 0.29779 | 1.8344 | 0.222%
Quelato de aminoácido | Minerales | litro | 1 | 6.89 | 6.89 | 0.4965% |  | 0.59559 | 4.1036 | 0.4965%
Fertilizante 30 días | Fertilizantes | sacos unidad | 4 | 22.3875 | 89.55 | 6.453% |  | 2.3824 | 53.3349 | 6.453%
Sacos | Otros materiales varios | unidad | 100 | 0.1722 | 17.22 | 1.241% |  | 59.5588 | 10.256 | 1.241%
|  |  |  | Total | 332.65 | 23.97% |  |  | 198.1224 | 23.97%
Otros |  | Medida
Tareas / Insumos | Categoria | Medida | Cantidad / ha | Costo Unitario (USD / medida / ha) | Costo Total (USD / ha) | % costo total |  | Cantidad / ha | Costo Total (USD / ha) | % costo total
Servicios contables | Servicios profesionales | global | 1 | 103.32 | 103.32 | 7.445% |  | 0.59559 | 61.5362 | 7.445%
Transporte de producto | Fletes | global | 1 | 99.02 | 99.02 | 7.136% |  | 0.59559 | 58.9751 | 7.136%
Transporte de insumos | Transporte de insumos | global | 1 | 17.22 | 17.22 | 1.241% |  | 0.59559 | 10.256 | 1.241%
Alquiler de terreno | Alquileres | global | 1 | 129.15 | 129.15 | 9.307% |  | 0.59559 | 76.9202 | 9.307%
|  |  |  | Sub-Total | 348.71 | 25.13% |  |  | 207.6876 | 25.13%
|  |  | Imprevistos | 5% | 17.4355 | 1.256% |  | 0.05 | 10.3844 | 1.256%
|  |  |  | Total | 366.1455 | 26.39% |  |  | 218.072 | 26.39%
Costo Total de Producción |  |  |  |  | Costo Total (USD / ha) |  |  |  | Costo Total (USD / ha)
[5 empty] | 1387.6917 | 71.3% |  |  | 826.4929 | 71.3%
|  |  |  | Costo Unitario | 204.0723 | USD / ton |  |  | 204.0723 | USD / ton
|  |  |  | O&M cost | 1.3877 | MUSD / kha |  |  | 0.82649 | MUSD / kha
|  |  |  | fixed cost | 1.106 | MUSD / kha |  |  | 0.65873 | MUSD / kha
|  |  |  | variable | 0.28168 | MUSD / kha |  |  | 0.16776 | MUSD / kha